13594 | 33kV CAST RESIN CURRENT TRANSFORMER RATIO: 100-250/5-5A, CORE 1: 15VA, CLASS: 0.5, CORE 2: 15VA, CLASS: 5P20, STR: 31.5kA/1SEC, CT TYPE: WOUND TYPE CT, CT SECONDARY TERMINAL ON P1 SIDE. | CT | SWITCHGEAR | PR6D1AH75P12Y4Y8N479 | PRAGATI | 33 | - | Nos. |  | Inventory | 33kV CAST RESIN CURRENT TRANSFORMER RATIO: 100-250/5-5A, CORE 1: 15VA, CLASS: 0.5, CORE 2: 15VA, CLASS: 5P20, STR: 31.5kA/1SEC, CT TYPE: WOUND TYPE CT, CT SECONDARY TERMINAL ON P1 SIDE.
13595 | 33kV CAST RESIN CURRENT TRANSFORMER, CTR : 150-300/1-1A, CORE 1: 20VA, CLASS: 0.5, CORE 2: 20VA, CLASS: 5P20,, STR: 31.5kA/1 SEC, CT SECONDARY TERMINAL ON P2 SIDE, WOUND TYPE. | CT | SWITCHGEAR | PR6D1AH81P22Z3Z8NNNN | PRAGATI | - | - | Nos. |  | Inventory | 33kV CAST RESIN CURRENT TRANSFORMER, CTR : 150-300/1-1A, CORE 1: 20VA, CLASS: 0.5, CORE 2: 20VA, CLASS: 5P20,, STR: 31.5kA/1 SEC, CT SECONDARY TERMINAL ON P2 SIDE, WOUND TYPE.
13596 | 33 kV CAST RESIN CURRENT TRANSFORMER, CTR : 400-200/1-1 A, CORE 1: 10VA, CLASS: 0.2, CORE 2: 10VA, CLASS: 5 P 20, STR: 31.5A/1 SEC, CT SECONDARY TERMINAL ON P2 SIDE, WOUND TYPE. | CT | SWITCHGEAR | PR6D1AI21P22X2X8NNNN | PRAGATI | - | - | Nos. |  | Inventory | 33 kV CAST RESIN CURRENT TRANSFORMER, CTR : 400-200/1-1 A, CORE 1: 10VA, CLASS: 0.2, CORE 2: 10VA, CLASS: 5 P 20, STR: 31.5A/1 SEC, CT SECONDARY TERMINAL ON P2 SIDE, WOUND TYPE.
13597 | 33kV CAST RESIN CURRENT TRANSFORMER, CTR : 250-500/1-1A, CORE 1: 20VA, CLASS: 0.5, CORE 2: 20VA, CLASS: 5P20,STR: 31.5kA/1 SEC, CT SECONDARY TERMINAL ON P2 SIDE, WOUND TYPE. | CT | SWITCHGEAR | PR6D1AI21P22Z3Z8NNNN | PRAGATI | - | - | Nos. |  | Inventory | 33kV CAST RESIN CURRENT TRANSFORMER, CTR : 250-500/1-1A, CORE 1: 20VA, CLASS: 0.5, CORE 2: 20VA, CLASS: 5P20,STR: 31.5kA/1 SEC, CT SECONDARY TERMINAL ON P2 SIDE, WOUND TYPE.
13598 | 33kV CAST RESIN CURRENT TRANSFORMER, CTR : 200-400/1-1-1A, CORE 1: 10 VA, CLASS: 0.2, CORE 2: 10 VA, CLASS: 0.2, CORE 3: 10 VA, CLASS: 5P10, STR: 31.5kA/1 SEC, CT SECONDARY TERMINAL ON P2 SIDE, WOUND TYPE. | CT | SWITCHGEAR | PR6D1AI21P23X2X2X6NN | PRAGATI | - | - | Nos. |  | Inventory | 33kV CAST RESIN CURRENT TRANSFORMER, CTR : 200-400/1-1-1A, CORE 1: 10 VA, CLASS: 0.2, CORE 2: 10 VA, CLASS: 0.2, CORE 3: 10 VA, CLASS: 5P10, STR: 31.5kA/1 SEC, CT SECONDARY TERMINAL ON P2 SIDE, WOUND TYPE.
13599 | 33kV CAST RESIN CURRENT TRANSFORMER, CTR : 200-400/1-1-1A, CORE 1: 15 VA, CLASS: 0.2, CORE 2: 15 VA, CLASS: 0.2, CORE 3: 15 VA, CLASS: 5P10, STR: 31.5kA/1 SEC, CT SECONDARY TERMINAL ON P2 SIDE, WOUND TYPE. | CT | SWITCHGEAR | PR6D1AI21P23Y2Y2Y6NN | PRAGATI | - | - | Nos. |  | Inventory | 33kV CAST RESIN CURRENT TRANSFORMER, CTR : 200-400/1-1-1A, CORE 1: 15 VA, CLASS: 0.2, CORE 2: 15 VA, CLASS: 0.2, CORE 3: 15 VA, CLASS: 5P10, STR: 31.5kA/1 SEC, CT SECONDARY TERMINAL ON P2 SIDE, WOUND TYPE.
13600 | 33kV CAST RESIN CURRENT TRANSFORMER, CTR : 600-800/1-1-1A, CORE 1: 10VA, CLASS: 0.2, CORE 2: 10VA, CLASS: 0.2, CORE 3: 10VA, CLASS: 5P10, STR: 31.5kA/1 SEC, CT SECONDARY TERMINAL ON P1 SIDE, WOUND TYPE. | CT | SWITCHGEAR | PR6D1AJ51P13X2X2X6NN | PRAGATI | - | - | Nos. |  | Inventory | 33kV CAST RESIN CURRENT TRANSFORMER, CTR : 600-800/1-1-1A, CORE 1: 10VA, CLASS: 0.2, CORE 2: 10VA, CLASS: 0.2, CORE 3: 10VA, CLASS: 5P10, STR: 31.5kA/1 SEC, CT SECONDARY TERMINAL ON P1 SIDE, WOUND TYPE.
13601 | 33kV CAST RESIN CURRENT TRANSFORMER, CTR : 600-800/1-1-1A, CORE 1: 10 VA, CLASS: 0.2, CORE 2: 10 VA, CLASS: 0.2, CORE 3: 10 VA, CLASS: 5P10, STR: 31.5kA/1 SEC, CT SECONDARY TERMINAL ON P2 SIDE, WOUND TYPE. | CT | SWITCHGEAR | PR6D1AJ51P23X2X2X6NN | PRAGATI | - | - | Nos. |  | Inventory | 33kV CAST RESIN CURRENT TRANSFORMER, CTR : 600-800/1-1-1A, CORE 1: 10 VA, CLASS: 0.2, CORE 2: 10 VA, CLASS: 0.2, CORE 3: 10 VA, CLASS: 5P10, STR: 31.5kA/1 SEC, CT SECONDARY TERMINAL ON P2 SIDE, WOUND TYPE.
13602 | 33kV CAST RESIN CURRENT TRANSFORMER RATIO : 270/1-1A, CORE:1 -5VA, CLASS: 0.5, CORE:2-5VA, CLASS: 5P20, STR: 31.5kA/1SEC, CT TYPE: WOUND TYPE CT, CT SECONDARY TERMINAL ON P1 SIDE. | CT | SWITCHGEAR | PR6D1AK31P12V3V8NNNN | PRAGATI | 33 | NA | Nos |  | Inventory | 33kV CAST RESIN CURRENT TRANSFORMER RATIO : 270/1-1A, CORE:1 -5VA, CLASS: 0.5, CORE:2-5VA, CLASS: 5P20, STR: 31.5kA/1SEC, CT TYPE: WOUND TYPE CT, CT SECONDARY TERMINAL ON P1 SIDE.
13603 | 33kV CAST RESIN CURRENT TRANSFORMER RATIO : 270/1-1-1A, CORE:1 -5VA, CLASS: 0.5, CORE:2-5VA, CLASS: 5P20, CORE:3-Vk>500V,RCT 5 OHM,Imag 30mAVk/2,STR: 31.5kA/1SEC, CT TYPE: WOUND TYPE CT, CT SECONDARY TERMINAL ON P1 SIDE. | CT | SWITCHGEAR | PR6D1AK31P13V3V8N9NN | PRAGATI | - | - | Nos. |  | Inventory | 33kV CAST RESIN CURRENT TRANSFORMER RATIO : 270/1-1-1A, CORE:1 -5VA, CLASS: 0.5, CORE:2-5VA, CLASS: 5P20, CORE:3-Vk>500V,RCT 5 OHM,Imag 30mAVk/2,STR: 31.5kA/1SEC, CT TYPE: WOUND TYPE CT, CT SECONDARY TERMINAL ON P1 SIDE.
13604 | 33kV CAST RESIN CURRENT TRANSFORMER RATIO : 150-350/5-5A, CORE 1: 15VA, CLASS: 0.2s, CORE 2: 15VA, CLASS: 5 P 20, STR: 31.5kA/1SEC, CT TYPE: WOUND TYPE CT, CT SECONDARY TERMINAL ON P1 SIDE | CT | SWITCHGEAR | PR6D1AL15P12Y1Y8NNNN | PRAGATI | - | - | Nos. |  | Inventory | 33kV CAST RESIN CURRENT TRANSFORMER RATIO : 150-350/5-5A, CORE 1: 15VA, CLASS: 0.2s, CORE 2: 15VA, CLASS: 5 P 20, STR: 31.5kA/1SEC, CT TYPE: WOUND TYPE CT, CT SECONDARY TERMINAL ON P1 SIDE
13605 | 33kV CAST RESIN CURRENT TRANSFORMER RATIO :30-50/5-5A, CORE 1: 15VA, CLASS: 0.2s, CORE 2: 15VA, CLASS: 5 P 20, STR: 18.4kA/1SEC, CT TYPE: WOUND TYPE CT, CT SECONDARY TERMINAL ON P2 SIDE | CT | SWITCHGEAR | PR6D1AL25P22Y1Y8NNNN | PRAGATI | - | - | Nos. |  | Inventory | 33kV CAST RESIN CURRENT TRANSFORMER RATIO :30-50/5-5A, CORE 1: 15VA, CLASS: 0.2s, CORE 2: 15VA, CLASS: 5 P 20, STR: 18.4kA/1SEC, CT TYPE: WOUND TYPE CT, CT SECONDARY TERMINAL ON P2 SIDE
13606 | 33kV CAST RESIN CURRENT TRANSFORMER, CTR: 1400/1-1-1-1-1A, CORE 1: 15VA, CLASS: 0.2S, ISF<=5, CORE 2: 15VA, CLASS: 5P20, CORE 3: CLASS: PS Vk >=500V,RCT<=12 ,Ie<=30mA @Vk/2,,CORE 4: CLASS: PS Vk >=500V,RCT<=12 ,Ie<=30mA @Vk/2, CORE 5: CLASS: PS Vk >=500V,RCT<=12 ,Ie<=30mA @Vk/2, STR:25KA/1SEC,CT SECONDARY TERMINAL ON P2 SIDE, WOUND TYPE. | CT | SWITCHGEAR | PR6D1SS91P22X4X9987NN | PRAGATI | - | - | Nos. |  | Inventory | 33kV CAST RESIN CURRENT TRANSFORMER, CTR: 1400/1-1-1-1-1A, CORE 1: 15VA, CLASS: 0.2S, ISF<=5, CORE 2: 15VA, CLASS: 5P20, CORE 3: CLASS: PS Vk >=500V,RCT<=12 ,Ie<=30mA @Vk/2,,CORE 4: CLASS: PS Vk >=500V,RCT<=12 ,Ie<=30mA @Vk/2, CORE 5: CLASS: PS Vk >=500V,RCT<=12 ,Ie<=30mA @Vk/2, STR:25KA/1SEC,CT SECONDARY TERMINAL ON P2 SIDE, WOUND TYPE.
13607 | 33KV CAST RESIN CURRENT TRANSFORMER, CTR: 400/1-1-1A, CORE 1: 15VA, CLASS: 5P20, CORE 2: 15VA, CLASS: 0.5, Fs=10, CORE 3: 15VA, CLASS: 0.5, Fs=10,STR: 31.5kA/3SEC, CT SECONDARY TERMINAL ON P2 SIDE, WOUND TYPE. | CT | SWITCHGEAR | PR6D3AD41P23Y8Y3Y3NN | PRAGATI | 33 | - | Nos. |  | Inventory | 33KV CAST RESIN CURRENT TRANSFORMER, CTR: 400/1-1-1A, CORE 1: 15VA, CLASS: 5P20, CORE 2: 15VA, CLASS: 0.5, Fs=10, CORE 3: 15VA, CLASS: 0.5, Fs=10,STR: 31.5kA/3SEC, CT SECONDARY TERMINAL ON P2 SIDE, WOUND TYPE.
13608 | 33KV CAST RESIN CURRENT TRANSFORMER, CTR: 400/5-5-5A, CORE 1: 15VA, CLASS: 5P20, CORE 2: 15VA, CLASS: 0.5, Fs=10, CORE 3: 15VA, CLASS: 0.5, Fs=10,STR: 31.5kA/3SEC, CT SECONDARY TERMINAL ON P2 SIDE, WOUND TYPE. | CT | SWITCHGEAR | PR6D3AD45P23Y8Y3Y3NN | PRAGATI | 33 | - | Nos. |  | Inventory | 33KV CAST RESIN CURRENT TRANSFORMER, CTR: 400/5-5-5A, CORE 1: 15VA, CLASS: 5P20, CORE 2: 15VA, CLASS: 0.5, Fs=10, CORE 3: 15VA, CLASS: 0.5, Fs=10,STR: 31.5kA/3SEC, CT SECONDARY TERMINAL ON P2 SIDE, WOUND TYPE.
13609 | 33kV CAST RESIN CURRENT TRANSFORMER RATIO : 1000/ 1-1A, CORE : 1 30VA, CLASS : 0.5, CORE 2 : 30VA, CLASS : 5P20 , STR: 31.5kA/3SEC, CT SECONDARY TERMINAL ON P1 SIDE, WOUND TYPE. | CT | SWITCHGEAR | PR6D3AE91P12Z3Z8N521 | PRAGATI | 33KV | - | Nos. |  | Inventory | 33kV CAST RESIN CURRENT TRANSFORMER RATIO : 1000/ 1-1A, CORE : 1 30VA, CLASS : 0.5, CORE 2 : 30VA, CLASS : 5P20 , STR: 31.5kA/3SEC, CT SECONDARY TERMINAL ON P1 SIDE, WOUND TYPE.
13610 | 33kV CAST RESIN CURRENT TRANSFORMER RATIO : 2000/1A, CORE 1 : CLASS : PS, Vk>=500V, Io<=30mA Vk/2, Rct<=10 Ohm , STR: 31.5kA/3SEC, CT SECONDARY TERMINAL ON P1 SIDE, WOUND TYPE. | CT | SWITCHGEAR | PR6D3AG41P11Z9NN3521 | PRAGATI | 33KV | - | Nos. |  | Inventory | 33kV CAST RESIN CURRENT TRANSFORMER RATIO : 2000/1A, CORE 1 : CLASS : PS, Vk>=500V, Io<=30mA Vk/2, Rct<=10 Ohm , STR: 31.5kA/3SEC, CT SECONDARY TERMINAL ON P1 SIDE, WOUND TYPE.
13611 | 33kV CAST RESIN CURRENT TRANSFORMER, CTR : 5/1-1A, CORE 1: 5VA, CLASS: 0.5, CORE 2: 5VA, CLASS: 5P10, STR: 100 OCF, CT SECONDARY TERMINAL ON P2 SIDE, WOUND TYPE. | CT | SWITCHGEAR | PR6D3AK61P13X2Y8Y8NN1 | PRAGATI | - | - | Nos. |  | Inventory | 33kV CAST RESIN CURRENT TRANSFORMER, CTR : 5/1-1A, CORE 1: 5VA, CLASS: 0.5, CORE 2: 5VA, CLASS: 5P10, STR: 100 OCF, CT SECONDARY TERMINAL ON P2 SIDE, WOUND TYPE.
13612 | 33 kV CAST RESIN CURRENT TRANSFORMER, CTR : 2000/1-1 A, CORE 1: 10VA, CLASS: 0.2, CORE 2: 10VA, CLASS: 5 P 20,STR: 31.5kA/1 SEC, CT SECONDARY TERMINAL ON P2 SIDE, WINDOW TYPE. | CT | SWITCHGEAR | PR6D3BG41P13X2X8N990 | PRAGATI | - | - | Nos. |  | Inventory | 33 kV CAST RESIN CURRENT TRANSFORMER, CTR : 2000/1-1 A, CORE 1: 10VA, CLASS: 0.2, CORE 2: 10VA, CLASS: 5 P 20,STR: 31.5kA/1 SEC, CT SECONDARY TERMINAL ON P2 SIDE, WINDOW TYPE.
13613 | 33 kV CAST RESIN CURRENT TRANSFORMER, CTR : 1250/1-1 A, CORE 1: 10VA, CLASS: 0.2, CORE 2: 10VA, CLASS: 5 P 20, STR: 31.5kA/1 SEC, CT SECONDARY TERMINAL ON P2 SIDE, WINDOW TYPE. | CT | SWITCHGEAR | PR6D3BG41P13X2X8N998 | PRAGATI | - | - | Nos. |  | Inventory | 33 kV CAST RESIN CURRENT TRANSFORMER, CTR : 1250/1-1 A, CORE 1: 10VA, CLASS: 0.2, CORE 2: 10VA, CLASS: 5 P 20, STR: 31.5kA/1 SEC, CT SECONDARY TERMINAL ON P2 SIDE, WINDOW TYPE.
13614 | 33 kV CAST RESIN CURRENT TRANSFORMER, CTR : 1250/1-1-1 A, CORE 1: 10VA, CLASS: 0.2, CORE 2: 10VA, CLASS: 5 P 20, CORE 3: CLASS:PS,VK>=600V,RCT<=8 OHM,Io<=30mA AT VK/2STR: 31.5kA/1 SEC, CT SECONDARY TERMINALON P1 SIDE, WINDOW TYPE. | CT | SWITCHGEAR | PR6D3BG41P13X2X8N999 | PRAGATI | - | - | Nos. |  | Inventory | 33 kV CAST RESIN CURRENT TRANSFORMER, CTR : 1250/1-1-1 A, CORE 1: 10VA, CLASS: 0.2, CORE 2: 10VA, CLASS: 5 P 20, CORE 3: CLASS:PS,VK>=600V,RCT<=8 OHM,Io<=30mA AT VK/2STR: 31.5kA/1 SEC, CT SECONDARY TERMINALON P1 SIDE, WINDOW TYPE.
13615 | Outdoor, Oil Cooled, Single Phase Wound Primary, Live Tank, OIP, Insulated Current Transformer to IEC:61869-2/2012. Ratio : 300-600/1-1-1-1-1 A HSV : 170 kV IL : 170/325/750 kVp(Ratio change by means of tap on secondary winding); Core1 : 20 VA, Class 0.5. ISF <= 5....(At 300/1 A). Rct @ 75°C <= 6 ohms....(At 300/1 A) Rct @ 75°C <= 12 ohms....(At 600/1 A); Core2 : 20 VA, Class 5P20....(At 300/1 A). Rct @ 75°C <= 6 ohms....(At 300/1 A) Rct @ 75°C <= 12 ohms....(At 600/1 A); Core3 : Class 'PX'. ... T. Ratio : 1/300-600. Ek >= 1500 V,....(At 300/1 A) Rct @ 75°C <= 4.5 ohms, Ie @ Ek/2 <= 30 mA. Ek >= 3000 V,....(At 600/1 A) Rct @ 75°C <= 9 ohms,Ie @ Ek/2 <= 30 mA.; Core4 : Class 'PX'. ... T. Ratio : 1/300-600. Ek >= 1500 V,....(At 300/1 A), Rct @ 75°C <= 4.5 ohms, Ie @ Ek/2 <= 30 mA. Ek >= 3000 V,....(At 600/1 A) Rct @ 75°C <= 9 ohms, Ie @ Ek/2 <= 30 mA; Core5 : 20 VA, Class 5P20...(At 300/1 A). Rct @ 75°C <= 6 ohms....(At 300/1 A), Rct @ 75°C <= 12 ohms....(At 600/1 A) STC : 40 kA/1 Sec. Freq : 50 Hz Insulation Class: A | CT | SWITCHGEAR | PR6E1AI41P14Z3Z8N9N9 | PRAGATI | - | NA | Nos |  | Inventory | Outdoor, Oil Cooled, Single Phase Wound Primary, Live Tank, OIP, Insulated Current Transformer to IEC:61869-2/2012. Ratio : 300-600/1-1-1-1-1 A HSV : 170 kV IL : 170/325/750 kVp(Ratio change by means of tap on secondary winding); Core1 : 20 VA, Class 0.5. ISF <= 5....(At 300/1 A). Rct @ 75°C <= 6 ohms....(At 300/1 A) Rct @ 75°C <= 12 ohms....(At 600/1 A); Core2 : 20 VA, Class 5P20....(At 300/1 A). Rct @ 75°C <= 6 ohms....(At 300/1 A) Rct @ 75°C <= 12 ohms....(At 600/1 A); Core3 : Class 'PX'. ... T. Ratio : 1/300-600. Ek >= 1500 V,....(At 300/1 A) Rct @ 75°C <= 4.5 ohms, Ie @ Ek/2 <= 30 mA. Ek >= 3000 V,....(At 600/1 A) Rct @ 75°C <= 9 ohms,Ie @ Ek/2 <= 30 mA.; Core4 : Class 'PX'. ... T. Ratio : 1/300-600. Ek >= 1500 V,....(At 300/1 A), Rct @ 75°C <= 4.5 ohms, Ie @ Ek/2 <= 30 mA. Ek >= 3000 V,....(At 600/1 A) Rct @ 75°C <= 9 ohms, Ie @ Ek/2 <= 30 mA; Core5 : 20 VA, Class 5P20...(At 300/1 A). Rct @ 75°C <= 6 ohms....(At 300/1 A), Rct @ 75°C <= 12 ohms....(At 600/1 A) STC : 40 kA/1 Sec. Freq : 50 Hz Insulation Class: A
13616 | 33kV CAST RESIN CURRENT TRANSFORMER,33kV CT ,CTR:100/5A, CORE-1: 15VA CL:5P20, STR:16.3kA/1 sec, Wound TYPE, SECONDARY TERMINALS ON: P1 SIDE - TYPE-1- | CT | SWITCHGEAR | PR6F1AC15P11Y8NNNNNN | PRAGATI | - | - | Nos. |  | Inventory | 33kV CAST RESIN CURRENT TRANSFORMER,33kV CT ,CTR:100/5A, CORE-1: 15VA CL:5P20, STR:16.3kA/1 sec, Wound TYPE, SECONDARY TERMINALS ON: P1 SIDE - TYPE-1-
13617 | 6.6kV CAST RESIN CURRENT TRANSFORMER RATIO : 400/5-5A, CORE 1: 15VA / CLASS: 1.0, CORE 2 : 15VA /CLASS :5P10; STR: 25kA/1SEC, CT TYPE: WOUND TYPE CT,CT SECONDARY TERMINAL ON P2 SIDE. | CT | SWITCHGEAR | PR6J1AC31P21V8NNN6454 | PRAGATI | - | - | Nos. |  | Inventory | 6.6kV CAST RESIN CURRENT TRANSFORMER RATIO : 400/5-5A, CORE 1: 15VA / CLASS: 1.0, CORE 2 : 15VA /CLASS :5P10; STR: 25kA/1SEC, CT TYPE: WOUND TYPE CT,CT SECONDARY TERMINAL ON P2 SIDE.
13618 | 33kV CAST RESIN CURRENT TRANSFORMER RATIO : 150/1A, CORE 1: 5VA / CLASS: 5P20,STR: 12.5kA/1SEC, CT TYPE: WOUND TYPE CT,CT SECONDARY TERMINAL ON P2 SIDE. | CT | SWITCHGEAR | PR6J1AC31P21V8NNNNNN | PRAGATI | - | - | Nos. |  | Inventory | 33kV CAST RESIN CURRENT TRANSFORMER RATIO : 150/1A, CORE 1: 5VA / CLASS: 5P20,STR: 12.5kA/1SEC, CT TYPE: WOUND TYPE CT,CT SECONDARY TERMINAL ON P2 SIDE.
13619 | 33kV CAST RESIN CURRENT TRANSFORMER RATIO : 275/1A, CORE 1: CLASS: PS, Vk>200V, RCT 10O, Imag=30mA AT VK/2, STR: 12.5kA/1SEC, CT TYPE: WOUND TYPE CT, CT SECONDARY TERMINAL ON P2 SIDE. | CT | SWITCHGEAR | PR6J1AC81P21N9NNNNNN | PRAGATI | - | - | Nos. |  | Inventory | 33kV CAST RESIN CURRENT TRANSFORMER RATIO : 275/1A, CORE 1: CLASS: PS, Vk>200V, RCT 10O, Imag=30mA AT VK/2, STR: 12.5kA/1SEC, CT TYPE: WOUND TYPE CT, CT SECONDARY TERMINAL ON P2 SIDE.
13620 | 33kV CAST RESIN CURRENT TRANSFORMER RATIO : 5/1-1A, CORE 1: 10VA, CLASS: 0.5, CORE 2: 10VA, CLASS: 5P20, STR: 100OCF/1SEC, CT TYPE: WOUND TYPE CT, CT SECONDARY TERMINAL ON P1 SIDE. - PR-2227(D) - TYPE 2 | CT | SWITCHGEAR | PR6N1AA01P12X3X8NNNN | PRAGATI | - | - | Nos. |  | Inventory | 33kV CAST RESIN CURRENT TRANSFORMER RATIO : 5/1-1A, CORE 1: 10VA, CLASS: 0.5, CORE 2: 10VA, CLASS: 5P20, STR: 100OCF/1SEC, CT TYPE: WOUND TYPE CT, CT SECONDARY TERMINAL ON P1 SIDE. - PR-2227(D) - TYPE 2
13621 | 33kV CAST RESIN CURRENT TRANSFORMER RATIO : 25/1-1A, CORE 1: 10VA, CLASS: 0.2S, CORE 2: 10VA, CLASS: 5P20, STR: 100OCF, CT TYPE: WOUND TYPE CT, CT SECONDARY TERMINAL ON P2 SIDE. | CT | SWITCHGEAR | PR6N1AA41P22X1X8NNNN | PRAGATI | - | - | Nos. |  | Inventory | 33kV CAST RESIN CURRENT TRANSFORMER RATIO : 25/1-1A, CORE 1: 10VA, CLASS: 0.2S, CORE 2: 10VA, CLASS: 5P20, STR: 100OCF, CT TYPE: WOUND TYPE CT, CT SECONDARY TERMINAL ON P2 SIDE.
13622 | 33kV CAST RESIN CURRENT TRANSFORMER RATIO : 150/1-1A, ORE:1 10VA, CLASS: 0.5, CORE:2 CLASS : PS,Vk>325,RCT: 4 OHM,Imag: 15mA@Vk/2, STR: 25kA/1SEC, CT TYPE: WOUND TYPE CT, CT SEC ON P1 SIDE | CT | SWITCHGEAR | PR6N3BC31P12X3N8NNNN | PRAGATI | - | - | Nos. |  | Inventory | 33kV CAST RESIN CURRENT TRANSFORMER RATIO : 150/1-1A, ORE:1 10VA, CLASS: 0.5, CORE:2 CLASS : PS,Vk>325,RCT: 4 OHM,Imag: 15mA@Vk/2, STR: 25kA/1SEC, CT TYPE: WOUND TYPE CT, CT SEC ON P1 SIDE
13623 | 15kV CAST RESIN CURRENT TRANSFORMER, CTR : 200/1-1-1A, CORE 1: 5VA, CLASS: 0.5, CORE 2: 5VA, CLASS: 5P20,CORE 3: 5VA, CLASS: 0.5, STR: 26.3kA/3 SEC, CT SECONDARY TERMINAL ON P2 SIDE, WOUND TYPE. | CT | SWITCHGEAR | PR7C3AC51P23V3V8V3NN | PRAGATI | - | - | Nos. |  | Inventory | 15kV CAST RESIN CURRENT TRANSFORMER, CTR : 200/1-1-1A, CORE 1: 5VA, CLASS: 0.5, CORE 2: 5VA, CLASS: 5P20,CORE 3: 5VA, CLASS: 0.5, STR: 26.3kA/3 SEC, CT SECONDARY TERMINAL ON P2 SIDE, WOUND TYPE.
13624 | 15kV CAST RESIN CURRENT TRANSFORMER, CTR : 500/1-1-1A, CORE 1: 5VA, CLASS: 0.5, CORE 2: 5VA, CLASS: 5P20,CORE 3: 5VA, CLASS: 0.5, STR: 26.3kA/3 SEC, CT SECONDARY TERMINAL ON P2 SIDE, WOUND TYPE. | CT | SWITCHGEAR | PR7C3AD81P23V3V8V3NN | PRAGATI | - | - | Nos. |  | Inventory | 15kV CAST RESIN CURRENT TRANSFORMER, CTR : 500/1-1-1A, CORE 1: 5VA, CLASS: 0.5, CORE 2: 5VA, CLASS: 5P20,CORE 3: 5VA, CLASS: 0.5, STR: 26.3kA/3 SEC, CT SECONDARY TERMINAL ON P2 SIDE, WOUND TYPE.
13625 | 15kV CAST RESIN CURRENT TRANSFORMER, CTR : 800/1-1-1-1A, CORE 1: 5VA, CLASS: 0.5, CORE 2: 5VA, CLASS: 5P20,CORE 3: 5VA, CLASS: 0.5, CORE 4: 5VA, CLASS: 5P20,STR: 26.3kA/3 SEC, CT SECONDARY TERMINAL ON P1 SIDE, WOUND TYPE. | CT | SWITCHGEAR | PR7C3AE51P14V3V8V3V8 | PRAGATI | - | - | Nos. |  | Inventory | 15kV CAST RESIN CURRENT TRANSFORMER, CTR : 800/1-1-1-1A, CORE 1: 5VA, CLASS: 0.5, CORE 2: 5VA, CLASS: 5P20,CORE 3: 5VA, CLASS: 0.5, CORE 4: 5VA, CLASS: 5P20,STR: 26.3kA/3 SEC, CT SECONDARY TERMINAL ON P1 SIDE, WOUND TYPE.
13626 | 22kV CAST RESIN CURRENT TRANSFORMER, CTR : 30-60/5-5 A, CORE 1: 7.5 VA, CLASS:1.0, CORE 2: 7.5 VA, CLASS: 5P10, STR: 26.3kA/1 SEC, CT SECONDARY TERMINAL ON P1 SIDE, WOUND TYPE CT | CT | SWITCHGEAR | PR8B1AC91P23X1X8N9NN1 | PRAGATI | 33 | NA | Nos. |  | Inventory | 22kV CAST RESIN CURRENT TRANSFORMER, CTR : 30-60/5-5 A, CORE 1: 7.5 VA, CLASS:1.0, CORE 2: 7.5 VA, CLASS: 5P10, STR: 26.3kA/1 SEC, CT SECONDARY TERMINAL ON P1 SIDE, WOUND TYPE CT
13900 | VOLTAGE DETECTOR INSULATOR, 15kV.. | CBCT | SWITCHGEAR | PVDI15KV | PRAGATI | - | - | Nos. |  | Inventory | VOLTAGE DETECTOR INSULATOR, 15kV..
13901 | VOLTAGE DETECTOR INSULATOR, 30kV.. | CBCT | SWITCHGEAR | PVDI30KV | PRAGATI | - | - | Nos. |  | Inventory | VOLTAGE DETECTOR INSULATOR, 30kV..
13902 | 33KV VOLTAGE DETECTOR INSULATOR kV/PF : 33kV/50 pF (±10 %) Make : PRAGATI ELECT. | VDI | SWITCHGEAR | PVDI33B-PR-3977 REV 0 | PRAGATI | _ | NA | Nos | None | Inventory | 33KV VOLTAGE DETECTOR INSULATOR kV/PF : 33kV/50 pF (±10 %) Make : PRAGATI ELECT.
13903 | VOLTAGE PRESENCE INDICATOR SUITABLE FOR 15kV VOLTAGE DETECTING INSULATOR. | CBCT | SWITCHGEAR | PVIU-15KV | PRAGATI | - | - | Nos. |  | Inventory | VOLTAGE PRESENCE INDICATOR SUITABLE FOR 15kV VOLTAGE DETECTING INSULATOR.
13904 | VOLTAGE PRESENCE INDICATOR SUITABLE FOR 30kV VOLTAGE DETECTING INSULATOR.. | CBCT | SWITCHGEAR | PVIU-30KV | PRAGATI | - | - | Nos. |  | Inventory | VOLTAGE PRESENCE INDICATOR SUITABLE FOR 30kV VOLTAGE DETECTING INSULATOR..
13905 | VDI INDICATOR VOLTAGE INDICATING UNIT W/O P/B Make : PRAGATI ELECT. | VDI | SWITCHGEAR | PVIU33B-PR-3979 REV 0 | PRAGATI | _ | NA | Nos | None | Inventory | VDI INDICATOR VOLTAGE INDICATING UNIT W/O P/B Make : PRAGATI ELECT.
15490 | L.T. Tape insulated & varnish impregnated Auxiliary Current Transformer for series tripping circuit. Specifications and data as per Siemens Type 4AM5070-8-AB. to IS:6949/1973 Ratio : 5+5+5/0.5 A HSV : 0.66 kV IL : 0.66/3 kV Freq : 50 Hz Insulation Class : E Burden: 1+1+1.5VA for SC time | CBCT | SWITCHGEAR | SUMMATION-CT | PRAGATI | _ | NA | Nos | None | Inventory | L.T. Tape insulated & varnish impregnated Auxiliary Current Transformer for series tripping circuit. Specifications and data as per Siemens Type 4AM5070-8-AB. to IS:6949/1973 Ratio : 5+5+5/0.5 A HSV : 0.66 kV IL : 0.66/3 kV Freq : 50 Hz Insulation Class : E Burden: 1+1+1.5VA for SC time
15491 | SUMMATION CURRENT TRANSFORMER, CTR : 1+1+1/1A CORE 1: 5VA, CLASS: 0.2 | Summation CT | SWITCHGEAR | SUMMATION-CT-1+1+1/1A-CL-0.2 | PRAGATI | - | - | Nos |  | Inventory | SUMMATION CURRENT TRANSFORMER, CTR : 1+1+1/1A CORE 1: 5VA, CLASS: 0.2
15492 | SUMMATION CURRENT TRANSFORMER, CTR : 1+1/1A CORE 1: 5VA, CLASS: 0.2 | Summation CT | SWITCHGEAR | SUMMATION-CT-1+1/1A-CL-0.2 | PRAGATI | - | - | Nos |  | Inventory | SUMMATION CURRENT TRANSFORMER, CTR : 1+1/1A CORE 1: 5VA, CLASS: 0.2
15493 | Summation CTs of ratio : 1+1/1A, 0.5 Cl & 7.5VA | Summation CT | SWITCHGEAR | SUMMATION-CT-1/1A | PRAGATI | - | - | Nos |  | Inventory | Summation CTs of ratio : 1+1/1A, 0.5 Cl & 7.5VA
15494 | SUMMATION CURRENT TRANSFORMER, CTR : 1/1A CORE 1: 5VA, CLASS: 0.2 | Summation CT | SWITCHGEAR | SUMMATION-CT-1/1A-CL-0.2 | PRAGATI | - | - | Nos |  | Inventory | SUMMATION CURRENT TRANSFORMER, CTR : 1/1A CORE 1: 5VA, CLASS: 0.2
15502 | Supporting Structure for Current Transformer (Tubulor). | CT | SWITCHGEAR | SUPPORTING_STRUCTURE_FOR_CT | PRAGATI | - | - | Nos |  | Inventory | Supporting Structure for Current Transformer (Tubulor).
15503 | Supporting Structure for e Voltage Transformer(Tubulor). | PT | SWITCHGEAR | SUPPORTING_STRUCTURE_FOR_PT | PRAGATI | - | - | Nos |  | Inventory | Supporting Structure for e Voltage Transformer(Tubulor).
12326 | 800V/415V 10kVA AUX TRAFO. | LT CT | SWITCHGEAR | PE-800V/415V-10KVA | PRECISE | _ | NA | Nos |  | Inventory | 800V/415V 10kVA AUX TRAFO.
12327 | 11kV CT ,CTR: 400-200/1-1-1A, CORE-1: 10VA CL:0.5, CORE-2: 10VA CL:5P20 ,CORE-3: PS,Vk= 40(RCT+1), STR:26.3kA/1 sec, Wound TYPE, SECONDARY TERMINALS ON: P2 SIDE | CT | SWITCHGEAR | PE-CT-11-200-400/1-1-1A-WO | PRECISE | 11 | NA | Nos |  | Inventory | 11kV CT ,CTR: 400-200/1-1-1A, CORE-1: 10VA CL:0.5, CORE-2: 10VA CL:5P20 ,CORE-3: PS,Vk= 40(RCT+1), STR:26.3kA/1 sec, Wound TYPE, SECONDARY TERMINALS ON: P2 SIDE
12328 | 11kV CT ,CTR: 600-300/1-1-1-0.577A, CORE-1: 10VA CL:0.5, CORE-2: 10VA CL:5P20 ,CORE-3: PS,Vk= 40(RCT+1) ,CORE-4: PS,Vk= 40(RCT+1) , STR:26.3kA/1 sec, Wound TYPE, SECONDARY TERMINALS ON: P1 SIDE | CT | SWITCHGEAR | PE-CT-11-300-600/1-1-1-0.577A-WO | PRECISE | 11 | NA | Nos |  | Inventory | 11kV CT ,CTR: 600-300/1-1-1-0.577A, CORE-1: 10VA CL:0.5, CORE-2: 10VA CL:5P20 ,CORE-3: PS,Vk= 40(RCT+1) ,CORE-4: PS,Vk= 40(RCT+1) , STR:26.3kA/1 sec, Wound TYPE, SECONDARY TERMINALS ON: P1 SIDE
12329 | 11kV CT ,CTR: 600-300/1-1-1A, CORE-1: 10VA CL:0.5, CORE-2: 10VA CL:5P20 ,CORE-3: PS,Vk= 40(RCT+1), STR:26.3kA/1 sec, Wound TYPE, SECONDARY TERMINALS ON: P2 SIDE | CT | SWITCHGEAR | PE-CT-11-300-600/1-1-1A-WO | PRECISE | 11 | NA | Nos |  | Inventory | 11kV CT ,CTR: 600-300/1-1-1A, CORE-1: 10VA CL:0.5, CORE-2: 10VA CL:5P20 ,CORE-3: PS,Vk= 40(RCT+1), STR:26.3kA/1 sec, Wound TYPE, SECONDARY TERMINALS ON: P2 SIDE
12330 | Control Trafo. 800/240V AC, 1PH, 250VA | LT CT | SWITCHGEAR | PE-LT-800/240V-1PH | PRECISE | _ | NA | Nos |  | Inventory | Control Trafo. 800/240V AC, 1PH, 250VA
12331 | Control Trafo. 800/240V AC, 1PH, 1kVA | LT CT | SWITCHGEAR | PE-LT-800/240V-1PH-1KVA | PRECISE | _ | NA | Nos |  | Inventory | Control Trafo. 800/240V AC, 1PH, 1kVA
12332 | Resin Cast Dual Current Transformer (BPL) Ratio : 6000/1-1A Burden : 10 VA Class : 0.5-PS Insulation Class :B Ref. Std. : IS 2705 Vk >= 570 V, RCT <= 17 Ohms, Imag @ Vk/2 <= 30 mA Dimensions : ID = 320 x 70, OD = 440 x 180, HT = 80 mm Terminal Arrangement: 1 (Shorter Side) | LT CT | SWITCHGEAR | PE-LT-CT-6000/1-1A | PRECISE | _ | NA | Nos | None | Inventory | Resin Cast Dual Current Transformer (BPL) Ratio : 6000/1-1A Burden : 10 VA Class : 0.5-PS Insulation Class :B Ref. Std. : IS 2705 Vk >= 570 V, RCT <= 17 Ohms, Imag @ Vk/2 <= 30 mA Dimensions : ID = 320 x 70, OD = 440 x 180, HT = 80 mm Terminal Arrangement: 1 (Shorter Side)
12333 | 800/110/R3V, 10VA CL-0.5 Potential Transformer delta to star,resin cast, | LT CT | SWITCHGEAR | PE-LT-PT-10VA-800/110/R3V | PRECISE | _ | NA | Nos |  | Inventory | 800R3/110R3V, 10VA CL-0.5 Potential Transformer delta to star,resin cast,
12334 | POTENTIAL TRANSFORMER 3Phase 415/RT3/110/RT3 RESIN CAST CL-0.5, 15VA STAR/STAR, | LT CT | SWITCHGEAR | PE-LT-PT-415/RT3/110/RT3 | PRECISE | _ | NA | Nos | None | Inventory | POTENTIAL TRANSFORMER 3Phase 415/RT3/110/RT3 RESIN CAST CL-0.5, 15VA STAR/STAR,
12335 | Resin Cast Single Phase Voltage Transformer Ratio : 415RT3/110RT3V Burden : 30 VA Class : 0.5 Insulation Class :B Ref. Std. : IS 3156 V. F. : 1.2 Continuous and 1.5 for 30 Secs Terminal Arrangement: NA | LT CT | SWITCHGEAR | PE-LT-PT-415RT3/110RT3V | PRECISE | _ | NA | Nos | None | Inventory | Resin Cast Single Phase Voltage Transformer Ratio : 415RT3/110RT3V Burden : 30 VA Class : 0.5 Insulation Class :B Ref. Std. : IS 3156 V. F. : 1.2 Continuous and 1.5 for 30 Secs Terminal Arrangement: NA
12336 | 800/110/R3V, 5VA CL-0.5 Potential Transformer delta to star,resin cast, | LT CT | SWITCHGEAR | PE-LT-PT-5VA-800/110/R3V | PRECISE | _ | NA | Nos |  | Inventory | 800/110/R3V, 5VA CL-0.5 Potential Transformer delta to star,resin cast,
12337 | Resin Cast Three (3) PHASE, LT PT 10VA CLASS 0.5, DELTA/STAR MAKE-PRECISE | LT CT | SWITCHGEAR | PE-LT-PT-630/415V | PRECISE | _ | NA | Nos |  | Inventory | Resin Cast Three (3) PHASE, LT PT 10VA CLASS 0.5, DELTA/STAR MAKE-PRECISE
12338 | 800/110/R3V, 15VA CL-0.5 Potential Transformer delta to star,resin cast, | LT CT | SWITCHGEAR | PE-LT-PT-800/110/R3V | PRECISE | _ | NA | Nos |  | Inventory | 800/110/R3V, 15VA CL-0.5 Potential Transformer delta to star,resin cast,
12339 | Resin Cast Three (3) Phase : 3PH PT RESIGN CAST , 800/110/RT3V, FREQ - 60Hz, PRIMARY - DELTA, SECONDARY - STAR, BURDEN - 15VA, CL-0.5 | LT CT | SWITCHGEAR | PE-LT-PT-800/110/RT3V | PRECISE | _ | NA | Nos |  | Inventory | Resin Cast Three (3) Phase : 3PH PT RESIGN CAST , 800/110/RT3V, FREQ - 60Hz, PRIMARY - DELTA, SECONDARY - STAR, BURDEN - 15VA, CL-0.5
12340 | Resin Cast Three (3) Phase : 3PH PT RESIGN CAST , 800/110V, FREQ - 60Hz, PRIMARY - DELTA, SECONDARY - STAR, BURDEN - 15VA, CLASS. 1.0, DIMENTION - L=250,W=130,HT=170 mm, | LT CT | SWITCHGEAR | PE-LT-PT-800/110V | PRECISE | _ | NA | Nos | None | Inventory | Resin Cast Three (3) Phase : 3PH PT RESIGN CAST , 800/110V, FREQ - 60Hz, PRIMARY - DELTA, SECONDARY - STAR, BURDEN - 15VA, CLASS. 1.0, DIMENTION - L=250,W=130,HT=170 mm,
12341 | 800/415V, 15VA CL-0.5 Potential Transformer delta to star,resin cast, | LT CT | SWITCHGEAR | PE-LT-PT-800/415V | PRECISE | _ | NA | Nos | None | Inventory | 800/415V, 15VA CL-0.5 Potential Transformer delta to star,resin cast,
12342 | 125/1A, CL-0.2S, 5VA,RESIN CAST ID-55MM,OD-80MM,HT-70MM | LT CT | SWITCHGEAR | PE-LT-RC-0.2S-125/1A | PRECISE | _ | NA | Nos |  | Inventory | 125/1A, CL-0.2S, 5VA,RESIN CAST ID-55MM,OD-80MM,HT-70MM
12343 | 100/1A, 5VA, CL-0.5 , RESIN CAST CTs, ID-30mm, | LT CT | SWITCHGEAR | PE-LT-RC-100/1A | PRECISE | _ | NA | Nos |  | Inventory | 100/1A, 5VA, CL-0.5 , RESIN CAST CTs, ID-30mm,
12344 | 100/5A, 10VA, CL-0.5 , RESIN CAST CT's, ID-30mm, | LT CT | SWITCHGEAR | PE-LT-RC-100/5A | PRECISE | _ | NA | Nos | None | Inventory | 100/5A, 10VA, CL-0.5 , RESIN CAST CT's, ID-30mm,
12345 | 1000/1A 15VA CL 0.5, RESIN CAST, ID - 90x45mm | LT CT | SWITCHGEAR | PE-LT-RC-1000/1A | PRECISE | _ | NA | Nos |  | Inventory | 1000/1A 15VA CL 0.5, RESIN CAST, ID - 90x45mm
12346 | CT-RESIN CAST, 1000/1A,CL-0.2S,10 VA-ID-70X60 MM | LT CT | SWITCHGEAR | PE-LT-RC-1000/1A-10VA-CL-0.2S | PRECISE | _ | NA | Nos |  | Inventory | CT-RESIN CAST, 1000/1A,CL-0.2S,10 VA-ID-70X60 MM
12347 | 120/1A, CL-0.5, 10VA,RESIN CAST, ID=30mm, | LT CT | SWITCHGEAR | PE-LT-RC-120/1A | PRECISE | _ | NA | Nos | None | Inventory | 120/1A, CL-0.5, 10VA,RESIN CAST, ID=30mm,
12348 | 125/1A, CL-0.5, 5VA,RESIN CAST ID-30MM, | LT CT | SWITCHGEAR | PE-LT-RC-125/1A | PRECISE | _ | NA | Nos | None | Inventory | 125/1A, CL-0.5, 5VA,RESIN CAST ID-30MM,
12349 | 125/1A, CL-0.5, 5VA,RESIN CAST ID-35MM, | LT CT | SWITCHGEAR | PE-LT-RC-125/1A-5VA | PRECISE | _ | NA | Nos |  | Inventory | 125/1A, CL-0.5, 5VA,RESIN CAST ID-35MM,
12350 | 160/1A, 10VA, CL-0.5 , RESIN CAST CT's, ID-30mm, | LT CT | SWITCHGEAR | PE-LT-RC-160/1A | PRECISE | _ | NA | Nos | None | Inventory | 160/1A, 10VA, CL-0.5 , RESIN CAST CT's, ID-30mm,
12351 | 1600/1A, RESINCAST, 15VA, CL-0.5, ID-80x80, OD - LESS THAN 135, | LT CT | SWITCHGEAR | PE-LT-RC-1600/1A | PRECISE | _ | NA | Nos | None | Inventory | 1600/1A, RESINCAST, 15VA, CL-0.5, ID-80x80, OD - LESS THAN 135,
12352 | CT resin cast 1600/5A, 15VA, CL-1, ID - 70X70 | LT CT | SWITCHGEAR | PE-LT-RC-1600/5A | PRECISE | _ | NA | Nos | None | Inventory | CT resin cast 1600/5A, 15VA, CL-1, ID - 70X70
12353 | 200/1A, 10VA, CL-0.5 , RESIN CAST CT's, ID-30mm, | LT CT | SWITCHGEAR | PE-LT-RC-200/1A | PRECISE | _ | NA | Nos | None | Inventory | 200/1A, 10VA, CL-0.5 , RESIN CAST CT's, ID-30mm,
12354 | 250/1A, 10VA, CL-0.5 , RESIN CAST CT's, ID-30mm, | LT CT | SWITCHGEAR | PE-LT-RC-250/1A | PRECISE | _ | NA | Nos | None | Inventory | 250/1A, 10VA, CL-0.5 , RESIN CAST CT's, ID-30mm,
12355 | 2500/1A, CL-0.5s, 10VA CURRENT TRANSFORMER (CT) 160 X 50 RECTANGULAR TERMINAL ON SHORTER SIDE RESIN CAST | LT CT | SWITCHGEAR | PE-LT-RC-2500/1A | PRECISE | _ | NA | Nos | None | Inventory | 2500/1A, CL-0.5s, 10VA CURRENT TRANSFORMER (CT) 160 X 50 RECTANGULAR TERMINAL ON SHORTER SIDE RESIN CAST
12356 | 2500/1A, CL-5P20, 10VA CURRENT TRANSFORMER (CT) 160 X 50 RECTANGULAR TERMINAL ON SHORTER SIDE RESIN CAST | LT CT | SWITCHGEAR | PE-LT-RC-2500/1A 5P20 | PRECISE | _ | NA | Nos | None | Inventory | 2500/1A, CL-5P20, 10VA CURRENT TRANSFORMER (CT) 160 X 50 RECTANGULAR TERMINAL ON SHORTER SIDE RESIN CAST
12357 | 2500/5A, CL-0.5, 15VA CURRENT TRANSFORMER (CT) 170 X 90 RECTANGULAR RESIN CAST | LT CT | SWITCHGEAR | PE-LT-RC-2500/5A | PRECISE | _ | NA | Nos |  | Inventory | 2500/5A, CL-0.5, 15VA CURRENT TRANSFORMER (CT) 170 X 90 RECTANGULAR RESIN CAST
12358 | 30/5A, 5VA, CL-1 RESIN CAST WPL CT | LT CT | SWITCHGEAR | PE-LT-RC-30/5A-CL-1 | PRECISE | _ | NA | Nos |  | Inventory | 30/5A, 5VA, CL-1 RESIN CAST WPL CT
12359 | 300/1A, 15VA, CL-0.5 , RESIN CAST CTs, ID-45mm | LT CT | SWITCHGEAR | PE-LT-RC-300/1A-15VA | PRECISE | _ | NA | Nos |  | Inventory | 300/1A, 15VA, CL-0.5 , RESIN CAST CTs, ID-45mm
12360 | 400/1A, 10VA, CL-0.5 , RESIN CAST CT's, ID-45mm, | LT CT | SWITCHGEAR | PE-LT-RC-400/1A | PRECISE | _ | NA | Nos | None | Inventory | 400/1A, 10VA, CL-0.5 , RESIN CAST CT's, ID-45mm,
12361 | 400/1A, 15VA, CL-0.5 , RESIN CAST CT's, ID-45mm, | LT CT | SWITCHGEAR | PE-LT-RC-400/1A 15VA | PRECISE | _ | NA | Nos | None | Inventory | 400/1A, 15VA, CL-0.5 , RESIN CAST CT's, ID-45mm,
12362 | 400/1A, 15VA, CL-0.5 , RESIN CAST CTs, ID-50mm | LT CT | SWITCHGEAR | PE-LT-RC-400/1A-15VA | PRECISE | _ | NA | Nos |  | Inventory | 400/1A, 15VA, CL-0.5 , RESIN CAST CTs, ID-50mm
12363 | CT resin cast 4000/5A, 15VA, CL-1, ID - 156X70 | LT CT | SWITCHGEAR | PE-LT-RC-4000/5A | PRECISE | _ | NA | Nos | None | Inventory | CT resin cast 4000/5A, 15VA, CL-1, ID - 156X70
12364 | 50/5A, 5VA, CL-0.5 RESIN CAST WPL CT | LT CT | SWITCHGEAR | PE-LT-RC-50/1A | PRECISE | _ | NA | Nos |  | Inventory | 50/5A, 5VA, CL-0.5 RESIN CAST WPL CT
12365 | 500/1A, 10VA, CL-0.5 , RESIN CAST CT's, ID-50mm, | LT CT | SWITCHGEAR | PE-LT-RC-500/1A | PRECISE | _ | NA | Nos | None | Inventory | 500/1A, 10VA, CL-0.5 , RESIN CAST CT's, ID-50mm,
12366 | 500/5A CL 0.5 10VA WINDOW TYPE RESIN CAST | LT CT | SWITCHGEAR | PE-LT-RC-500/5A | PRECISE | _ | NA | Nos |  | Inventory | 500/5A CL 0.5 10VA WINDOW TYPE RESIN CAST
12367 | 60/5A, 10VA, CL-0.5 RESIN CAST WPL CT, | LT CT | SWITCHGEAR | PE-LT-RC-60/5A | PRECISE | _ | NA | Nos | None | Inventory | 60/5A, 10VA, CL-0.5 RESIN CAST WPL CT,
12368 | 60/5A, 5VA, CL-1 RESIN CAST WPL CT | LT CT | SWITCHGEAR | PE-LT-RC-60/5A-CL-1 | PRECISE | _ | NA | Nos |  | Inventory | 60/5A, 5VA, CL-1 RESIN CAST WPL CT
12369 | 600/1A, 10VA, CL-0.5 , RESIN CAST CT's, ID-50mm, | LT CT | SWITCHGEAR | PE-LT-RC-600/1A | PRECISE | _ | NA | Nos | None | Inventory | 600/1A, 10VA, CL-0.5 , RESIN CAST CT's, ID-50mm,
12370 | CT- RESIN CAST , 600/1A,CL-0.2S,10 VA ID-60X50 MM | LT CT | SWITCHGEAR | PE-LT-RC-600/1A-10VA-CL-0.2S | PRECISE | _ | NA | Nos |  | Inventory | CT- RESIN CAST , 600/1A,CL-0.2S,10 VA ID-60X50 MM
12371 | 630/1A, RESIN CAST, 10VA, CL-0.2 , ID-50mm | LT CT | SWITCHGEAR | PE-LT-RC-630/1A | PRECISE | _ | NA | Nos | None | Inventory | 630/1A, RESIN CAST, 10VA, CL-0.2 , ID-50mm
12372 | 630/1A, 15VA, CL-0.5 , RESIN CAST CT's, ID-50mm | LT CT | SWITCHGEAR | PE-LT-RC-630/1A 15VA | PRECISE | _ | NA | Nos | None | Inventory | 630/1A, 15VA, CL-0.5 , RESIN CAST CT's, ID-50mm
12373 | 800/1A, 10VA, CL-0.5 , RESIN CAST CT's, ID-60mm, | LT CT | SWITCHGEAR | PE-LT-RC-800/1A | PRECISE | _ | NA | Nos | None | Inventory | 800/1A, 10VA, CL-0.5 , RESIN CAST CT's, ID-60mm,
12374 | 800/1A, 10VA, CL-0.5 , RESIN CAST, Rectangular Type, CTs, ID-60mmx40mm | LT CT | SWITCHGEAR | PE-LT-RC-800/1A-10VA | PRECISE | _ | NA | Nos |  | Inventory | 800/1A, 10VA, CL-0.5 , RESIN CAST, Rectangular Type, CTs, ID-60mmx40mm
12375 | 800/1A, 15VA, CL-0.5 , RESIN CAST CTs, ID-60mm | LT CT | SWITCHGEAR | PE-LT-RC-800/1A-15VA | PRECISE | _ | NA | Nos |  | Inventory | 800/1A, 15VA, CL-0.5 , RESIN CAST CTs, ID-60mm
12376 | 800/5A, 15VA, CL-0.5 , RESIN CAST CTs, ID-60mm | LT CT | SWITCHGEAR | PE-LT-RC-800/5A-15VA | PRECISE | _ | NA | Nos |  | Inventory | 800/5A, 15VA, CL-0.5 , RESIN CAST CTs, ID-60mm
12377 | 100/5A CL 1 5VA ID-30 MM | LT CT | SWITCHGEAR | PE-LT-RC-WI-100/5A | PRECISE | _ | NA | Nos |  | Inventory | 100/5A CL 1 5VA ID-30 MM
12378 | 1000/5A 15VA CL 1.0, RESIN CAST, ID - 50x50mm | LT CT | SWITCHGEAR | PE-LT-RC-WI-1000/5A | PRECISE | _ | NA | Nos | None | Inventory | 1000/5A 15VA CL 1.0, RESIN CAST, ID - 50x50mm
12379 | 1000/5A 15VA CL 1.0 , RESIN CAST | LT CT | SWITCHGEAR | PE-LT-RC-WI-1000/5A-CL-1 | PRECISE | _ | NA | Nos |  | Inventory | 1000/5A 15VA CL 1.0 , RESIN CAST
12380 | 1250/5A, 15VA, CL 1.0, RESIN CAST CT's, RECTANGULAR 60X40MM, TERMINAL ON LONGER SIDE, MAKE-PRECISE | LT CT | SWITCHGEAR | PE-LT-RC-WI-1250 | PRECISE | _ | NA | Nos | None | Inventory | 1250/5A, 15VA, CL 1.0, RESIN CAST CT's, RECTANGULAR 60X40MM, TERMINAL ON LONGER SIDE, MAKE-PRECISE
12381 | 1250/5A 15VA CL 1.0, RESIN CAST, ID - 110x30mm | LT CT | SWITCHGEAR | PE-LT-RC-WI-1250/5A | PRECISE | _ | NA | Nos | None | Inventory | 1250/5A 15VA CL 1.0, RESIN CAST, ID - 110x30mm
12382 | 1250/5A 15VA CL 1.0 , RESIN CAST | LT CT | SWITCHGEAR | PE-LT-RC-WI-1250/5A-CL-1 | PRECISE | _ | NA | Nos |  | Inventory | 1250/5A 15VA CL 1.0 , RESIN CAST
12383 | 1250/5A,15VA, CL- 5P10, RESIN CAST CT | LT CT | SWITCHGEAR | PE-LT-RC-WI-1250/5A-CL-5P10 | PRECISE | _ | NA | Nos |  | Inventory | 1250/5A,15VA, CL- 5P10, RESIN CAST CT
12384 | 1600/5A 15VA CL 1.0, RESIN CAST | LT CT | SWITCHGEAR | PE-LT-RC-WI-15VA-1600/5A | PRECISE | _ | NA | Nos |  | Inventory | 1600/5A 15VA CL 1.0, RESIN CAST
12385 | 2500/5A,15VA, CL-0.5, RESIN CAST CT | LT CT | SWITCHGEAR | PE-LT-RC-WI-15VA-2500/5A | PRECISE | _ | NA | Nos |  | Inventory | 2500/5A,15VA, CL-0.5, RESIN CAST CT
12386 | 800/5A 15VA CL 1.0, RESIN CAST | LT CT | SWITCHGEAR | PE-LT-RC-WI-15VA-800/5A | PRECISE | _ | NA | Nos |  | Inventory | 800/5A 15VA CL 1.0, RESIN CAST
12387 | 160/5A CL 1 5VA ID-30 MM, | LT CT | SWITCHGEAR | PE-LT-RC-WI-160/5A | PRECISE | _ | NA | Nos |  | Inventory | 160/5A CL 1 5VA ID-30 MM,
12388 | 1600/5A 15VA CL 1.0, RESIN CAST, ID - 100x50mm | LT CT | SWITCHGEAR | PE-LT-RC-WI-1600/5A | PRECISE | _ | NA | Nos | None | Inventory | 1600/5A 15VA CL 1.0, RESIN CAST, ID - 100x50mm
12389 | 1600/5A 15VA CL 1.0, RESIN CAST, ID - 130x30mm | LT CT | SWITCHGEAR | PE-LT-RC-WI-1600/5A 130X30 | PRECISE | _ | NA | Nos | None | Inventory | 1600/5A 15VA CL 1.0, RESIN CAST, ID - 130x30mm
12390 | 200 / 1A 15VA CL 0.5 RESIN CAST CT WINDOW TYPE : ID-30mm, | LT CT | SWITCHGEAR | PE-LT-RC-WI-200/1A/15VA | PRECISE | _ | NA | Nos | None | Inventory | 200 / 1A 15VA CL 0.5 RESIN CAST CT WINDOW TYPE : ID-30mm,
12391 | 2000/5A 15VA CL 1.0 , RESIN CAST | LT CT | SWITCHGEAR | PE-LT-RC-WI-2000/5A-CL-1 | PRECISE | _ | NA | Nos |  | Inventory | 2000/5A 15VA CL 1.0 , RESIN CAST
12392 | 250/5A CL 1 5VA ID-40 MM, | LT CT | SWITCHGEAR | PE-LT-RC-WI-250/5A | PRECISE | _ | NA | Nos |  | Inventory | 250/5A CL 1 5VA ID-40 MM,
12393 | 2500/5A 15VA CL 1.0 , RESIN CAST | LT CT | SWITCHGEAR | PE-LT-RC-WI-2500/5A-CL-1 | PRECISE | _ | NA | Nos |  | Inventory | 2500/5A 15VA CL 1.0 , RESIN CAST
12394 | 3200/5A 15VA CL 1.0, RESIN CAST, ID - 170x50mm | LT CT | SWITCHGEAR | PE-LT-RC-WI-3200/5A | PRECISE | _ | NA | Nos | None | Inventory | 3200/5A 15VA CL 1.0, RESIN CAST, ID - 170x50mm
12395 | 400/5A CL 1 5VA ID-50 MM, | LT CT | SWITCHGEAR | PE-LT-RC-WI-400/5A | PRECISE | _ | NA | Nos |  | Inventory | 400/5A CL 1 5VA ID-50 MM,
12396 | 4000/1A, 15VA CL-PS-Vk >= 576Volts, Rct = 18.5 Ohm , RESIN CAST, ID - 170x50mm | LT CT | SWITCHGEAR | PE-LT-RC-WI-4000/1A | PRECISE | _ | NA | Nos | None | Inventory | 4000/1A, 15VA CL-PS-Vk >= 576Volts, Rct = 18.5 Ohm , RESIN CAST, ID - 170x50mm
12397 | 4000/1A, 15VA CL-PS-Vk >= 267Volts, Rct = 18.5 Ohm RESIN CAST, ID - 170x50mm | LT CT | SWITCHGEAR | PE-LT-RC-WI-4000/1A PS | PRECISE | _ | NA | Nos | None | Inventory | 4000/1A, 15VA CL-PS-Vk >= 267Volts, Rct = 18.5 Ohm RESIN CAST, ID - 170x50mm
12398 | 4000/5A 15VA CL 1.0 , RESIN CAST, ID - 170x50mm | LT CT | SWITCHGEAR | PE-LT-RC-WI-4000/5A | PRECISE | _ | NA | Nos | None | Inventory | 4000/5A 15VA CL 1.0 , RESIN CAST, ID - 170x50mm
12399 | 4000/5A 15VA CL 1.0 , RESIN CAST | LT CT | SWITCHGEAR | PE-LT-RC-WI-4000/5A-CL-1 | PRECISE | _ | NA | Nos |  | Inventory | 4000/5A 15VA CL 1.0 , RESIN CAST
12400 | 500/5A CL-1 5VA RING TYPE RESIN CAST ID=60MM, | LT CT | SWITCHGEAR | PE-LT-RC-WI-500/5A | PRECISE | _ | NA | Nos |  | Inventory | 500/5A CL-1 5VA RING TYPE RESIN CAST ID=60MM,
12401 | Current Transformer-600/5A Acc.Cl: 0.5 10VA Resin Cast WINDOW Type,ID- 50X50mm, B/B-40X10X2 MM | LT CT | SWITCHGEAR | PE-LT-RC-WI-600/5A-CL-0.5-10VA | PRECISE | _ | NA | Nos |  | Inventory | Current Transformer-600/5A Acc.Cl: 0.5 10VA Resin Cast WINDOW Type,ID- 50X50mm, B/B-40X10X2 MM
12402 | 630/1A 10VA CL 0.2, RESIN CAST, ID - 50mm | LT CT | SWITCHGEAR | PE-LT-RC-WI-630/1A | PRECISE | _ | NA | Nos |  | Inventory | 630/1A 10VA CL 0.2, RESIN CAST, ID - 50mm
12403 | 800/5A 15VA CL 1.0, RESIN CAST, ID - 60x40MM | LT CT | SWITCHGEAR | PE-LT-RC-WI-800/5A | PRECISE | _ | NA | Nos | None | Inventory | 800/5A 15VA CL 1.0, RESIN CAST, ID - 60x40MM
12404 | 1250/5A,15VA, CL-0.5, RESIN CAST CT | LT CT | SWITCHGEAR | PE-LT-RC-WI-CL-0.5-1250/5A | PRECISE | _ | NA | Nos |  | Inventory | 1250/5A,15VA, CL-0.5, RESIN CAST CT
12405 | 125/1A, CL-1, 10VA CURRENT TRANSFORMER (CT) - WPL | LT CT | SWITCHGEAR | PE-LT-RC-WPL-125/1A | PRECISE | _ | NA | Nos | None | Inventory | 125/1A, CL-1, 10VA CURRENT TRANSFORMER (CT) - WPL
12406 | 25/1A, 5VA, CL-0.5 RESINCAST WPL CT | LT CT | SWITCHGEAR | PE-LT-RC-WPL-25/1A | PRECISE | _ | NA | Nos |  | Inventory | 25/1A, 5VA, CL-0.5 RESINCAST WPL CT
12407 | 25/5A, 5VA, CL-0.2s RESINCAST WPL CT, | LT CT | SWITCHGEAR | PE-LT-RC-WPL-25/5A | PRECISE | _ | NA | Nos | None | Inventory | 25/5A, 5VA, CL-0.2s RESINCAST WPL CT,
12408 | CT 30/5A, 5VA, CL-0.5, RESINCAST WPL | LT CT | SWITCHGEAR | PE-LT-RC-WPL-30/5A | PRECISE | _ | NA | Nos |  | Inventory | CT 30/5A, 5VA, CL-0.5, RESINCAST WPL
12409 | CT 40/5A, 5VA, CL-0.2s, RESINCAST WPL, | LT CT | SWITCHGEAR | PE-LT-RC-WPL-40/5A | PRECISE | _ | NA | Nos | None | Inventory | CT 40/5A, 5VA, CL-0.2s, RESINCAST WPL,
12410 | 60/5A, 5VA, CL-0.2s RESINCAST WPL CT, | LT CT | SWITCHGEAR | PE-LT-RC-WPL-60/5A | PRECISE | _ | NA | Nos | None | Inventory | 60/5A, 5VA, CL-0.2s RESINCAST WPL CT,
12411 | 80/5A, 5VA, CL-0.2s, RESINCAST WPL CT, | LT CT | SWITCHGEAR | PE-LT-RC-WPL-80/5A | PRECISE | _ | NA | Nos | None | Inventory | 80/5A, 5VA, CL-0.2s, RESINCAST WPL CT,
12412 | 630/1A,15VA, CL-0.5, Resin Cast Rectangle CT, ID-65X40mm, OD-120mm | LT CT | SWITCHGEAR | PE-LT-REC-630/1A | PRECISE | _ | NA | Nos |  | Inventory | 630/1A,15VA, CL-0.5, Resin Cast Rectangle CT, ID-65X40mm, OD-120mm
12413 | 400V/ R3/110/110V/ R3 VOLTAGE FACTOR 1.2 CL0.2 & CL3P, 30VA(15VA-15VA), Two Core,3PH, Frq.- 60HZ | LT CT | SWITCHGEAR | PE-LT-RES-PT-400V/ R3/110V/ R3 | PRECISE | _ | NA | Nos | None | Inventory | 400V/ R3/110/110V/ R3 VOLTAGE FACTOR 1.2 CL0.2 & CL3P, 30VA(15VA-15VA), Two Core,3PH, Frq.- 60HZ
12414 | 15KVA 0.8/0.415KV Dyn5 Aux. Trafo S/C IMPEDANCE 4.5% COPPER WOUND, | LT CT | SWITCHGEAR | PE-LT-TR-15KVA 0.8/0.415KV | PRECISE | _ | NA | Nos | None | Inventory | 15KVA 0.8/0.415KV Dyn5 Aux. Trafo S/C IMPEDANCE 4.5% COPPER WOUND,
12415 | 35KVA 0.8/0.415KV Dyn5 Aux. Trafo S/C IMPEDANCE 4.5% COPPER WOUND, | LT CT | SWITCHGEAR | PE-LT-TR-35KVA 0.8/0.415KV | PRECISE | _ | NA | Nos | None | Inventory | 35KVA 0.8/0.415KV Dyn5 Aux. Trafo S/C IMPEDANCE 4.5% COPPER WOUND,
12416 | 4KVA 0.8/0.415kV Dyn11 Aux. Trafo S/C IMPEDANCE 4.5% COPPER WOUNd | LT CT | SWITCHGEAR | PE-LT-TR-4KVA-0.8/0.415KV | PRECISE | _ | NA | Nos |  | Inventory | 4KVA 0.8/0.415kV Dyn11 Aux. Trafo S/C IMPEDANCE 4.5% COPPER WOUNd
12417 | 415/110V AC, 1kVA,CL-1, 1 PH. CONTROL TRANSFORMER | LT CT | SWITCHGEAR | PE-LT-TR-AC-1KVA | PRECISE | _ | NA | Nos |  | Inventory | 415/110V AC, 1kVA,CL-1, 1 PH. CONTROL TRANSFORMER
12418 | 20KVA, 630/415V, DYN5, VARNISH IMPRIGNITED AUX. TRAFO, | LT CT | SWITCHGEAR | PE-LT-TR-AC-20KVA/630/415V | PRECISE | _ | NA | Nos | None | Inventory | 20KVA, 630/415V, DYN5, VARNISH IMPRIGNITED AUX. TRAFO,
12419 | 20KVA AUX TRAFO Dyn11 (660/415V) Z= 4%, AN OCTC +_5% @ STEPS OF 2.5% VARNISH IMPRIGNITED, | LT CT | SWITCHGEAR | PE-LT-TR-AC-20KVA/660/415V | PRECISE | _ | NA | Nos | None | Inventory | 20KVA AUX TRAFO Dyn11 (660/415V) Z= 4%, AN OCTC +_5% @ STEPS OF 2.5% VARNISH IMPRIGNITED,
12420 | 415/110V AC, 2kVA,CL-1, 1 PH. CONTROL TRANSFORMER | LT CT | SWITCHGEAR | PE-LT-TR-AC-2KVA | PRECISE | _ | NA | Nos |  | Inventory | 415/110V AC, 2kVA,CL-1, 1 PH. CONTROL TRANSFORMER
12421 | 1250/5A CL 0.5 10VA RECTANGULAR ID=65X45MM Tapewound, | LT CT | SWITCHGEAR | PE-LT-TW-WI 1250/5A | PRECISE | _ | NA | Nos | None | Inventory | 1250/5A CL 0.5 10VA RECTANGULAR ID=65X45MM Tapewound,
12422 | 160/5A CL 0.5, 5VA RING TYPE TAPE WOUND ID=30MM, | LT CT | SWITCHGEAR | PE-LT-TW-WI 160/5A | PRECISE | _ | NA | Nos | None | Inventory | 160/5A CL 0.5, 5VA RING TYPE TAPE WOUND ID=30MM,
12423 | 250/5A CL 0.5 10VA ID-40 MM, | LT CT | SWITCHGEAR | PE-LT-TW-WI 250/5A | PRECISE | _ | NA | Nos | None | Inventory | 250/5A CL 0.5 10VA ID-40 MM,
12424 | 250/5A CL 0.5 5VA RING TYPE TAPE WOUND ID=40MM, | LT CT | SWITCHGEAR | PE-LT-TW-WI 250/5A CL-0.5 | PRECISE | _ | NA | Nos | None | Inventory | 250/5A CL 0.5 5VA RING TYPE TAPE WOUND ID=40MM,
12425 | 400/5A CL 0.5 5VA ID-50 MM, | LT CT | SWITCHGEAR | PE-LT-TW-WI 400/5A | PRECISE | _ | NA | Nos | None | Inventory | 400/5A CL 0.5 5VA ID-50 MM,
12426 | 400/5A CL 0.2s 5VA RING TYPE TAPE WOUND ID=50MM | LT CT | SWITCHGEAR | PE-LT-TW-WI 400/5A CL-0.2S | PRECISE | _ | NA | Nos | None | Inventory | 400/5A CL 0.2s 5VA RING TYPE TAPE WOUND ID=50MM
12427 | 630/5A CL 0.5 5VA RING TYPE TAPE WOUND ID=50MM, | LT CT | SWITCHGEAR | PE-LT-TW-WI 630/5A | PRECISE | _ | NA | Nos | None | Inventory | 630/5A CL 0.5 5VA RING TYPE TAPE WOUND ID=50MM,
12428 | 630/5A CL 0.2s 5VA RING TYPE TAPE WOUND ID=60MM, OD=100MM, | LT CT | SWITCHGEAR | PE-LT-TW-WI 630/5A CL-0.2S | PRECISE | _ | NA | Nos | None | Inventory | 630/5A CL 0.2s 5VA RING TYPE TAPE WOUND ID=60MM, OD=100MM,
12429 | 100/5A CL 0.5 5VA RING TYPE TAPE WOUND ID=30MM, | LT CT | SWITCHGEAR | PE-LT-TW-WI-100/5A | PRECISE | _ | NA | Nos | None | Inventory | 100/5A CL 0.5 5VA RING TYPE TAPE WOUND ID=30MM,
12430 | CT-150/5A,CL-0.5S,5 VA ID-30 MM-TAPE WOUND , | LT CT | SWITCHGEAR | PE-LT-TW-WI-150/5A-5VA-CL-0.5S | PRECISE | _ | NA | Nos |  | Inventory | CT-150/5A,CL-0.5S,5 VA ID-30 MM-TAPE WOUND ,
12431 | 500/5A CL 0.5 5VA RING TYPE TAPE WOUND ID=60MM, | LT CT | SWITCHGEAR | PE-LT-TW-WI-500/5A | PRECISE | _ | NA | Nos | None | Inventory | 500/5A CL 0.5 5VA RING TYPE TAPE WOUND ID=60MM,
12432 | 800 / 5A 5VA CL 0.5 TAPE WOUND CT WINDOW TYPE : Dimensions : ID = 65, OD = 105, HT = 35 | LT CT | SWITCHGEAR | PE-LT-TW-WI-800/5A | PRECISE | _ | NA | Nos | None | Inventory | 800 / 5A 5VA CL 0.5 TAPE WOUND CT WINDOW TYPE : Dimensions : ID = 65, OD = 105, HT = 35
12433 | 60/5A CL 0.5 5VA RING TYPE TAPE WOUND WPL | LT CT | SWITCHGEAR | PE-LT-TW-WPL 60/5A | PRECISE | _ | NA | Nos | None | Inventory | 60/5A CL 0.5 5VA RING TYPE TAPE WOUND WPL
12434 | CT- WPL TYPE , 60/5A, CL-0.5S, 5 VA, TAPE WOUND | LT CT | SWITCHGEAR | PE-LT-TW-WPL-60/5A-5VA-CL-0.5S | PRECISE | _ | NA | Nos |  | Inventory | CT- WPL TYPE , 60/5A, CL-0.5S, 5 VA, TAPE WOUND
12435 | 25/1A, CL-0.5, 5VA,WPL, | LT CT | SWITCHGEAR | PE-LT-WPL-25/1A | PRECISE | _ | NA | Nos | None | Inventory | 25/1A, CL-0.5, 5VA,WPL,
12436 | 25/1A, CL-0.5S, 5VA,WPL, | LT CT | SWITCHGEAR | PE-LT-WPL-25/1A CL-0.5S | PRECISE | _ | NA | Nos | None | Inventory | 25/1A, CL-0.5S, 5VA,WPL,
12437 | PT - 11KV PT, PTR - 11KV/RT3/110/RT3/110/RT3-110/3, CORE: 1 100VA/CL 1.0, CORE: 2 50VA/CL 3P, VF - 1.2 Count & 1.9 FOR 8 HRS., FIXED TYPE, DRAWING NO - PVT148 -01F, | PT | SWITCHGEAR | PE-PT-11-2C-100/1.0-50/3P-F | PRECISE | 11 | NA | Nos | None | Inventory | PT - 11KV PT, PTR - 11KV/RT3/110/RT3/110/RT3-110/3, CORE: 1 100VA/CL 1.0, CORE: 2 50VA/CL 3P, VF - 1.2 Count & 1.9 FOR 8 HRS., FIXED TYPE, DRAWING NO - PVT148 -01F,
12438 | PT - 11KV PT, PTR - 11KV/RT3/110/RT3/110/RT3-110/3, CORE: 1 100VA/CL 1.0, CORE: 2 50VA/CL 3P, VF - 1.2 Count & 1.9 FOR 8 HRS., GUN TYPE, DRAWING NO - PVT148-01G, | PT | SWITCHGEAR | PE-PT-11-2C-100/1.0-50/3P-G | PRECISE | 11 | NA | Nos |  | Inventory | PT - 11KV PT, PTR - 11KV/RT3/110/RT3/110/RT3-110/3, CORE: 1 100VA/CL 1.0, CORE: 2 50VA/CL 3P, VF - 1.2 Count & 1.9 FOR 8 HRS., GUN TYPE, DRAWING NO - PVT148-01G,
12439 | PT - 11KV PT, PTR - 11000/V3/110/V3/110/V3-110/3 V, CORE: 1 30VA/CL 1.0, CORE: 2 30VA/CL 3P, VF - 1.2 Count & 1.9 FOR 8 HRS., Fixed Type, With Fuse Drg No. : PVT148 -01F, | PT | SWITCHGEAR | PE-PT-11-2C-30/1.0-30/3P-F | PRECISE | 11 | NA | Nos | None | Inventory | PT - 11KV PT, PTR - 11000/V3/110/V3/110/V3-110/3 V, CORE: 1 30VA/CL 1.0, CORE: 2 30VA/CL 3P, VF - 1.2 Count & 1.9 FOR 8 HRS., Fixed Type, With Fuse Drg No. : PVT148 -01F,
12440 | PT - 11KV PT, PTR - 11000/V3/110/V3/110/V3-110/3 V, CORE: 1 50VA/CL 0.5, CORE: 2 50VA/CL 3P, VF - 1.2 Count & 1.9 FOR 8 HRS., Fixed Type, With Fuse Drg No. : PVT148 -01F, | PT | SWITCHGEAR | PE-PT-11-2C-50/0.5-50/3P-F | PRECISE | 11 | NA | Nos | None | Inventory | PT - 11KV PT, PTR - 11000/V3/110/V3/110/V3-110/3 V, CORE: 1 50VA/CL 0.5, CORE: 2 50VA/CL 3P, VF - 1.2 Count & 1.9 FOR 8 HRS., Fixed Type, With Fuse Drg No. : PVT148 -01F,
12441 | PT - 11KV PT, PTR - 11000/V3/110/V3/110/V3/110/3 V, CORE: 1 100VA/CL 0.5, CORE: 2 50VA/CL 3P, CORE: 3 50VA/CL 3P (Open delta), VF - 1.2 Count & 1.9 FOR 8 HRS., Gun Type, With Fuse Drg No. : PE-201-17J1, Type-01, | PT | SWITCHGEAR | PE-PT-11-3C-100/0.5-50/3P-50/3P-G | PRECISE | 11 | NA | Nos | None | Inventory | PT - 11KV PT, PTR - 11000/V3/110/V3/110/V3/110/3 V, CORE: 1 100VA/CL 0.5, CORE: 2 50VA/CL 3P, CORE: 3 50VA/CL 3P (Open delta), VF - 1.2 Count & 1.9 FOR 8 HRS., Gun Type, With Fuse Drg No. : PE-201-17J1, Type-01,
12442 | PT - 11KV PT, PTR - 11000/V3/110/V3/110/V3/110/3 V, CORE: 1 30VA/CL 0.2, CORE: 2 30VA/CL 3P, CORE: 3 30VA/CL 3P (Open delta), VF - 1.2 Count & 1.9 FOR 8 HRS., Gun Type, With Fuse Drg No. : PE-201-17J1, Type-03 , Rev. : 00, Model No.: PVT148-03G, | PT | SWITCHGEAR | PE-PT-11-3C-30/0.2-30/3P-30/3P-G | PRECISE | 11 | NA | Nos | None | Inventory | PT - 11KV PT, PTR - 11000/V3/110/V3/110/V3/110/3 V, CORE: 1 30VA/CL 0.2, CORE: 2 30VA/CL 3P, CORE: 3 30VA/CL 3P (Open delta), VF - 1.2 Count & 1.9 FOR 8 HRS., Gun Type, With Fuse Drg No. : PE-201-17J1, Type-03 , Rev. : 00, Model No.: PVT148-03G,
12443 | PT - 11KV PT, PTR - 11000/V3/110/V3/110/V3/110/3 V, CORE: 1 50VA/CL 0.5, CORE: 2 50VA/CL 3P, CORE: 3 50VA/CL 3P (Open delta), VF - 1.2 Count & 1.9 FOR 8 HRS., Fixed Type, With Fuse Drg No. : PVT148 -01F, | PT | SWITCHGEAR | PE-PT-11-3C-50/0.5-50/3P-50/3P-F | PRECISE | 11 | NA | Nos | None | Inventory | PT - 11KV PT, PTR - 11000/V3/110/V3/110/V3/110/3 V, CORE: 1 50VA/CL 0.5, CORE: 2 50VA/CL 3P, CORE: 3 50VA/CL 3P (Open delta), VF - 1.2 Count & 1.9 FOR 8 HRS., Fixed Type, With Fuse Drg No. : PVT148 -01F,
12444 | PT - 11KV PT, PTR - 11000/V3/110/V3/110/V3/110/3 V, CORE: 1 50VA/CL 1.0, CORE: 2 50VA/CL 3P, CORE: 3 50VA/CL 3P (Open delta), VF - 1.2 Count & 1.9 FOR 8 HRS., Fixed Type, With Fuse Drg No. : PVT148 -01F, | PT | SWITCHGEAR | PE-PT-11-3C-50/1.0-50/3P-50/3P-F | PRECISE | 11 | NA | Nos | None | Inventory | PT - 11KV PT, PTR - 11000/V3/110/V3/110/V3/110/3 V, CORE: 1 50VA/CL 1.0, CORE: 2 50VA/CL 3P, CORE: 3 50VA/CL 3P (Open delta), VF - 1.2 Count & 1.9 FOR 8 HRS., Fixed Type, With Fuse Drg No. : PVT148 -01F,
12445 | PT - 22KV PT, PTR - 22KV/RT3/110V/RT3/110V/RT3-110V/3, CORE: 1 50VA/CL 1.0, CORE: 2 50VA/CL 3P, VF - 1.2 Count & 1.9 FOR 8 HRS., FIXED TYPE, | PT | SWITCHGEAR | PE-PT-22-2C-50/1.0-50/3P-F | PRECISE | 22 | NA | Nos | None | Inventory | PT - 22KV PT, PTR - 22KV/RT3/110V/RT3/110V/RT3-110V/3, CORE: 1 50VA/CL 1.0, CORE: 2 50VA/CL 3P, VF - 1.2 Count & 1.9 FOR 8 HRS., FIXED TYPE,
12446 | PT - 22KV PT, PTR - 22KV/RT3/110/RT3/110/RT3/110V/3, CORE: 1 100VA/CL 0.5, CORE: 2 30VA/CL 3P,CORE: 3 30VA/CL 3P VF - 1.2 Count & 1.9 FOR 8 HRS., FIXED TYPE, | PT | SWITCHGEAR | PE-PT-22-3C-100/0.5-30/3P-30/3P-F | PRECISE | 22 | NA | Nos | None | Inventory | PT - 22KV PT, PTR - 22KV/RT3/110/RT3/110/RT3/110V/3, CORE: 1 100VA/CL 0.5, CORE: 2 30VA/CL 3P,CORE: 3 30VA/CL 3P VF - 1.2 Count & 1.9 FOR 8 HRS., FIXED TYPE,
12447 | PT - 3.3KV PT, PTR - 3300KV/RT3/110/RT3/110/RT3-110/3, CORE: 1 50VA/CL 1.0, CORE: 2 50VA/CL 3P, VF - 1.2 Count & 1.9 FOR 8 HRS., FIXED TYPE, DRAWING NO - PVT148 -01F, | PT | SWITCHGEAR | PE-PT-3.3-2C-50/1.0-50/3P-F | PRECISE | 3.3 | NA | Nos | None | Inventory | PT - 3.3KV PT, PTR - 3300KV/RT3/110/RT3/110/RT3-110/3, CORE: 1 50VA/CL 1.0, CORE: 2 50VA/CL 3P, VF - 1.2 Count & 1.9 FOR 8 HRS., FIXED TYPE, DRAWING NO - PVT148 -01F,
12448 | PT - 3.3KV PT, PTR - 3300/V3/110/V3/110/V3/110/3 V, CORE: 1 100VA/CL 0.5, CORE: 2 50VA/CL 3P, CORE:3 50VA/CL 3P, VF - 1.2 Count & 1.9 FOR 8 HRS., FIXED TYPE, DRAWING NO - PE-205-J1, Type-02 , Rev. : 00, MODEL - PVT148-02F , | PT | SWITCHGEAR | PE-PT-3.3-3C-100/0.5-50/3P-F | PRECISE | 3.3 | NA | Nos | None | Inventory | PT - 3.3KV PT, PTR - 3300/V3/110/V3/110/V3/110/3 V, CORE: 1 100VA/CL 0.5, CORE: 2 50VA/CL 3P, CORE:3 50VA/CL 3P, VF - 1.2 Count & 1.9 FOR 8 HRS., FIXED TYPE, DRAWING NO - PE-205-J1, Type-02 , Rev. : 00, MODEL - PVT148-02F ,
12449 | PT - 3.3KV PT, PTR - 3300/V3/110/V3/110/V3/110/3 V, CORE: 1 100VA/CL 0.5, CORE: 2 50VA/CL 3P,CORE:3 50VA/CL 3P, VF - 1.2 Count & 1.9 FOR 8 HRS., GUN TYPE, DRAWING NO - PE-201-17J1, Type-02 , Rev. : 00, MODEL - PVT148-02G , | PT | SWITCHGEAR | PE-PT-3.3-3C-100/0.5-50/3P-G | PRECISE | 3.3 | NA | Nos | None | Inventory | PT - 3.3KV PT, PTR - 3300/V3/110/V3/110/V3/110/3 V, CORE: 1 100VA/CL 0.5, CORE: 2 50VA/CL 3P,CORE:3 50VA/CL 3P, VF - 1.2 Count & 1.9 FOR 8 HRS., GUN TYPE, DRAWING NO - PE-201-17J1, Type-02 , Rev. : 00, MODEL - PVT148-02G ,
12450 | PT - 33KV PT, PTR - 33KV/RT3/110V/RT3/110V/RT3-110V/3, CORE: 1 30VA/CL 1.0, CORE: 2 30VA/CL 3P, VF - 1.2 Count & 1.9 FOR 8 HRS., FIXED TYPE, | PT | SWITCHGEAR | PE-PT-33-2C-30/1.0-30/3P-F | PRECISE | 33 | NA | Nos | None | Inventory | PT - 33KV PT, PTR - 33KV/RT3/110V/RT3/110V/RT3-110V/3, CORE: 1 30VA/CL 1.0, CORE: 2 30VA/CL 3P, VF - 1.2 Count & 1.9 FOR 8 HRS., FIXED TYPE,
12451 | PT - 33KV PT, PTR - 33KV/RT3/110V/RT3/110V/RT3-110V/3, CORE: 1 50VA/CL 0.5, CORE: 2 50VA/CL 3P, VF - 1.2 Count & 1.9 FOR 8 HRS., FIXED TYPE, | PT | SWITCHGEAR | PE-PT-33-2C-50/0.5-50/3P-F | PRECISE | 33 | NA | Nos | None | Inventory | PT - 33KV PT, PTR - 33KV/RT3/110V/RT3/110V/RT3-110V/3, CORE: 1 50VA/CL 0.5, CORE: 2 50VA/CL 3P, VF - 1.2 Count & 1.9 FOR 8 HRS., FIXED TYPE,
12452 | PT - 33KV PT, PTR - 33KV/RT3/110V/RT3/110V/RT3/110V/3, CORE: 1 50VA/CL 1.0, CORE: 2 50VA/CL 3P, CORE: 3 50VA/CL 3P, VF - 1.2 Count & 1.9 FOR 8 HRS., GUN TYPE, DRG NO - PE-202-18L1, Type-01 , Rev. : 00, MODEL - PVT225-01G | PT | SWITCHGEAR | PE-PT-33-3C-50/1.0-50/3P-50/3P-G | PRECISE | 33 | NA | Nos | None | Inventory | PT - 33KV PT, PTR - 33KV/RT3/110V/RT3/110V/RT3/110V/3, CORE: 1 50VA/CL 1.0, CORE: 2 50VA/CL 3P, CORE: 3 50VA/CL 3P, VF - 1.2 Count & 1.9 FOR 8 HRS., GUN TYPE, DRG NO - PE-202-18L1, Type-01 , Rev. : 00, MODEL - PVT225-01G
12453 | PT 800/230/R3V, 75VA CL-0.5, 3PH, Prim. delta to Sec. star | LT CT | SWITCHGEAR | PE-PT-800/230/R3V-3PH-CL-0.5-75VA | PRECISE | _ | NA | Nos |  | Inventory | PT 800/230/R3V, 75VA CL-0.5, 3PH, Prim. delta to Sec. star
12454 | 33KV CAST RESIN CURRENT TRANSFORMER, CTR : 50/5-5A, CORE 1: 15VA, CLASS: 1, CORE 2: 15VA, CLASS: 5P20, STR: 25kA/1 SEC, CT SECONDARY TERMINAL ON P2 SIDE, WOUND TYPE. | CT | SWITCHGEAR | PE6B1AA95P22Y5Y8NNNN | PRECISE | 33KV | NA | Nos |  | Inventory | 33KV CAST RESIN CURRENT TRANSFORMER, CTR : 50/5-5A, CORE 1: 15VA, CLASS: 1, CORE 2: 15VA, CLASS: 5P20, STR: 25kA/1 SEC, CT SECONDARY TERMINAL ON P2 SIDE, WOUND TYPE.
12455 | 33KV CAST RESIN CURRENT TRANSFORMER, CTR : 200/5-5A, CORE 1: 15VA, CLASS: 1, CORE 2: 15VA, CLASS: 5P20,STR: 25kA/1 SEC, CT SECONDARY TERMINAL ON P1 SIDE, WOUND TYPE. | CT | SWITCHGEAR | PE6B1AC55P12Y5Y8NNNN | PRECISE | 33KV | NA | Nos |  | Inventory | 33KV CAST RESIN CURRENT TRANSFORMER, CTR : 200/5-5A, CORE 1: 15VA, CLASS: 1, CORE 2: 15VA, CLASS: 5P20,STR: 25kA/1 SEC, CT SECONDARY TERMINAL ON P1 SIDE, WOUND TYPE.
13676 | PT 415 / RT3 / 110V / RT3 /110 / RT3,CL-0.2, CL-3P,30VA, 3Ph, 4W, STAR-STAR, | LT CT | SWITCHGEAR | PT-PE-415V/RT3/110V/RT3/110V/RT3 | PRECISE | _ | NA | Nos | None | Inventory | PT 415 / RT3 / 110V / RT3 /110 / RT3,CL-0.2, CL-3P,30VA, 3Ph, 4W, STAR-STAR,
13677 | PT 10VA,630/110V AC,(SEC 110V PH-PH,63.5V PH-N), 3PH, CL-0.5, DELTA/STAR | TRANSFORMER | SWITCHGEAR | PT-PE-630/110V-AC-3PH-CL-0.5 | PRECISE | - | - | Nos |  | Inventory | PT 10VA,630/110V AC,(SEC 110V PH-PH,63.5V PH-N), 3PH, CL-0.5, DELTA/STAR
13678 | PT 10VA,630/110V AC,(SEC 110V PH-PH,63.5V PH-N) 3PH, CL-0.5, DELTA/STAR | LT CT | SWITCHGEAR | PT-PE-630/110VAC-DYN-3PH-CL-0.5 | PRECISE | _ | NA | Nos |  | Inventory | PT 10VA,630/110V AC,(SEC 110V PH-PH,63.5V PH-N) 3PH, CL-0.5, DELTA/STAR
13679 | PT 10VA,630/415V AC, 3PH, CL-0.5, DELTA/STAR (Dyn), | LT CT | SWITCHGEAR | PT-PE-630/415V AC-DYN-3PH-CL-0.5 | PRECISE | _ | NA | Nos | None | Inventory | PT 10VA,630/415V AC, 3PH, CL-0.5, DELTA/STAR (Dyn),
30 | PRESSFIT 10AMP STRIP CONNECTOR | CONNECTOR | SWITCHGEAR | 10AMP-STRIP-CONNECTOR | PRESS FIT | - | - | Nos |  | Inventory | PRESSFIT 10AMP STRIP CONNECTOR
2733 | 2-SWITCH COMBINED BOX, 230V AC. | Indus Socket | SWITCHGEAR | 2SW-COMBINE-BOX | PRESS FIT | _ | NA | Nos |  | Inventory | 2-SWITCH COMBINED BOX, 230V AC.
2847 | 15A 3Pin Socket with 1 Switch, 230V AC | Indus Socket | SWITCHGEAR | 3PIN-SOCKET-1SW | PRESS FIT | _ | NA | Nos |  | Inventory | 15A 3Pin Socket with 1 Switch, 230V AC
2850 | 3 PIN SOCKET, 10A,240AC | Indus Socket | SWITCHGEAR | 3PIN_SOCKET | PRESS FIT | _ | NA | Nos |  | Inventory | 3 PIN SOCKET, 10A,240AC
3587 | 2-SWITCH COMBINED BOX, WITH 5 PIN UNIVERSAL SOCKET, 5A, 230V AC | Indus Socket | SWITCHGEAR | 5PIN--UNIVERSAL-SOCKET-2SW | PRESS FIT | _ | NA | Nos |  | Inventory | 2-SWITCH COMBINED BOX, WITH 5 PIN UNIVERSAL SOCKET, 5A, 230V AC
3588 | 2-SWITCH COMBINED BOX, WITH 5 PIN UNIVERSAL SOCKET, 5A, 230V AC_INDUSTRIAL_PVC_TYPE | Indus Socket | SWITCHGEAR | 5PIN--UNIVERSAL-SOCKET-2SW-INDUSTRIAL_PVC_TYPE | PRESS FIT | _ | NA | Nos |  | Inventory | 2-SWITCH COMBINED BOX, WITH 5 PIN UNIVERSAL SOCKET, 5A, 230V AC_INDUSTRIAL_PVC_TYPE
3589 | 3-SWITCH COMBINED BOX, WITH 5 PIN UNIVERSAL SOCKET, 5A, 230V AC | Indus Socket | SWITCHGEAR | 5PIN--UNIVERSAL-SOCKET-3SW | PRESS FIT | _ | NA | Nos |  | Inventory | 3-SWITCH COMBINED BOX, WITH 5 PIN UNIVERSAL SOCKET, 5A, 230V AC
3590 | 5 PIN SOCKET, 15A, 230V AC | Indus Socket | SWITCHGEAR | 5PIN-SOCKET | PRESS FIT | _ | NA | Nos |  | Inventory | 5 PIN SOCKET, 15A, 230V AC
3592 | 2-SWITCH COMBINED BOX, WITH 5 PIN SOCKET, 5A, 230V AC | Indus Socket | SWITCHGEAR | 5PIN-SOCKET-2SW | PRESS FIT | _ | NA | Nos |  | Inventory | 2-SWITCH COMBINED BOX, WITH 5 PIN SOCKET, 5A, 230V AC
3593 | 3-SWITCH COMBINED BOX, WITH 5 PIN SOCKET, 5A, 230V AC | Indus Socket | SWITCHGEAR | 5PIN-SOCKET-3SW | PRESS FIT | _ | NA | Nos |  | Inventory | 3-SWITCH COMBINED BOX, WITH 5 PIN SOCKET, 5A, 230V AC
3594 | 3-SWITCH COMBINED BOX, WITH 5 PIN SOCKET with 15A, 230V AC | Indus Socket | SWITCHGEAR | 5PIN-SOCKET-3SW-15A | PRESS FIT | _ | NA | Nos |  | Inventory | 3-SWITCH COMBINED BOX, WITH 5 PIN SOCKET with 15A, 230V AC
12489 | CAST RESIN EPOXY INSULATOR, 33kV, SIZE 100mmx300mm. | INSULATOR | SWITCHGEAR | PG-100X300MM | PRESSGEL | - | - | Nos. |  | Inventory | CAST RESIN EPOXY INSULATOR, 33kV, SIZE 100mmx300mm.
12491 | CAST RESIN EPOXY INSULATOR, 33kV, SIZE: 70mmx300mm. | INSULATOR | SWITCHGEAR | PG-70X300MM | PRESSGEL | - | - | Nos. |  | Inventory | CAST RESIN EPOXY INSULATOR, 33kV, SIZE: 70mmx300mm.
7903 | 125A Horizontal Fuse Switch Disconnector, 3-Pole switchable, Panel Mounting, BTHC-00, 800V AC | FUSE BASE | SWITCHGEAR | FT43205-01 | PRONUTEC | - | NA | Nos |  | Inventory | 125A Horizontal Fuse Switch Disconnector, 3-Pole switchable, Panel Mounting, BTHC-00, 800V AC
12645 | CORE BALANCE CURRENT TRANSFORMER, 250X75mm, Rectangular Type Resin Cast | CBCT | SWITCHGEAR | PR-CBCT-250X75 | PROTECH | _ | NA | Nos |  | Inventory | CORE BALANCE CURRENT TRANSFORMER, 250X75mm, Rectangular Type Resin Cast
12646 | CORE BALANCE CURRENT TRANSFORMER, 250X75mm, Rectangular Type Resin Cast, | CBCT | SWITCHGEAR | PR-CBCT-250X75, | PROTECH | _ | NA | Nos |  | Inventory | CORE BALANCE CURRENT TRANSFORMER, 250X75mm, Rectangular Type Resin Cast,
12647 | CORE BALANCE CURRENT TRANSFORMER, 250X75mm, Rectangular Type Resin Cast. | CBCT | SWITCHGEAR | PR-CBCT-250X75- | PROTECH | _ | NA | Nos |  | Inventory | CORE BALANCE CURRENT TRANSFORMER, 250X75mm, Rectangular Type Resin Cast.
12648 | CORE BALANCE CURRENT TRANSFORMER,ID 250X75, Rectangular Type Resin Cast; | CBCT | SWITCHGEAR | PR-CBCT-250X75; | PROTECH | _ | NA | Nos |  | Inventory | CORE BALANCE CURRENT TRANSFORMER,ID 250X75, Rectangular Type Resin Cast;
12649 | CORE BALANCE CURRENT TRANSFORMER, 250X75mm, Rectangular Type Resin Cast_ | CBCT | SWITCHGEAR | PR-CBCT-250X75_ | PROTECH | _ | NA | Nos |  | Inventory | CORE BALANCE CURRENT TRANSFORMER, 250X75mm, Rectangular Type Resin Cast_
12651 | CORE BALANCE CURRENT TRANSFORMER, 350X100mm, Rectangular Type Resin Cast. | CBCT | SWITCHGEAR | PR-CBCT-350X100 | PROTECH | _ | NA | Nos |  | Inventory | CORE BALANCE CURRENT TRANSFORMER, 350X100mm, Rectangular Type Resin Cast.
12652 | CORE BALANCE CURRENT TRANSFORMER, 350X75mm, Rectangular Type Resin Cast | CBCT | SWITCHGEAR | PR-CBCT-350X75 | PROTECH | _ | NA | Nos |  | Inventory | CORE BALANCE CURRENT TRANSFORMER, 350X75mm, Rectangular Type Resin Cast
12653 | CORE BALANCE CURRENT TRANSFORMER, 350X75mm, Rectangular Type Resin Cast. | CBCT | SWITCHGEAR | PR-CBCT-350X75. | PROTECH | _ | NA | Nos |  | Inventory | CORE BALANCE CURRENT TRANSFORMER, 350X75mm, Rectangular Type Resin Cast.
12669 | CORE BALANCE CURRENT TRANSFORMER, DIAMETER 40MM, Round Type Resin Cast | CBCT | SWITCHGEAR | PR-CBCT-D40MM | PROTECH | _ | NA | Nos |  | Inventory | CORE BALANCE CURRENT TRANSFORMER, DIAMETER 40MM, Round Type Resin Cast
12670 | CORE BALANCE CURRENT TRANSFORMER, DIAMETER 70MM, Round Type Resin Cast | CBCT | SWITCHGEAR | PR-CBCT-D70MM | PROTECH | _ | NA | Nos |  | Inventory | CORE BALANCE CURRENT TRANSFORMER, DIAMETER 70MM, Round Type Resin Cast
13630 | EFR CBCT for current 40/1A, DIA=70mm. | LT CT | SWITCHGEAR | PRO-EFR-CBCT-70MM-40/1A | PROTECH | _ | NA | Nos |  | Inventory | EFR CBCT for current 40/1A, DIA=70mm.
13631 | EFR CBCT for current 60/1A, DIA=70mm. | LT CT | SWITCHGEAR | PRO-EFR-CBCT-70MM-60/1A | PROTECH | _ | NA | Nos |  | Inventory | EFR CBCT for current 60/1A, DIA=70mm.
7151 | Earth fault Relay with fault current indicator, 2C/O, Flush mounting, Aux. Supply 230V AC, Current rating 0.5-5A, 10sec. | LT CT | SWITCHGEAR | EFR96-1-I-S-A-10S-2 | PROTIME | _ | NA | Nos |  | Inventory | Earth fault Relay with fault current indicator, 2C/O, Flush mounting, Aux. Supply 230V AC, Current rating 0.5-5A, 10sec.
7152 | Earth fault Relay with fault current indicator, 2C/O, Flush mounting, Aux. Supply 230V AC, Current rating 0.5-5A, 30sec. | LT CT | SWITCHGEAR | EFR96-1-I-S-A-30S-2 | PROTIME | _ | NA | Nos |  | Inventory | Earth fault Relay with fault current indicator, 2C/O, Flush mounting, Aux. Supply 230V AC, Current rating 0.5-5A, 30sec.
13634 | EFR CBCT for current ratio 300/1A rectangular ID=200x75MM | LT CT | SWITCHGEAR | PRT-EFR-CBCT-200MMX75MM-300/1A | PROTIME | _ | NA | Nos |  | Inventory | EFR CBCT for current ratio 300/1A rectangular ID=200x75MM
13635 | EFR CBCT for current ratio 800/5A rectangular ID=300x50MM | LT CT | SWITCHGEAR | PRT-EFR-CBCT-300MMX50MM-800/5 | PROTIME | _ | NA | Nos |  | Inventory | EFR CBCT for current ratio 800/5A rectangular ID=300x50MM
13636 | EFR CBCT for current ratio 15/1A, DIA=70mm TAPE WOUND | LT CT | SWITCHGEAR | PRT-EFR-CBCT-70MM-15/1A | PROTIME | _ | NA | Nos |  | Inventory | EFR CBCT for current ratio 15/1A, DIA=70mm TAPE WOUND
13637 | EFR CBCT for current ratio 20/1A, DIA=70mm TAPE WOUND | LT CT | SWITCHGEAR | PRT-EFR-CBCT-70MM-20/1A | PROTIME | _ | NA | Nos |  | Inventory | EFR CBCT for current ratio 20/1A, DIA=70mm TAPE WOUND
13638 | EFR CBCT for current ratio 200/1A, DIA=70mm TAPE WOUND | LT CT | SWITCHGEAR | PRT-EFR-CBCT-70MM-200/1A | PROTIME | _ | NA | Nos |  | Inventory | EFR CBCT for current ratio 200/1A, DIA=70mm TAPE WOUND
13639 | EFR CBCT for current ratio 40/1A, DIA=70mm. | LT CT | SWITCHGEAR | PRT-EFR-CBCT-70MM-40/1A | PROTIME | _ | NA | Nos |  | Inventory | EFR CBCT for current ratio 40/1A, DIA=70mm.
13640 | EFR CBCT for current ratio 50/5A, DIA=80mm. | LT CT | SWITCHGEAR | PRT-EFR-CBCT-80MM-50/5A | PROTIME | _ | NA | Nos |  | Inventory | EFR CBCT for current ratio 50/5A, DIA=80mm.
13641 | EARTH LEAKAGE RELAY -30mA-30A,SELECTABLE,AUX SUPPLY-90-270VAC/DC,O/P-1C/O, DIN RAIL MOUNTED | RELAY | SWITCHGEAR | PRT-ELR-30MA-30A-AS-270VAC | PROTIME | - | - | Nos |  | Inventory | EARTH LEAKAGE RELAY -30mA-30A,SELECTABLE,AUX SUPPLY-90-270VAC/DC,O/P-1C/O, DIN RAIL MOUNTED
13642 | CBCT FOR EARTH LEAKAGE RELAY ID=150mm. | LT CT | SWITCHGEAR | PRT-ELR-RCCBCT-150MM | PROTIME | _ | NA | Nos |  | Inventory | CBCT FOR EARTH LEAKAGE RELAY ID=150mm.
13657 | CBCT,TAPE WOUND , RATIO-200/5A, ID- 250MM X 100MM | LT CT | SWITCHGEAR | PT-FG-CBC-0007 | PROTIME | _ | NA | Nos |  | Inventory | CBCT,TAPE WOUND , RATIO-200/5A, ID- 250MM X 100MM
13658 | DIN Channel Mounting Earth fault Relay, System Voltage- 415vac, Aux Voltage-90-230V AC/DC,Range-10-100%,MODEL-N22-EFR | LT CT | SWITCHGEAR | PT-FG-EFR-00004 | PROTIME | _ | NA | Nos |  | Inventory | DIN Channel Mounting Earth fault Relay, System Voltage- 415vac, Aux Voltage-90-230V AC/DC,Range-10-100%,MODEL-N22-EFR
13628 | 12-WINDOW ALARM ANNUNCIATOR, (30), FOR BOTH TRIP & NON-TRIP ALARM, AUX. VOLTAGE: 30V DC, WITH BUILT IN, ACCEPT, RESET, TEST, MUTE PUSH BUTTONS. MAKE - PROTON POWER | ANNUNCIATOR | SWITCHGEAR | PRO-AN-12W-18-90V-PROTON | PROTON | _ | NA | Nos |  | Inventory | 12-WINDOW ALARM ANNUNCIATOR, (30), FOR BOTH TRIP & NON-TRIP ALARM, AUX. VOLTAGE: 30V DC, WITH BUILT IN, ACCEPT, RESET, TEST, MUTE PUSH BUTTONS. MAKE - PROTON POWER
13629 | 6-WINDOW ALARM ANNUNCIATOR, (30), FOR BOTH TRIP & NON-TRIP ALARM, AUX. VOLTAGE: 30V DC, WITH BUILT IN, ACCEPT, RESET, TEST, MUTE PUSH BUTTONS. MAKE - PROTON | ANNUNCIATOR | SWITCHGEAR | PRO-AN-6W-18-90V-PROTON | PROTON | _ | NA | Nos |  | Inventory | 6-WINDOW ALARM ANNUNCIATOR, (30), FOR BOTH TRIP & NON-TRIP ALARM, AUX. VOLTAGE: 30V DC, WITH BUILT IN, ACCEPT, RESET, TEST, MUTE PUSH BUTTONS. MAKE - PROTON
3553 | Operating range:300-12000mA, Aux Voltage: 85V-275 AC/DC with Cast Resin Type CBCT– Dia: 500mmX150mm. | CBCT | SWITCHGEAR | 500MMX150MM-CBCT | PROVK | _ | NA | Nos |  | Inventory | Operating range:300-12000mA, Aux Voltage: 85V-275 AC/DC with Cast Resin Type CBCT– Dia: 500mmX150mm.
5243 | L.T.Resin Cast, Indoor, Core Balance Current Transformer Ratio : 20/1A, HSV : 0.66 kV, IL : 0.66/3 kV To be used with relay type MICOMP 111L, Primary out of balance relay tripping current shall be <= 0.5 A, when the relay is set at: 10 mA setting, ID of CBCT : 150mm, Freq : 50Hz, Insulation Class : E | CBCT | SWITCHGEAR | CBCT-150MM-20/1A | PROVK | _ | NA | Nos | None | Inventory | L.T.Resin Cast, Indoor, Core Balance Current Transformer Ratio : 20/1A, HSV : 0.66 kV, IL : 0.66/3 kV To be used with relay type MICOMP 111L, Primary out of balance relay tripping current shall be <= 0.5 A, when the relay is set at: 10 mA setting, ID of CBCT : 150mm, Freq : 50Hz, Insulation Class : E
5253 | CAST RESIN TYPE, CBCT ID 300MM | CBCT | SWITCHGEAR | CBCT-300MM | PROVK | _ | NA | Nos | None | Inventory | CAST RESIN TYPE, CBCT ID 300MM
10015 | U/V O/V RELAY, CONTACTS: 2C/O, AUX. VOLTAGE: 85-275V AC/DC, SYSTEM VOLTAGE:110V AC | RELAY | SWITCHGEAR | LVM11A | PROVK | _ | NA | Nos | None | Inventory | U/V O/V RELAY, CONTACTS: 2C/O, AUX. VOLTAGE: 85-275V AC/DC, SYSTEM VOLTAGE:110V AC
10724 | Type: MPEL-01, Earth Leakage relay, Operating range:300-12000mA, Aux Voltage: 85V-275 AC/DC with Cast Resin Type CBCT– Dia: 100mm | CBCT | SWITCHGEAR | MPEL 01-EL RELAY-100MM CBCT | PROVK | _ | NA | Nos | None | Inventory | Type: MPEL-01, Earth Leakage relay, Operating range:300-12000mA, Aux Voltage: 85V-275 AC/DC with Cast Resin Type CBCT– Dia: 100mm
10725 | Type: MPEL-01, Earth Leakage relay, Operating range:300-12000mA, Aux Voltage: 85V-275 AC/DC with Cast Resin Type CBCT– Dia: 150mm | CBCT | SWITCHGEAR | MPEL 01-EL RELAY-150MM CBCT | PROVK | _ | NA | Nos | None | Inventory | Type: MPEL-01, Earth Leakage relay, Operating range:300-12000mA, Aux Voltage: 85V-275 AC/DC with Cast Resin Type CBCT– Dia: 150mm
10726 | Type: MPEL-02, Earth Leakage relay, CONTACT - 2C/O HR, Aux Voltage: 48V DC with Cast Resin Type CBCT– Dia: 100mm | CBCT | SWITCHGEAR | MPEL 02-EL RELAY-100MM CBCT | PROVK | _ | NA | Nos | None | Inventory | Type: MPEL-02, Earth Leakage relay, CONTACT - 2C/O HR, Aux Voltage: 48V DC with Cast Resin Type CBCT– Dia: 100mm
10727 | Type: MPEL-02, Earth Leakage relay, Aux Voltage: 110V AC with Cast Resin Type CBCT– Dia: 150mm | CBCT | SWITCHGEAR | MPEL 02-EL RELAY-150MM CBCT | PROVK | _ | NA | Nos | None | Inventory | Type: MPEL-02, Earth Leakage relay, Aux Voltage: 110V AC with Cast Resin Type CBCT– Dia: 150mm
10728 | Type: MPEL-01, Earth Leakage relay,30mA-3A Aux Voltage: 230V AC with Cast Resin Type Nano-Crystalline CBCT– Dia: 200mm, Operating current-1-12A | CBCT | SWITCHGEAR | MPEL- 01-2C-RC-200 | PROVK | _ | NA | Nos | None | Inventory | Type: MPEL-01, Earth Leakage relay,30mA-3A Aux Voltage: 230V AC with Cast Resin Type Nano-Crystalline CBCT– Dia: 200mm, Operating current-1-12A
10729 | Type: MPEL-01, Earth Leakage relay, Operating range:300mA-12000mA, Aux Voltage: 85-275V AC/DC | CBCT | SWITCHGEAR | MPEL-01 | PROVK | _ | NA | Nos |  | Inventory | Type: MPEL-01, Earth Leakage relay, Operating range:300mA-12000mA, Aux Voltage: 85-275V AC/DC
10730 | MPEL-01 Aux Volt - 30V DC, 300mA – 12A MOPC 1-12A | CBCT | SWITCHGEAR | MPEL-01 RELAY ONLY | PROVK | _ | NA | Nos | None | Inventory | MPEL-01 Aux Volt - 30V DC, 300mA – 12A MOPC 1-12A
10731 | Type: MPEL-01, Earth Leakage relay,300mA-12A Aux Voltage: 24V DC with Cast Resin Type FLUSH MOUNTING 96X96MM ; WITH CBCT–INNER Dia: 300mm, POC-1A | CBCT | SWITCHGEAR | MPEL-01-2C-RC-300MM | PROVK | _ | NA | Nos |  | Inventory | Type: MPEL-01, Earth Leakage relay,300mA-12A Aux Voltage: 24V DC with Cast Resin Type FLUSH MOUNTING 96X96MM ; WITH CBCT–INNER Dia: 300mm, POC-1A
10732 | Type: MPEL-01, Earth Leakage relay,300mA-12A Aux Voltage: 110V DC with Cast Resin Type FLUSH MOUNTING 96X96MM ; CBCT RATIO :20/1A :WITH CBCT–INNER Dia: 300mm, POC-1A | CBCT | SWITCHGEAR | MPEL-01-2C-RC-300MM-110VDC | PROVK | _ | NA | Nos |  | Inventory | Type: MPEL-01, Earth Leakage relay,300mA-12A Aux Voltage: 110V DC with Cast Resin Type FLUSH MOUNTING 96X96MM ; CBCT RATIO :20/1A :WITH CBCT–INNER Dia: 300mm, POC-1A
10733 | Type: MPEL-01, Earth Leakage relay,300mA-12A Aux Voltage: 110V DC with Cast Resin Type FLUSH MOUNTING 96X96MM ; CBCT RATIO :50/1A :WITH CBCT–INNER Dia: 300mm, POC-1A | CBCT | SWITCHGEAR | MPEL-01-2C-RC-300MM-110VDC-50/1A | PROVK | _ | NA | Nos |  | Inventory | Type: MPEL-01, Earth Leakage relay,300mA-12A Aux Voltage: 110V DC with Cast Resin Type FLUSH MOUNTING 96X96MM ; CBCT RATIO :50/1A :WITH CBCT–INNER Dia: 300mm, POC-1A
10734 | Type: MPEL-01, Earth Leakage relay,300mA-12A Aux Voltage: 110V DC with Cast Resin Type FLUSH MOUNTING 96X96MM ; WITH CBCT RATIO-50/1A–INNER Dia: 300mm, POC-1A | CBCT | SWITCHGEAR | MPEL-01-2C-RC-300MM-50/1A | PROVK | _ | NA | Nos |  | Inventory | Type: MPEL-01, Earth Leakage relay,300mA-12A Aux Voltage: 110V DC with Cast Resin Type FLUSH MOUNTING 96X96MM ; WITH CBCT RATIO-50/1A–INNER Dia: 300mm, POC-1A
10735 | Type: MPEL-01, Earth Leakage relay,300mA-12A Aux Voltage: 230V AC with Cast Resin Type FLUSH MOUNTING 96X96MM ; WITH CBCT–INNER Dia: 300mm, POC-1A | CBCT | SWITCHGEAR | MPEL-01-2C-RC-300MM-AUX-230VAC | PROVK | _ | NA | Nos |  | Inventory | Type: MPEL-01, Earth Leakage relay,300mA-12A Aux Voltage: 230V AC with Cast Resin Type FLUSH MOUNTING 96X96MM ; WITH CBCT–INNER Dia: 300mm, POC-1A
10736 | Type: MPEL-01, Earth Leakage relay,300mA-12A Aux Voltage: 110V DC with Cast Resin Type FLUSH MOUNTING 96X96MM ; WITH CBCT RATIO-20/1A–INNER Dia: 350mm, POC-1A | CBCT | SWITCHGEAR | MPEL-01-2C-RC-350MM | PROVK | _ | NA | Nos |  | Inventory | Type: MPEL-01, Earth Leakage relay,300mA-12A Aux Voltage: 110V DC with Cast Resin Type FLUSH MOUNTING 96X96MM ; WITH CBCT RATIO-20/1A–INNER Dia: 350mm, POC-1A
10737 | Type: MPEL-01, Earth Leakage relay,300mA-12A Aux Voltage: 110V DC with Cast Resin Type FLUSH MOUNTING 96X96MM ; WITH -CBCT–INNER Dia: 350MM (FOR 2RX3CX240SQ.MM AL) & POC-1A | CBCT | SWITCHGEAR | MPEL-01-2C-RC-350MM-CBCT | PROVK | _ | NA | Nos |  | Inventory | Type: MPEL-01, Earth Leakage relay,300mA-12A Aux Voltage: 110V DC with Cast Resin Type FLUSH MOUNTING 96X96MM ; WITH -CBCT–INNER Dia: 350MM (FOR 2RX3CX240SQ.MM AL) & POC-1A
10738 | Type: MPEL-01, Earth Leakage relay, Operating range:300-12000mA, Aux Voltage: 85V-275 AC/DC. | CBCT | SWITCHGEAR | MPEL-01-EL-RELAY | PROVK | _ | NA | Nos |  | Inventory | Type: MPEL-01, Earth Leakage relay, Operating range:300-12000mA, Aux Voltage: 85V-275 AC/DC.
10739 | Type: MPEL-02, Earth Leakage relay, Aux Voltage: 110VDC,In:1A,Contacts: 2C/O; with Cast Resin Type CBCT– Dia: 100x400MM, CT Ratio : 50/1A. | CBCT | SWITCHGEAR | MPEL-02-EL-RELAY-100X400MM-CBCT | PROVK | _ | NA | Nos |  | Inventory | Type: MPEL-02, Earth Leakage relay, Aux Voltage: 110VDC,In:1A,Contacts: 2C/O; with Cast Resin Type CBCT– Dia: 100x400MM, CT Ratio : 50/1A.
10740 | Type: MPEL-02, Earth Leakage relay, Aux Voltage: 24VDC, with Cast Resin Type CBCT– Dia: 350mm | CBCT | SWITCHGEAR | MPEL-02-EL-RELAY-350MM-CBCT | PROVK | _ | NA | Nos |  | Inventory | Type: MPEL-02, Earth Leakage relay, Aux Voltage: 24VDC, with Cast Resin Type CBCT– Dia: 350mm
10741 | Type: MPEL-02, Earth Leakage relay, Aux Voltage: 24VDC, with Cast Resin Type CBCT– Dia: 370x240MM | CBCT | SWITCHGEAR | MPEL-02-EL-RELAY-370X240MM-CBCT | PROVK | _ | NA | Nos |  | Inventory | Type: MPEL-02, Earth Leakage relay, Aux Voltage: 24VDC, with Cast Resin Type CBCT– Dia: 370x240MM
10742 | MPEL-01 Aux Volt - 30V DC, 300mA – 12A CBCT – 150mm MOPC 1-12A Cast Resin Type Nano-Crystalline CBCT | CBCT | SWITCHGEAR | MPEL01 30V DC NANO | PROVK | _ | NA | Nos | None | Inventory | MPEL-01 Aux Volt - 30V DC, 300mA – 12A CBCT – 150mm MOPC 1-12A Cast Resin Type Nano-Crystalline CBCT
10743 | Type: MPEL-01, Earth Leakage relay, Operating range:300-12000mA, Aux Voltage: 85V-275 AC/DC with Cast Resin Type CBCT– Dia: 240mm,CTR:50/5A | CBCT | SWITCHGEAR | MPEL01-EL-RELAY-240MM-CBCT | PROVK | _ | NA | Nos |  | Inventory | Type: MPEL-01, Earth Leakage relay, Operating range:300-12000mA, Aux Voltage: 85V-275 AC/DC with Cast Resin Type CBCT– Dia: 240mm,CTR:50/5A
10744 | MPEL02 2CRC150F ELR RELAY, FLUSH MOUNTING, CONTACT - 2C/O HR, In: 1A, SETTING - 30-3000mA IN 18 STEPS, TIME SETTING INSTANEOUS TO 5 Sec IN STEPS OF 0.5s, FLUSH 85-275V DC | CBCT | SWITCHGEAR | MPEL02 ONLY RELAY | PROVK | _ | NA | Nos | None | Inventory | MPEL02 2CRC150F ELR RELAY, FLUSH MOUNTING, CONTACT - 2C/O HR, In: 1A, SETTING - 30-3000mA IN 18 STEPS, TIME SETTING INSTANEOUS TO 5 Sec IN STEPS OF 0.5s, FLUSH 85-275V DC
10745 | Earth Leakage Relay, Setting: 30mA-30A, Aux: 110V DC, Contact: 2C/O. CBCT Resin cast type ID – 100mm dia, | RELAY | SWITCHGEAR | MPELSPL-02-100MM | PROVK | _ | NA | Nos | None | Inventory | Earth Leakage Relay, Setting: 30mA-30A, Aux: 110V DC, Contact: 2C/O. CBCT Resin cast type ID – 100mm dia,
10746 | MPEL-02, EARTH LEAKAGE RELAY, (50G), POC 1A, AUX. VOLTAGE: 110V AC, FLUSH MOUNTING, SIZE: 96x96MM RESIN CAST CORE BALANCE CURRENT TRANSFORMER, 150mm DIA. MIN. OPERATING CURRENT: 1-12A, | RELAY | SWITCHGEAR | MPELSPL-02-150MM-110V AC | PROVK | _ | NA | Nos | None | Inventory | MPEL-02, EARTH LEAKAGE RELAY, (50G), POC 1A, AUX. VOLTAGE: 110V AC, FLUSH MOUNTING, SIZE: 96x96MM RESIN CAST CORE BALANCE CURRENT TRANSFORMER, 150mm DIA. MIN. OPERATING CURRENT: 1-12A,
10747 | MPEL-02, EARTH LEAKAGE RELAY, (50G), POC 1A, AUX. VOLTAGE: 24V DC, FLUSH MOUNTING, SIZE: 96x96MM RESIN CAST CORE BALANCE CURRENT TRANSFORMER, 150mm DIA. MIN. OPERATING CURRENT: 1-12A, | RELAY | SWITCHGEAR | MPELSPL-02-150MM-24V DC | PROVK | _ | NA | Nos | None | Inventory | MPEL-02, EARTH LEAKAGE RELAY, (50G), POC 1A, AUX. VOLTAGE: 24V DC, FLUSH MOUNTING, SIZE: 96x96MM RESIN CAST CORE BALANCE CURRENT TRANSFORMER, 150mm DIA. MIN. OPERATING CURRENT: 1-12A,
10774 | U/V O/V RELAY, CONTACTS: 2C/O+2N/O, AUX. VOLTAGE: 230V AC, SYSTEM VOLTAGE:110V AC Dv's | RELAY | SWITCHGEAR | MPVR-03 | PROVK | _ | NA | Nos | None | Inventory | U/V O/V RELAY, CONTACTS: 2C/O+2N/O, AUX. VOLTAGE: 230V AC, SYSTEM VOLTAGE:110V AC Dv's
2053 | Din rail mounting kit (KEM-3) suitable for current & voltge test block-1SNA166962R0000... | TTB | SWITCHGEAR | 1SNA166962R0000_ | RAYCHEM | - | - | Nos |  | Inventory | Din rail mounting kit (KEM-3) suitable for current & voltge test block-1SNA166962R0000...
2055 | Test Block for Current Transformer -CC-TH35-VL-6.6 Part No.- 1SNA166963R0000.. | TTB | SWITCHGEAR | 1SNA166963R0000_ | RAYCHEM | - | - | Nos |  | Inventory | Test Block for Current Transformer -CC-TH35-VL-6.6 Part No.- 1SNA166963R0000..
2057 | Test Block for Voltage Transformer -TC-TH35-VL Part No.- 1SNA166964R0000... | TTB | SWITCHGEAR | 1SNA166964R0000_ | RAYCHEM | - | - | Nos |  | Inventory | Test Block for Voltage Transformer -TC-TH35-VL Part No.- 1SNA166964R0000...
6365 | SURGE ARRESTOR 4 kV, 10KA, POLYMER TYPE, CLASS-I. | LA | SWITCHGEAR | DA1-04A-IND | RAYCHEM | _ | NA | Nos |  | Inventory | SURGE ARRESTOR 4 kV, 10KA, POLYMER TYPE, CLASS-I.
6366 | 8kV, MCOV: 6.4kV, 10kA, Class- 1, | LA | SWITCHGEAR | DA1-08A | RAYCHEM | - | - | Nos. |  | Inventory | 8kV, MCOV: 6.4kV, 10kA, Class- 1,
6367 | 10kV, MCOV: 8kV, 10kA, Class- 1, | LA | SWITCHGEAR | DA1-10A | RAYCHEM | - | - | Nos. |  | Inventory | 10kV, MCOV: 8kV, 10kA, Class- 1,
6368 | 12KV, 10KA, MCOV-9.6KV , CLASS-1 | LA | SWITCHGEAR | DA1-12A | RAYCHEM | - | NA | Nos. |  | Inventory | 12KV, 10KA, MCOV-9.6KV , CLASS-1
6369 | SURGE ARRESTOR 15kV, 10KA, COV: 12kV, POLYMER TYPE, CLASS-I. | LA | SWITCHGEAR | DA1-15B-IND | RAYCHEM | _ | NA | Nos |  | Inventory | SURGE ARRESTOR 15kV, 10KA, COV: 12kV, POLYMER TYPE, CLASS-I.
6370 | 18kV, MCOV: 14.4kV, 10kA, Class- 1, | LA | SWITCHGEAR | DA1-18D | RAYCHEM | _ | NA | Nos |  | Inventory | 18kV, MCOV: 14.4kV, 10kA, Class- 1,
6371 | 24kV, MCOV: 19.2kV, 10kA, Class- 1, | LA | SWITCHGEAR | DA1-24G | RAYCHEM | _ | NA | Nos |  | Inventory | 24kV, MCOV: 19.2kV, 10kA, Class- 1,
6372 | 30KV, 10KA, MCOV- 24kV, CLASS-1 | LA | SWITCHGEAR | DA1-30G | RAYCHEM | _ | NA | Nos | None | Inventory | 30KV, 10KA, MCOV- 24kV, CLASS-1
6373 | 36KV, 10KA, MCOV- 28.8kV, CLASS-1 | LA | SWITCHGEAR | DA1-36G | RAYCHEM | _ | NA | Nos |  | Inventory | 36KV, 10KA, MCOV- 28.8kV, CLASS-1
10650 | 9KV,5KA,STATION CLASS, DISCHARGE CLASS-1 | LA | SWITCHGEAR | MCPA1-09 | RAYCHEM | _ | NA | Nos. |  | Inventory | 9KV,5KA,STATION CLASS, DISCHARGE CLASS-1
10651 | 6KV, 10KA, CLASS-2 | LA | SWITCHGEAR | MCPA2-06 | RAYCHEM | _ | NA | Nos |  | Inventory | 6KV, 10KA, CLASS-2
10652 | 8KV, 10KA, MCOV : 6.4kV, CLASS-2 | LA | SWITCHGEAR | MCPA2-08 | RAYCHEM | _ | NA | Nos | None | Inventory | 8KV, 10KA, MCOV : 6.4kV, CLASS-2
10653 | SURGE ARRESTOR 9kV, 10KA, MCOV: 7.2kV, POLYMER TYPE, CLASS-II. | LA | SWITCHGEAR | MCPA2-09 | RAYCHEM | _ | NA | Nos |  | Inventory | SURGE ARRESTOR 9kV, 10KA, MCOV: 7.2kV, POLYMER TYPE, CLASS-II.
10654 | 12KV, 10KA, MCOV-9.6KV , CLASS-2 | LA | SWITCHGEAR | MCPA2-12 | RAYCHEM | _ | NA | Nos | None | Inventory | 12KV, 10KA, MCOV-9.6KV , CLASS-2
10655 | SURGE ARRESTOR 22kV, 10KA, POLYMER TYPE, CLASS-II. | LA | SWITCHGEAR | MCPA2-22KV | RAYCHEM | _ | NA | Nos |  | Inventory | SURGE ARRESTOR 22kV, 10KA, POLYMER TYPE, CLASS-II.
10656 | SURGE ARRESTOR 25kV, 10KA,, POLYMER TYPE, CLASS-II. | LA | SWITCHGEAR | MCPA2-25KV | RAYCHEM | _ | NA | Nos |  | Inventory | SURGE ARRESTOR 25kV, 10KA,, POLYMER TYPE, CLASS-II.
10657 | SURGE ARRESTOR 7.2kV, 10KA,, POLYMER TYPE, CLASS-II. | LA | SWITCHGEAR | MCPA2-7.2 | RAYCHEM | _ | NA | Nos |  | Inventory | SURGE ARRESTOR 7.2kV, 10KA,, POLYMER TYPE, CLASS-II.
12119 | 10kV, 10kA, MCOV: 7.2kV, CLASS :- II. | LA | SWITCHGEAR | OCP2-08S | RAYCHEM | - | - | Nos. |  | Inventory | 10kV, 10kA, MCOV: 7.2kV, CLASS :- II.
12120 | SURGE ARRESTOR 18.75kV, 10kA,MCOV : 15KV, CLASS :- 2 | LA | SWITCHGEAR | OCP2-15S | RAYCHEM | - | - | Nos. |  | Inventory | SURGE ARRESTOR 18.75kV, 10kA,MCOV : 15KV, CLASS :- 2
12121 | 25kV, 10kA, MCOV: 20kV, Polymer Type, Class - 2. | LA | SWITCHGEAR | OCP2-20S | RAYCHEM | _ | NA | Nos |  | Inventory | 25kV, 10kA, MCOV: 20kV, Polymer Type, Class - 2.
12122 | SURGE ARRESTOR 30kV, 10KA, MCOV: 24kV, POLYMER TYPE, CLASS-II (Min.creepage distance-900mm) | LA | SWITCHGEAR | OCP2-24L | RAYCHEM | _ | NA | Nos |  | Inventory | SURGE ARRESTOR 30kV, 10KA, MCOV: 24kV, POLYMER TYPE, CLASS-II (Min.creepage distance-900mm)
12123 | SURGE ARRESTOR 30kV, 10KA, MCOV: 24kV, POLYMER TYPE, CLASS-2 (min. creepage distance-31kV/mm) | LA | SWITCHGEAR | OCP2-24ML | RAYCHEM | _ | NA | Nos |  | Inventory | SURGE ARRESTOR 30kV, 10KA, MCOV: 24kV, POLYMER TYPE, CLASS-2 (min. creepage distance-31kV/mm)
12124 | 36.25KV,10KA,CLASS-2 | LA | SWITCHGEAR | OCP2-29M | RAYCHEM | _ | NA | Nos | None | Inventory | 36.25KV,10KA,CLASS-2
12298 | 9kV, 10kA, MCOV: 7.2kV, POLYMER TYPE, CLASS: 3, GAPLESS | LA | SWITCHGEAR | PCA-I-009 | RAYCHEM | - | - | Nos. |  | Inventory | 9kV, 10kA, MCOV: 7.2kV, POLYMER TYPE, CLASS: 3, GAPLESS
12299 | 12KV,10KA, mcov-9.6kV, CLASS-3 Gapless type | LA | SWITCHGEAR | PCA-I-012 | RAYCHEM | _ | NA | Nos |  | Inventory | 12KV,10KA, mcov-9.6kV, CLASS-3 Gapless type
12300 | 30KV,10KA,CLASS-3 Gapless type | LA | SWITCHGEAR | PCA-I-0130 | RAYCHEM | - | - | Nos. |  | Inventory | 30KV,10KA,CLASS-3 Gapless type
12301 | 36KV,10KA,CLASS-3 | LA | SWITCHGEAR | PCA-I-0136 | RAYCHEM | _ | NA | Nos | None | Inventory | 36KV,10KA,CLASS-3
12302 | SURGE ARRESTOR 9kV, 10kA, MCOV: 7.65kV, POLYMER TYPE, CLASS: III | LA | SWITCHGEAR | PCA-I-IND-09L1EMO | RAYCHEM | - | - | Nos. |  | Inventory | SURGE ARRESTOR 9kV, 10kA, MCOV: 7.65kV, POLYMER TYPE, CLASS: III
13645 | SURGE ARRESTOR 9kV, 10kA, CLASS: 1. | LA | SWITCHGEAR | PSI-0910 | RAYCHEM | _ | NA | Nos. |  | Inventory | SURGE ARRESTOR 9kV, 10kA, CLASS: 1.
13646 | 9KV,5KA,CLASS-1 | LA | SWITCHGEAR | PSO-09 | RAYCHEM | _ | NA | Nos | None | Inventory | 9KV,5KA,CLASS-1
14321 | Surge Counter, with leakage current indication in mA scale, | LA | SWITCHGEAR | SC003 | RAYCHEM | _ | NA | Nos | None | Inventory | Surge Counter, with leakage current indication in mA scale,
13950 | 200VA, 340V AC(+/-10%)/230V, 1PH Control Transformer, TAPE WOUND | CONTROL TRANSFORMER | SWITCHGEAR | RE-1PH-CONT.TRAFO-340V(+/-10%)/230VAC-200VA | RECO | - | - | Nos |  | Inventory | 200VA, 340V AC(+/-10%)/230V, 1PH Control Transformer, TAPE WOUND
13952 | CONTROL TRANSFORMER VERNISH IMPRIGNATED, 415V/230V , 1PH, 500VA | CONTROL TRANSFORMER | SWITCHGEAR | RE-LT-1PH-415V/230V-500VA | RECO | - | - | Nos |  | Inventory | CONTROL TRANSFORMER VERNISH IMPRIGNATED, 415V/230V , 1PH, 500VA
13953 | CONTROL TRANSFORMER VERNISH IMPRIGNATED, 415V/230V , 1PH, 750VA | CONTROL TRANSFORMER | SWITCHGEAR | RE-LT-1PH-415V/230V-750VA | RECO | - | - | Nos |  | Inventory | CONTROL TRANSFORMER VERNISH IMPRIGNATED, 415V/230V , 1PH, 750VA
13954 | CONTROL TRANSFORMER VERNISH IMPRIGNATED, 660V/415V/RT3 ,3PH,DELTA -STAR, 15VA | CONTROL TRANSFORMER | SWITCHGEAR | RE-LT-3PH-660V/415V/RT3-15VA-D-S | RECO | - | - | Nos |  | Inventory | CONTROL TRANSFORMER VERNISH IMPRIGNATED, 660V/415V/RT3 ,3PH,DELTA -STAR, 15VA
13955 | CT 1600/5A,CL-1, 15VA, Resin cast, ID - 120x47mm, Bus - 2x100x10mm Terminals on shorter side | LT CT | SWITCHGEAR | RE-LT-RC-WI-1600/5A-15VA-CL1-ID120X47 | RECO | - | - | Nos |  | Inventory | CT 1600/5A,CL-1, 15VA, Resin cast, ID - 120x47mm, Bus - 2x100x10mm Terminals on shorter side
13966 | CONTROL TRANSFORMER, RATING:2KVA, 1PH, RESIN CAST,PRIMARY VOLT:AC 800V,SECONDARY VOLT:AC 230V, SHORT TIME RATING:5kVA | CONTROL TRANSFORMER | SWITCHGEAR | REC-2KVA-800/230-1PH | RECO | - | - | Nos |  | Inventory | CONTROL TRANSFORMER, RATING:2KVA, 1PH, RESIN CAST,PRIMARY VOLT:AC 800V,SECONDARY VOLT:AC 230V, SHORT TIME RATING:5kVA
13967 | AUX. TRANSFORMER-630V/415V,10kVA,3PH-DELTA-STAR,Cooling-AN,Ins. class-F, Impedence-4%, OCTC +/-5% @ steps of 2.5% | TRANSFORMER | SWITCHGEAR | REC-AT-630V/415V-10KVA-D-S | RECO | - | - | Nos |  | Inventory | AUX. TRANSFORMER-630V/415V,10kVA,3PH-DELTA-STAR,Cooling-AN,Ins. class-F, Impedence-4%, OCTC +/-5% @ steps of 2.5%
13968 | AUX. TRANSFORMER-660V/415V,20kVA,Cooling-AN,Ins. class-F, Dyn11, Impedence-4%, OCTC +/-5% @ steps of 2.5% | TRANSFORMER | SWITCHGEAR | REC-AT-660V/415V-20KVA-D-S | RECO | - | - | Nos |  | Inventory | AUX. TRANSFORMER-660V/415V,20kVA,Cooling-AN,Ins. class-F, Dyn11, Impedence-4%, OCTC +/-5% @ steps of 2.5%
13969 | AUX. TRANSFORMER-3PH-,DELTA-STAR ,660V/415V/RT3,10kVACooling-AN,Ins. class-E, Dyn11 | TRANSFORMER | SWITCHGEAR | REC-AT-660V/415V/RT3-10KVA-3PH-D-S | RECO | - | - | Nos |  | Inventory | AUX. TRANSFORMER-3PH-,DELTA-STAR ,660V/415V/RT3,10kVACooling-AN,Ins. class-E, Dyn11
13970 | AUX. TRANSFORMER-800V/415v/RT3,25kVA,50 Hz, Dry Type,Resin Cast,Delta-Star,Cooling-AN,Insulation Class-E | TRANSFORMER | SWITCHGEAR | REC-AT-800V/415/RT3V-25KVA-D-S | RECO | - | - | Nos |  | Inventory | AUX. TRANSFORMER-800V/415v/RT3,25kVA,50 Hz, Dry Type,Resin Cast,Delta-Star,Cooling-AN,Insulation Class-E
13971 | AUX. TRANSFORMER-800V/415V,100kVA,Cooling-AN,Ins. Class-F, Dyn11 AN, Impedence-4.50%, OCTC +/-5% @ steps of 2.5% | TRANSFORMER | SWITCHGEAR | REC-AT-800V/415V-100KVA-D-S | RECO | - | - | Nos |  | Inventory | AUX. TRANSFORMER-800V/415V,100kVA,Cooling-AN,Ins. Class-F, Dyn11 AN, Impedence-4.50%, OCTC +/-5% @ steps of 2.5%
13972 | AUX. TRANSFORMER-800V/415V,25kVA, Dry Type,Dyn11,Cooling-AN,Impedence-4% | TRANSFORMER | SWITCHGEAR | REC-AT-800V/415V-25KVA-D-S | RECO | - | - | Nos |  | Inventory | AUX. TRANSFORMER-800V/415V,25kVA, Dry Type,Dyn11,Cooling-AN,Impedence-4%
13973 | AUX. TRANSFORMER-800V/415V,70kVA,Cooling-AN,Ins. Class-F, Dyn11 AN, Impedence-4.50%, OCTC +/-5% @ steps of 2.5% | TRANSFORMER | SWITCHGEAR | REC-AT-800V/415V-70KVA-D-S | RECO | - | - | Nos |  | Inventory | AUX. TRANSFORMER-800V/415V,70kVA,Cooling-AN,Ins. Class-F, Dyn11 AN, Impedence-4.50%, OCTC +/-5% @ steps of 2.5%
13974 | 1PH, CONTROL TRANSFORMER, RATING:1KVA, RESIN CAST,PRIMARY :415VAC, SECONDARY : 230 VAC, SHORT TIME RATING. | CONTROL TRANSFORMER | SWITCHGEAR | REC-CTRAFO-1KVA-415/230VAC-1PH | RECO | 1 KVA | - | Nos |  | Inventory | 1PH, CONTROL TRANSFORMER, RATING:1KVA, RESIN CAST,PRIMARY :415VAC, SECONDARY : 230 VAC, SHORT TIME RATING.
13975 | 1PH, CONTROL TRANSFORMER, RATING:250VA, RESIN CAST, PRIMARY :800VAC, SECONDARY : 230 VAC, SHORT TIME RATING 500VA. | - | SWITCHGEAR | REC-CTRAFO-250VA-800/230-1PH | RECO | 250VA | - | Nos |  | Inventory | 1PH, CONTROL TRANSFORMER, RATING:250VA, RESIN CAST, PRIMARY :800VAC, SECONDARY : 230 VAC, SHORT TIME RATING 500VA.
13976 | 1PH, CONTROL TRANSFORMER, RATING:2KVA, RESIN CAST,PRIMARY :415VAC, SECONDARY : 230 VAC, SHORT TIME RATING. | CONTROL TRANSFORMER | SWITCHGEAR | REC-CTRAFO-2KVA-415/230VAC-1PH | RECO | 2 KVA | - | Nos |  | Inventory | 1PH, CONTROL TRANSFORMER, RATING:2KVA, RESIN CAST,PRIMARY :415VAC, SECONDARY : 230 VAC, SHORT TIME RATING.
13977 | CONTROL TRANSFORMER, RATING:500VA, 1PH, RESIN CAST,PRIMARY VOLT:AC 800V,SECONDARY VOLT:AC 230V, SHORT TIME RATING:1KVA | CONTROL TRANSFORMER | SWITCHGEAR | REC-CTRAFO-500VA-800/230-1PH | RECO | - | - | Nos |  | Inventory | CONTROL TRANSFORMER, RATING:500VA, 1PH, RESIN CAST,PRIMARY VOLT:AC 800V,SECONDARY VOLT:AC 230V, SHORT TIME RATING:1KVA
13978 | CONTROL TRANSFORMER, RATING:750VA, RESIN CAST,PRIMARY :2PH- 800 VAC,SECONDARY : 1PH-230 VAC, SHORT TIME RATING:1500VA. | CONTROL TRANSFORMER | SWITCHGEAR | REC-CTRAFO-750VA-800/230VAC-1PH | RECO | - | - | Nos |  | Inventory | CONTROL TRANSFORMER, RATING:750VA, RESIN CAST,PRIMARY :2PH- 800 VAC,SECONDARY : 1PH-230 VAC, SHORT TIME RATING:1500VA.
13979 | LT CT, RESIN CAST, RATIO: 10/5A, 5 VA, Class 1, WPL-TYPE | LT CT | SWITCHGEAR | REC-LT-RC-10/5A-CL-1-5VA | RECO | - | - | Nos |  | Inventory | LT CT, RESIN CAST, RATIO: 10/5A, 5 VA, Class 1, WPL-TYPE
13980 | LT CT,RESIN CAST, WINDOW TYPE, RATIO:100/5A Acc.Cl: 0.5 10VA, ID-30mm x 30mm, terminals on shorter side | LT CT | SWITCHGEAR | REC-LT-RC-100/5A-CL-0.5-10VA | RECO | - | - | Nos |  | Inventory | LT CT,RESIN CAST, WINDOW TYPE, RATIO:100/5A Acc.Cl: 0.5 10VA, ID-30mm x 30mm, terminals on shorter side
13981 | LT CT, RESIN CAST, WINDOW TYPE, RATIO:100/5A Acc.Cl: 1, 5VA, ID-30mm | LT CT | SWITCHGEAR | REC-LT-RC-100/5A-CL-1-5VA | RECO | - | - | Nos |  | Inventory | LT CT, RESIN CAST, WINDOW TYPE, RATIO:100/5A Acc.Cl: 1, 5VA, ID-30mm
13982 | LT CT,RESIN CAST, WINDOW TYPE, RATIO:125/5A Acc.Cl: 0.5 10VA, ID-30mm x 30mm, terminals on shorter side | LT CT | SWITCHGEAR | REC-LT-RC-125/5A-CL-0.5-10VA | RECO | - | - | Nos |  | Inventory | LT CT,RESIN CAST, WINDOW TYPE, RATIO:125/5A Acc.Cl: 0.5 10VA, ID-30mm x 30mm, terminals on shorter side
13983 | LT CT,RESIN CAST, RATIO: 15/1A, 5 VA, Class 0.5s, WPL-TYPE | LT CT | SWITCHGEAR | REC-LT-RC-15/1A-CL-0.5S-5VA-WPL | RECO | - | - | Nos |  | Inventory | LT CT,RESIN CAST, RATIO: 15/1A, 5 VA, Class 0.5s, WPL-TYPE
13984 | LT CT, RESIN CAST, WINDOW TYPE, RATIO:150/5A Acc.Cl: 1, 15VA, ID-30mm, terminals on shorter side | LT CT | SWITCHGEAR | REC-LT-RC-150/5A-CL-1-15VA | RECO | - | - | Nos |  | Inventory | LT CT, RESIN CAST, WINDOW TYPE, RATIO:150/5A Acc.Cl: 1, 15VA, ID-30mm, terminals on shorter side
13985 | LT CT, RESIN CAST, WINDOW TYPE, RATIO:150/5A Acc.Cl: 1, 5VA, ID-30mm x 30mm | LT CT | SWITCHGEAR | REC-LT-RC-150/5A-CL-1-5VA | RECO | - | - | Nos |  | Inventory | LT CT, RESIN CAST, WINDOW TYPE, RATIO:150/5A Acc.Cl: 1, 5VA, ID-30mm x 30mm
13986 | LT CT,RESIN CAST, WINDOW TYPE, RATIO:200/5A Acc.Cl: 0.5 10VA, ID-35mm x 30mm, terminals on 35mm side | LT CT | SWITCHGEAR | REC-LT-RC-200/5A-CL-0.5-10VA | RECO | - | - | Nos |  | Inventory | LT CT,RESIN CAST, WINDOW TYPE, RATIO:200/5A Acc.Cl: 0.5 10VA, ID-35mm x 30mm, terminals on 35mm side
13987 | LT CT, RESIN CAST, RATIO: 40/5A, 5 VA, Class 1, WPL-TYPE | LT CT | SWITCHGEAR | REC-LT-RC-40/5A-CL-1-5VA | RECO | - | - | Nos |  | Inventory | LT CT, RESIN CAST, RATIO: 40/5A, 5 VA, Class 1, WPL-TYPE
13988 | LT CT,RESIN CAST, RATIO: 60/1A, 5 VA, Class 0.5, WPL-TYPE | LT CT | SWITCHGEAR | REC-LT-RC-60/1A-CL-0.5-5VA | RECO | - | - | Nos |  | Inventory | LT CT,RESIN CAST, RATIO: 60/1A, 5 VA, Class 0.5, WPL-TYPE
13989 | LT CT,RESIN CAST, RATIO: 60/5A, 10 VA, Class 0.5, WPL-TYPE | LT CT | SWITCHGEAR | REC-LT-RC-60/5A-CL-0.5-10VA | RECO | - | - | Nos |  | Inventory | LT CT,RESIN CAST, RATIO: 60/5A, 10 VA, Class 0.5, WPL-TYPE
13990 | LT CT,RESIN CAST, RATIO: 60/5A, 5 VA, Class 1.0, WPL-TYPE | LT CT | SWITCHGEAR | REC-LT-RC-60/5A-CL-1.0-5VA | RECO | - | - | Nos |  | Inventory | LT CT,RESIN CAST, RATIO: 60/5A, 5 VA, Class 1.0, WPL-TYPE
13991 | LT CT, RESIN CAST, WINDOW TYPE, RATIO: 1000/1A Acc.Cl: 0.5s 10VA, ID-100mm x 50mm, terminals on shorter side | LT CT | SWITCHGEAR | REC-LT-RC-WI-1000/1A-CL-0.5S-10VA | RECO | - | - | Nos |  | Inventory | LT CT, RESIN CAST, WINDOW TYPE, RATIO: 1000/1A Acc.Cl: 0.5s 10VA, ID-100mm x 50mm, terminals on shorter side
13992 | LT CT,RESIN CAST, WINDOW TYPE, RATIO: -1250/5A Acc.Cl: 5P10, 15VA, ID-60mm x 60mm, terminals on shorter side | LT CT | SWITCHGEAR | REC-LT-RC-WI-1250/5A-C-5P10-15VA | RECO | - | - | Nos |  | Inventory | LT CT,RESIN CAST, WINDOW TYPE, RATIO: -1250/5A Acc.Cl: 5P10, 15VA, ID-60mm x 60mm, terminals on shorter side
13993 | LT CT,RESIN CAST, WINDOW TYPE, RATIO: 1250/5A Acc.Cl: 0.5s 15VA, ID-60mm x 60mm, terminals on shorter side | LT CT | SWITCHGEAR | REC-LT-RC-WI-1250/5A-CL-0.5S-15VA | RECO | - | - | Nos |  | Inventory | LT CT,RESIN CAST, WINDOW TYPE, RATIO: 1250/5A Acc.Cl: 0.5s 15VA, ID-60mm x 60mm, terminals on shorter side
13994 | LT CT,RESIN CAST, WINDOW TYPE, RATIO:1250/5A Acc.Cl: 1.0 15VA, ID-90mm x 40mm, terminals on shorter side | LT CT | SWITCHGEAR | REC-LT-RC-WI-1250/5A-CL-1.0-15VA | RECO | - | - | Nos |  | Inventory | LT CT,RESIN CAST, WINDOW TYPE, RATIO:1250/5A Acc.Cl: 1.0 15VA, ID-90mm x 40mm, terminals on shorter side
13995 | LT CT,RESIN CAST, WINDOW TYPE, RATIO:1250/5A Acc.Cl: 1.0 15VA, ID-90mm x 50mm, terminals on shorter side | LT CT | SWITCHGEAR | REC-LT-RC-WI-1250/5A-CL-1.0-15VA-ID-90MMX50MM | RECO | - | - | Nos |  | Inventory | LT CT,RESIN CAST, WINDOW TYPE, RATIO:1250/5A Acc.Cl: 1.0 15VA, ID-90mm x 50mm, terminals on shorter side
13996 | LT CT,RESIN CAST, WINDOW TYPE, RATIO: -1600/5A Acc.Cl: 5P10, 15VA, ID-60mm x 80mm, terminals on shorter side | LT CT | SWITCHGEAR | REC-LT-RC-WI-1600/5A-C-5P10-15VA | RECO | - | - | Nos |  | Inventory | LT CT,RESIN CAST, WINDOW TYPE, RATIO: -1600/5A Acc.Cl: 5P10, 15VA, ID-60mm x 80mm, terminals on shorter side
13997 | LT CT,RESIN CAST, WINDOW TYPE, RATIO:1600/5A Acc.Cl: 0.5s 15VA, ID-60mm x 80mm, Terminals on shorter side | LT CT | SWITCHGEAR | REC-LT-RC-WI-1600/5A-CL-0.5S-15VA | RECO | - | - | Nos |  | Inventory | LT CT,RESIN CAST, WINDOW TYPE, RATIO:1600/5A Acc.Cl: 0.5s 15VA, ID-60mm x 80mm, Terminals on shorter side
13998 | LT CT,RESIN CAST, WINDOW TYPE, RATIO:1600/5A Acc.Cl:1 15VA, ID-65mm x 80mm, Terminals on 80mm side | LT CT | SWITCHGEAR | REC-LT-RC-WI-1600/5A-CL-1-15VA | RECO | - | - | Nos |  | Inventory | LT CT,RESIN CAST, WINDOW TYPE, RATIO:1600/5A Acc.Cl:1 15VA, ID-65mm x 80mm, Terminals on 80mm side
13999 | LT CT, RESIN CAST, WINDOW TYPE, RATIO:250/5A Acc.Cl: 1 15VA, ID-35mm x 30mm, terminals on 35mm side | LT CT | SWITCHGEAR | REC-LT-RC-WI-250/5A-CL-1-15VA | RECO | - | - | Nos |  | Inventory | LT CT, RESIN CAST, WINDOW TYPE, RATIO:250/5A Acc.Cl: 1 15VA, ID-35mm x 30mm, terminals on 35mm side
14000 | LT CT,RESIN CAST, WINDOW TYPE, RATIO: 2500/1A, 15 VA, Class 0.2s, ID-160x70MM, Terminals on shorter side | LT CT | SWITCHGEAR | REC-LT-RC-WI-2500/1A-CL-0.2S-15VA | RECO | - | - | Nos |  | Inventory | LT CT,RESIN CAST, WINDOW TYPE, RATIO: 2500/1A, 15 VA, Class 0.2s, ID-160x70MM, Terminals on shorter side
14001 | LT CT,RESIN CAST, WINDOW TYPE, RATIO: 2500/1A, 15 VA, Class-5P20, ID-170x70MM, Terminals on shorter side | LT CT | SWITCHGEAR | REC-LT-RC-WI-2500/1A-CL-5P20-15VA | RECO | - | - | Nos |  | Inventory | LT CT,RESIN CAST, WINDOW TYPE, RATIO: 2500/1A, 15 VA, Class-5P20, ID-170x70MM, Terminals on shorter side
14002 | LT CT,RESIN CAST, WINDOW TYPE, RATIO: 2500/5A, 15 VA, Class 0.2s, ID-170x70MM, Terminals on shorter side | LT CT | SWITCHGEAR | REC-LT-RC-WI-2500/5A-CL-0.2S-15VA | RECO | - | - | Nos |  | Inventory | LT CT,RESIN CAST, WINDOW TYPE, RATIO: 2500/5A, 15 VA, Class 0.2s, ID-170x70MM, Terminals on shorter side
14003 | LT CT,RESIN CAST, WINDOW TYPE, RATIO: 2500/5A, 10 VA, Class 0.5, ID-170x80MM | LT CT | SWITCHGEAR | REC-LT-RC-WI-2500/5A-CL-0.5-10VA | RECO | - | - | Nos |  | Inventory | LT CT,RESIN CAST, WINDOW TYPE, RATIO: 2500/5A, 10 VA, Class 0.5, ID-170x80MM
14004 | LT CT,RESIN CAST, WINDOW TYPE, RATIO: 2500/5A, 15 VA, Class 0.5s, ID-160x70MM, Terminals on shorter side | LT CT | SWITCHGEAR | REC-LT-RC-WI-2500/5A-CL-0.5S-15VA | RECO | - | - | Nos |  | Inventory | LT CT,RESIN CAST, WINDOW TYPE, RATIO: 2500/5A, 15 VA, Class 0.5s, ID-160x70MM, Terminals on shorter side
14005 | LT CT,RESIN CAST, WINDOW TYPE, RATIO: 2500/5A, 15 VA, Class 0.5s, ID-170x90MM, Terminals on shorter side | LT CT | SWITCHGEAR | REC-LT-RC-WI-2500/5A-CL-0.5S-15VA-2 | RECO | - | - | Nos |  | Inventory | LT CT,RESIN CAST, WINDOW TYPE, RATIO: 2500/5A, 15 VA, Class 0.5s, ID-170x90MM, Terminals on shorter side
14006 | LT CT, RESIN CAST, WINDOW TYPE, RATIO: 2500/5A, 15 VA, Class-5P20, ID-170x90MM, Terminals on shorter side | LT CT | SWITCHGEAR | REC-LT-RC-WI-2500/5A-CL-5P20-15VA | RECO | - | - | Nos |  | Inventory | LT CT, RESIN CAST, WINDOW TYPE, RATIO: 2500/5A, 15 VA, Class-5P20, ID-170x90MM, Terminals on shorter side
14007 | LT CT,RESIN CAST, WINDOW TYPE, RATIO:300/5A Acc.Cl: 1 15VA, ID-40mm x 32mm, terminals on 40mm side | LT CT | SWITCHGEAR | REC-LT-RC-WI-300/5A-CL-1-15VA | RECO | - | - | Nos |  | Inventory | LT CT,RESIN CAST, WINDOW TYPE, RATIO:300/5A Acc.Cl: 1 15VA, ID-40mm x 32mm, terminals on 40mm side
14008 | LT CT,RESIN CAST, WINDOW TYPE, RATIO:400/1A Acc.Cl: 0.5 15VA, ID-50mm x 40mm, terminals on shorter side | LT CT | SWITCHGEAR | REC-LT-RC-WI-400/1A-CL-0.5-15VA | RECO | - | - | Nos |  | Inventory | LT CT,RESIN CAST, WINDOW TYPE, RATIO:400/1A Acc.Cl: 0.5 15VA, ID-50mm x 40mm, terminals on shorter side
14009 | LT CT,RESIN CAST, WINDOW TYPE, RATIO:400/5A Acc.Cl: 0.5s 15VA, ID-50mm x 30mm, terminals on shorter side | LT CT | SWITCHGEAR | REC-LT-RC-WI-400/5A-CL-0.5S-15VA | RECO | - | - | Nos |  | Inventory | LT CT,RESIN CAST, WINDOW TYPE, RATIO:400/5A Acc.Cl: 0.5s 15VA, ID-50mm x 30mm, terminals on shorter side
14010 | LT CT,RESIN CAST, WINDOW TYPE, RATIO: 4000/5A, 10 VA, Class 0.5, ID-220X90MM | LT CT | SWITCHGEAR | REC-LT-RC-WI-4000/5A-CL-0.5-10VA | RECO | - | - | Nos |  | Inventory | LT CT,RESIN CAST, WINDOW TYPE, RATIO: 4000/5A, 10 VA, Class 0.5, ID-220X90MM
14011 | LT CT,RESIN CAST, WINDOW TYPE, RATIO:450/1A Acc.Cl: 0.5 15VA, ID-50mm x 40mm, terminals on shorter side | LT CT | SWITCHGEAR | REC-LT-RC-WI-450/1A-CL-0.5-15VA | RECO | - | - | Nos |  | Inventory | LT CT,RESIN CAST, WINDOW TYPE, RATIO:450/1A Acc.Cl: 0.5 15VA, ID-50mm x 40mm, terminals on shorter side
14012 | LT CT, RESIN CAST, WINDOW TYPE, RATIO:500/5A Acc.Cl: 0.5, 15VA, ID-60mm x 50mm, terminals on longer side | LT CT | SWITCHGEAR | REC-LT-RC-WI-500/5A-CL-0.5-15VA | RECO | - | - | Nos |  | Inventory | LT CT, RESIN CAST, WINDOW TYPE, RATIO:500/5A Acc.Cl: 0.5, 15VA, ID-60mm x 50mm, terminals on longer side
14013 | LT CT,RESIN CAST, WINDOW TYPE, RATIO:500/5A Acc.Cl: 0.5s 10VA, ID-50mm x 40mm, terminals on shorter side | LT CT | SWITCHGEAR | REC-LT-RC-WI-500/5A-CL-0.5S-10VA | RECO | - | - | Nos |  | Inventory | LT CT,RESIN CAST, WINDOW TYPE, RATIO:500/5A Acc.Cl: 0.5s 10VA, ID-50mm x 40mm, terminals on shorter side
14014 | LT CT,RESIN CAST, WINDOW TYPE, RATIO:600/5A Acc.Cl: 1.0 10VA, ID-50mm x 40mm, terminals on shorter side | LT CT | SWITCHGEAR | REC-LT-RC-WI-600/5A-CL-1.0-10VA | RECO | - | - | Nos |  | Inventory | LT CT,RESIN CAST, WINDOW TYPE, RATIO:600/5A Acc.Cl: 1.0 10VA, ID-50mm x 40mm, terminals on shorter side
14015 | LT CT,RESIN CAST, WINDOW TYPE, RATIO:600/5A Acc.Cl: 1.0 15VA, ID-50mm x 50mm, terminals on shorter side | LT CT | SWITCHGEAR | REC-LT-RC-WI-600/5A-CL-1.0-15VA-ID50X50MM | RECO | - | - | Nos |  | Inventory | LT CT,RESIN CAST, WINDOW TYPE, RATIO:600/5A Acc.Cl: 1.0 15VA, ID-50mm x 50mm, terminals on shorter side
14016 | LT CT,RESIN CAST, WINDOW TYPE, RATIO:800/5A Acc.Cl: 1.0 15VA, ID-60mm x 40mm, terminals on shorter side | LT CT | SWITCHGEAR | REC-LT-RC-WI-800/5A-CL-1.0-15VA | RECO | - | - | Nos |  | Inventory | LT CT,RESIN CAST, WINDOW TYPE, RATIO:800/5A Acc.Cl: 1.0 15VA, ID-60mm x 40mm, terminals on shorter side
14017 | LT CT,RESIN CAST, WINDOW TYPE, RATIO:800/5A Acc.Cl: 1.0 15VA, ID-50mm x 50mm, terminals on shorter side | LT CT | SWITCHGEAR | REC-LT-RC-WI-800/5A-CL-1.0-15VA-ID50X50MM | RECO | - | - | Nos |  | Inventory | LT CT,RESIN CAST, WINDOW TYPE, RATIO:800/5A Acc.Cl: 1.0 15VA, ID-50mm x 50mm, terminals on shorter side
14018 | LT CT,RESIN CAST, RATIO: 100/5A, 5 VA, Class 1.0, WINDOW ID-30X30MM | LT CT | SWITCHGEAR | REC-LT-WI-RC-100/5A-CL-1.0-5VA | RECO | - | - | Nos |  | Inventory | LT CT,RESIN CAST, RATIO: 100/5A, 5 VA, Class 1.0, WINDOW ID-30X30MM
14019 | LT CT,RESIN CAST, WINDOW TYPE, RATIO:1000/5A Acc.Cl: 1.0 15VA, ID-60mm x 60mm, terminals on shorter side | LT CT | SWITCHGEAR | REC-LT-WI-RC-1000/5A-CL-1.0-15VA | RECO | - | - | Nos |  | Inventory | LT CT,RESIN CAST, WINDOW TYPE, RATIO:1000/5A Acc.Cl: 1.0 15VA, ID-60mm x 60mm, terminals on shorter side
14020 | LT CT,RESIN CAST, RATIO: 125/5A,10VA, Class 0.5, WINDOW ID-30X30MM | LT CT | SWITCHGEAR | REC-LT-WI-RC-125/5A-CL-0.5-10VA | RECO | - | - | Nos |  | Inventory | LT CT,RESIN CAST, RATIO: 125/5A,10VA, Class 0.5, WINDOW ID-30X30MM
14021 | LT CT,RESIN CAST, RATIO: 125/5A, 10 VA, Class 1, WINDOW ID-30X30MM | LT CT | SWITCHGEAR | REC-LT-WI-RC-125/5A-CL-1-10VA | RECO | - | - | Nos |  | Inventory | LT CT,RESIN CAST, RATIO: 125/5A, 10 VA, Class 1, WINDOW ID-30X30MM
14022 | LT CT,RESIN CAST, RATIO: 125/5A, 5 VA, Class 1.0, WINDOW ID-30X20MM, TERMINALS ON SHORTER SIDE. | LT CT | SWITCHGEAR | REC-LT-WI-RC-125/5A-CL-1.0-5VA | RECO | - | - | Nos |  | Inventory | LT CT,RESIN CAST, RATIO: 125/5A, 5 VA, Class 1.0, WINDOW ID-30X20MM, TERMINALS ON SHORTER SIDE.
14023 | LT CT,RESIN CAST, RATIO: 160/5A, 10 VA, Class 1, WINDOW ID-30X30MM | LT CT | SWITCHGEAR | REC-LT-WI-RC-160/5A-CL-1-10VA | RECO | - | - | Nos |  | Inventory | LT CT,RESIN CAST, RATIO: 160/5A, 10 VA, Class 1, WINDOW ID-30X30MM
14024 | LT CT,RESIN CAST, RATIO: 160/5A, 5 VA, Class 1.0, WINDOW ID-35X20MM, TERMINALS ON SHORTER SIDE | LT CT | SWITCHGEAR | REC-LT-WI-RC-160/5A-CL-1.0-5VA | RECO | - | - | Nos |  | Inventory | LT CT,RESIN CAST, RATIO: 160/5A, 5 VA, Class 1.0, WINDOW ID-35X20MM, TERMINALS ON SHORTER SIDE
14025 | LT CT,RESIN CAST, RATIO: 200/5A, 10 VA, Class 0.5, WINDOW ID-35X20MM | LT CT | SWITCHGEAR | REC-LT-WI-RC-200/5A-CL-0.5-10VA | RECO | - | - | Nos |  | Inventory | LT CT,RESIN CAST, RATIO: 200/5A, 10 VA, Class 0.5, WINDOW ID-35X20MM
14026 | LT CT,RESIN CAST, RATIO: 200/5A, 10 VA, Class 1, WINDOW ID-40X30MM | LT CT | SWITCHGEAR | REC-LT-WI-RC-200/5A-CL-1-10VA | RECO | - | - | Nos |  | Inventory | LT CT,RESIN CAST, RATIO: 200/5A, 10 VA, Class 1, WINDOW ID-40X30MM
14027 | LT CT,RESIN CAST, RATIO: 200/5A, 10 VA, Class 1, WINDOW ID-30X30MM | LT CT | SWITCHGEAR | REC-LT-WI-RC-200/5A-CL-1-10VA-ID30X30 | RECO | - | - | Nos |  | Inventory | LT CT,RESIN CAST, RATIO: 200/5A, 10 VA, Class 1, WINDOW ID-30X30MM
14028 | LT CT,RESIN CAST, RATIO: 250/5A, 10 VA, Class 1, WINDOW ID-40X30MM | LT CT | SWITCHGEAR | REC-LT-WI-RC-250/5A-CL-1-10VA | RECO | - | - | Nos |  | Inventory | LT CT,RESIN CAST, RATIO: 250/5A, 10 VA, Class 1, WINDOW ID-40X30MM
14029 | LT CT,RESIN CAST, RATIO: 250/5A, 10 VA, Class 1, WINDOW- ID35X30MM | LT CT | SWITCHGEAR | REC-LT-WI-RC-250/5A-CL-1-10VA-ID35X30 | RECO | - | - | Nos |  | Inventory | LT CT,RESIN CAST, RATIO: 250/5A, 10 VA, Class 1, WINDOW- ID35X30MM
14030 | LT CT,RESIN CAST, RATIO: 400/5A, 10 VA, Class 1, WINDOW, ID40X35MM | LT CT | SWITCHGEAR | REC-LT-WI-RC-400/5A-CL-1-10VA-ID40X35 | RECO | - | - | Nos |  | Inventory | LT CT,RESIN CAST, RATIO: 400/5A, 10 VA, Class 1, WINDOW, ID40X35MM
14031 | LT CT,RESIN CAST, RATIO: 600/5A, 15 VA, Class 0.2, WINDOW, ID70X30MM | LT CT | SWITCHGEAR | REC-LT-WI-RC-600/5A-CL-0.2-15VA-ID70X30 | RECO | - | - | Nos |  | Inventory | LT CT,RESIN CAST, RATIO: 600/5A, 15 VA, Class 0.2, WINDOW, ID70X30MM
14032 | LT CT,RESIN CAST, RATIO: 600/5A, 15 VA, Class 1, WINDOW, ID70X30MM | LT CT | SWITCHGEAR | REC-LT-WI-RC-600/5A-CL-1-15VA-ID70X30 | RECO | - | - | Nos |  | Inventory | LT CT,RESIN CAST, RATIO: 600/5A, 15 VA, Class 1, WINDOW, ID70X30MM
14033 | LT CT, RESIN CAST, RATIO: 800/5A, 15 VA, Class 1.0, WINDOW ID-60X40MM | LT CT | SWITCHGEAR | REC-LT-WI-RC-800/5A-CL-1.0-15VA | RECO | - | - | Nos |  | Inventory | LT CT, RESIN CAST, RATIO: 800/5A, 15 VA, Class 1.0, WINDOW ID-60X40MM
14034 | Potential Transformer Ratio : Primary-660V/RT3, Sec-415V/RT3, BURDEN-30VA (10VA/PH), CL-0.5,3PH | PT | SWITCHGEAR | REC-LV-PT-660/RT3/415/RT3-CL-0.5-30VA-3PH | RECO | - | - | Nos |  | Inventory | Potential Transformer Ratio : Primary-660V/RT3, Sec-415V/RT3, BURDEN-30VA (10VA/PH), CL-0.5,3PH
14035 | Potential Transformer-:50VA, Ratio: 800/RT3/110/RT3 V AC, Star-Star, Acc. CL- 0.2, 3Ph,Connection- Star- Star, Tape insulated | PT | SWITCHGEAR | REC-LV-PT-800/RT3/110/RT3-CL-0.2-50VA-3PH | RECO | - | - | Nos |  | Inventory | Potential Transformer-:50VA, Ratio: 800/RT3/110/RT3 V AC, Star-Star, Acc. CL- 0.2, 3Ph,Connection- Star- Star, Tape insulated
14036 | Potential Transformer Ratio : Primary-800V/RT3, Sec-110V/RT3, 30VA, CL-0.5,3PH | PT | SWITCHGEAR | REC-LV-PT-800/RT3/110/RT3-CL-0.5-30VA-3PH | RECO | - | - | Nos |  | Inventory | Potential Transformer Ratio : Primary-800V/RT3, Sec-110V/RT3, 30VA, CL-0.5,3PH
14037 | Potential Transformer-:50VA, Ratio: 800/RT3/110/RT3 V AC, Star-Star, Acc. CL- 0.5, 3Ph,Connection- Star- Star, Tape insulated | PT | SWITCHGEAR | REC-LV-PT-800/RT3/110/RT3-CL-0.5-50VA-3PH | RECO | - | - | Nos |  | Inventory | Potential Transformer-:50VA, Ratio: 800/RT3/110/RT3 V AC, Star-Star, Acc. CL- 0.5, 3Ph,Connection- Star- Star, Tape insulated
14038 | Potential Transformer-:50VA, Ratio: 800/415 V AC, Star-Star, Acc. CL- 0.5, 3Ph, Tape insulated, Star - Star PT | PT | SWITCHGEAR | REC-LV-PT-800/RT3/415/RT3-CL-0.5-50VA-3PH | RECO | - | - | Nos |  | Inventory | Potential Transformer-:50VA, Ratio: 800/415 V AC, Star-Star, Acc. CL- 0.5, 3Ph, Tape insulated, Star - Star PT
14039 | Potential Transformer Ratio : PT- 3PH, 30VA (10VA/PH) Dual Core , Primary - 800V / Sec - core-1-110V/RT3 CL-0.5 , core-2 110/RT3, Class-3P | PT | SWITCHGEAR | REC-LV-PT-800V/RT3/C1-110V/RT3-CL-0.5-30VA,C2-110V/RT3-CL-3P-30VA-3PH | RECO | - | - | Nos |  | Inventory | Potential Transformer Ratio : PT- 3PH, 30VA (10VA/PH) Dual Core , Primary - 800V / Sec - core-1-110V/RT3 CL-0.5 , core-2 110/RT3, Class-3P
14040 | Potential Transformer Ratio : PT- 3PH, 30VA (10VA/PH) Dual Core ,core-1-800V/RT3/110V/RT3 CL-0.2 - STAR-STAR, core-2 800/110VAC, Class-3P | PT | SWITCHGEAR | REC-LV-PT-C1-800V/RT3/110V/RT3-CL-0.2-30VA,C2-C1-800/110V-CL-3P-30VA-3PH | RECO | - | - | Nos |  | Inventory | Potential Transformer Ratio : PT- 3PH, 30VA (10VA/PH) Dual Core ,core-1-800V/RT3/110V/RT3 CL-0.2 - STAR-STAR, core-2 800/110VAC, Class-3P
14054 | 33KV, 31.5KA/1SEC, EARTH SWITCH WITH AUX. CONTACTS: 6NO+6NC. | BROUGHTOUT | SWITCHGEAR | REF-ES-33KV | Refair Industries | - | - | Nos. |  | Inventory | 33KV, 31.5KA/1SEC, EARTH SWITCH WITH AUX. CONTACTS: 6NO+6NC.
14055 | 33KV, 31.5KA/1SEC, EARTH SWITCH WITH AUX. CONTACTS: 6NO+6NC. STR : 31.5kA/1SEC,ERDA type tested | BROUGHTOUT | SWITCHGEAR | REF-ES-33KV-31.5KA-1SEC | Refair Industries | - | - | Nos. |  | Inventory | 33KV, 31.5KA/1SEC, EARTH SWITCH WITH AUX. CONTACTS: 6NO+6NC. STR : 31.5kA/1SEC,ERDA type tested
14056 | 33KV, 31.5KA/1SEC, MOTORISED EARTH SWITCH WITH AUX. CONTACTS: 6NO+6NC. | BROUGHTOUT | SWITCHGEAR | REF-MOT-ES-33KV | Refair Industries | - | - | Nos. |  | Inventory | 33KV, 31.5KA/1SEC, MOTORISED EARTH SWITCH WITH AUX. CONTACTS: 6NO+6NC.
7870 | FIOD 0016 CARD, 16 DO, WITH RS-485 PORT COMMUNICABLE PORT, AUX. VOLTAGE : 24V DC, FOR SCADA OUTPUT INTERFACE. | CARD | SWITCHGEAR | FIOD0016 | RENU | - | - | Nos. |  | Inventory | FIOD 0016 CARD, 16 DO, WITH RS-485 PORT COMMUNICABLE PORT, AUX. VOLTAGE : 24V DC, FOR SCADA OUTPUT INTERFACE.
7871 | FIOD 0808 CARD, 08 DI/08 DO, WITH RS-485 PORT COMMUNICABLE PORT, AUX. VOLTAGE : 24V DC, FOR SCADA INPUT AND OUTPUT INTERFACE. | CARD | SWITCHGEAR | FIOD0808 | RENU | - | - | Nos. |  | Inventory | FIOD 0808 CARD, 08 DI/08 DO, WITH RS-485 PORT COMMUNICABLE PORT, AUX. VOLTAGE : 24V DC, FOR SCADA INPUT AND OUTPUT INTERFACE.
13627 | Anticorrosive Primer product code - ALZ55N | POWDER | POWDER & PAINT | PRIMER-ALZ | akzonobel | - | - | KGS |  | Inventory | Anticorrosive Primer product code - ALZ55N
7872 | FIOD 1600 CARD, 16 DI, WITH RS-485 PORT COMMUNICABLE PORT, AUX. VOLTAGE : 24V DC, FOR SCADA INPUT INTERFACE. | CARD | SWITCHGEAR | FIOD1600 | RENU | - | - | Nos. |  | Inventory | FIOD 1600 CARD, 16 DI, WITH RS-485 PORT COMMUNICABLE PORT, AUX. VOLTAGE : 24V DC, FOR SCADA INPUT INTERFACE.
5750 | 3-PHASE SINUSOIDAL FILTER, RATED CURRENT-3*28A, VOLTAGE-3*690V, INDUCTANCE-3*6 mH, CAPACITANCE-3*12 µF, THERMAL CLASS-F, EIS-200 (N) | FILTER | SWITCHGEAR | CNW903.29/28/6/630/50 | REO | - | - | Nos |  | Inventory | 3-PHASE SINUSOIDAL FILTER, RATED CURRENT-3*28A, VOLTAGE-3*690V, INDUCTANCE-3*6 mH, CAPACITANCE-3*12 µF, THERMAL CLASS-F, EIS-200 (N)
3 | STABILISING RESISTOR, VARIABLE TYPE, RATING: 1-2.5kOHM | RESISTOR | SWITCHGEAR | 1-2.5KOHM/VARIABLE-RESISTOR | REPUTED | - | - | Nos. |  | Inventory | STABILISING RESISTOR, VARIABLE TYPE, RATING: 1-2.5kOHM
24 | Vertiv (Emerson) Liebert S600D series 10 KVA UPS , 3-phase I/p & 1-phase O/p, High input power factor of 0.99, Output power factor of 0.8, Built-in isolation transformer, IGBT based rectifier, LCD display for status/fault updates, Parallel redundant compatible, DG set compatible, Built-in static bypass | BATTERY CHARGER | SWITCHGEAR | 10 KVA UPS | REPUTED | _ | NA | Nos | None | Inventory | Vertiv (Emerson) Liebert S600D series 10 KVA UPS , 3-phase I/p & 1-phase O/p, High input power factor of 0.99, Output power factor of 0.8, Built-in isolation transformer, IGBT based rectifier, LCD display for status/fault updates, Parallel redundant compatible, DG set compatible, Built-in static bypass
13632 | BenQ EX600 Smart Projector | CAPITAL GOODS | TOOLS | PROJECTOR | REPUTED | - | - | Nos. |  | Non Inventory | BenQ EX600 Smart Projector
13633 | DFT METER RANGE 0-1500 MICROM, MODEL NO - PROTACOAT - F, FERROUS | OWN USE ITEMS | ACCESSORIES | PROTACOAT-F | AMRUTA | - | - | Nos |  | Non Inventory | DFT METER RANGE 0-1500 MICROM, MODEL NO - PROTACOAT - F, FERROUS
25 | 10 Fan With Filter, Air Vent Surface Mounted with Screw Fitting, Size-...mm | FAN | SWITCHGEAR | 10-FAN-FILTER | REPUTED | _ | NA | Nos |  | Inventory | 10 Fan With Filter, Air Vent Surface Mounted with Screw Fitting, Size-...mm
31 | Swastik Make 10 KVA/ 360 V 3 Phase, (3IN, 3 OUT) Balance online UPS with IGBT Based High Frequency PWM Inverter, Galvanic Isolation Transformer At Output | BATTERY CHARGER | SWITCHGEAR | 10KVA/360 V UPS | REPUTED | _ | NA | Nos | None | Inventory | Swastik Make 10 KVA/ 360 V 3 Phase, (3IN, 3 OUT) Balance online UPS with IGBT Based High Frequency PWM Inverter, Galvanic Isolation Transformer At Output
84 | 1600A ARM CAP SUITABLE FOR 1600A BREAKER TYPE VD4 | BREAKER | SWITCHGEAR | 1600A ARM CAP | REPUTED | _ | NA | Nos | None | Inventory | 1600A ARM CAP SUITABLE FOR 1600A BREAKER TYPE VD4
91 | 16A, 3-PIN SOCKET WITH 1 SWITCHES BOX, 230V AC | - | SWITCHGEAR | 16A-3PIN-SW-SOCKET | REPUTED | 16A | - | Nos. |  | Inventory | 16A, 3-PIN SOCKET WITH 1 SWITCHES BOX, 230V AC
140 | STABILISING RESISTOR, VARIABLE TYPE, RATING: 1kOHM-200W | RESISTOR | SWITCHGEAR | 1KOHM-200W/VARIABLE-RESISTOR | REPUTED | - | - | Nos. |  | Inventory | STABILISING RESISTOR, VARIABLE TYPE, RATING: 1kOHM-200W
141 | Libert ITON CX UPS 1000 VA give 10 Min Back up | BATTERY CHARGER | SWITCHGEAR | 1KVA UPS | REPUTED | _ | NA | Nos | None | Inventory | Libert ITON CX UPS 1000 VA give 10 Min Back up
142 | CC /TC FOR 220V DC FOR SF6 BREAKER, PART NO - 1M54450007-G | BREAKER COILS | SWITCHGEAR | 1M54450007-6 220V DC | REPUTED | _ | NA | Nos | None | Inventory | CC /TC FOR 220V DC FOR SF6 BREAKER, PART NO - 1M54450007-G
143 | CC /TC FOR 24V DC FOR SF6 BREAKER, PART NO - 1M54450007-AB | BREAKER COILS | SWITCHGEAR | 1M54450007-AB 24V DC | REPUTED | _ | NA | Nos | None | Inventory | CC /TC FOR 24V DC FOR SF6 BREAKER, PART NO - 1M54450007-AB
144 | CC /TC FOR 110V DC FOR SF6 BREAKER, PART NO - 1M54450007-K | BREAKER COILS | SWITCHGEAR | 1M54450007-K 110V DC | REPUTED | _ | NA | Nos | None | Inventory | CC /TC FOR 110V DC FOR SF6 BREAKER, PART NO - 1M54450007-K
145 | CC /TC FOR 30V DC FOR SF6 BREAKER, PART NO - 1M54450007-Y | BREAKER COILS | SWITCHGEAR | 1M54450007-Y 30V DC | REPUTED | _ | NA | Nos | None | Inventory | CC /TC FOR 30V DC FOR SF6 BREAKER, PART NO - 1M54450007-Y
13644 | Power supply , input voltage -240V AC, Output voltage -24V DC, Current rating-20A | GENERAL | ACCESSORIES | PS-IP-240VAC-OP-24VDC-20A | REPUTED | - | - | Nos |  | Inventory | Power supply , input voltage -240V AC, Output voltage -24V DC, Current rating-20A
162 | METROSIL SUITABLE FOR 1A. | RESISTOR | SWITCHGEAR | 1MYN642600-001. | REPUTED | - | - | Nos. |  | Inventory | METROSIL SUITABLE FOR 1A.
2440 | 33KV 1250A VD4 BREAKER HOUSING, ARTICLE NO - 1VYN300901- JK REV-E | BREAKER | SWITCHGEAR | 1VYN300901- JK REV-E | REPUTED | _ | NA | Nos | None | Inventory | 33KV 1250A VD4 BREAKER HOUSING, ARTICLE NO - 1VYN300901- JK REV-E
2441 | 1VYN300950-233 33KV BREAKER HOUSING CAP. | BREAKER | SWITCHGEAR | 1VYN300950-233 | REPUTED | _ | NA | Nos | None | Inventory | 1VYN300950-233 33KV BREAKER HOUSING CAP.
2488 | 20A 5PIN UNIVERSAL SOCKET | Indus Socket | SWITCHGEAR | 20A UNIVERSAL SOCKET | REPUTED | _ | NA | Nos | None | Inventory | 20A 5PIN UNIVERSAL SOCKET
2489 | TUBE LIGHT, 20W, VOLTAGE : 230V AC. | TUBE LIGHT | SWITCHGEAR | 20W-TUBELIGHT | REPUTED | - | - | Nos |  | Inventory | TUBE LIGHT, 20W, VOLTAGE : 230V AC.
2516 | BATT. CHARGER, , INPUT-240V AC, OUTPUT-24V DC, CURRENT RATING-10A | BATTERY CHARGER | SWITCHGEAR | 240VAC/24VDC | REPUTED | _ | NA | Nos |  | Inventory | BATT. CHARGER, , INPUT-240V AC, OUTPUT-24V DC, CURRENT RATING-10A
2742 | STABILISING RESISTOR, VARIABLE TYPE, RATING: 3.3KOHM, 100WATTS. | RESISTOR | SWITCHGEAR | 3.3KOHM-100W/VARIABLE-RESISTOR | REPUTED | - | - | Nos. |  | Inventory | STABILISING RESISTOR, VARIABLE TYPE, RATING: 3.3KOHM, 100WATTS.
2743 | 3.3KV PT FUSE, SUITABLE 3.15A, | FUSE | SWITCHGEAR | 3.3KV PT FUSE- 2A | REPUTED | _ | NA | Nos | None | Inventory | 3.3KV PT FUSE, SUITABLE 3.15A,
2748 | Swastik Make 30 KVA/360 V 3 Phase (3IN, 3 OUT) Balance online UPS with IGBT Based High Frequency PWM Inverter, Galvanic Isolation Transformer | BATTERY CHARGER | SWITCHGEAR | 30KVA/360 V UPS | REPUTED | _ | NA | Nos | None | Inventory | Swastik Make 30 KVA/360 V 3 Phase (3IN, 3 OUT) Balance online UPS with IGBT Based High Frequency PWM Inverter, Galvanic Isolation Transformer
3599 | 5W, LED LIGHT, SOCKET MOUNTED, 230V AC SUPPLY | TUBE LIGHT | SWITCHGEAR | 5W-LEDLIGHT | REPUTED | - | - | Nos |  | Inventory | 5W, LED LIGHT, SOCKET MOUNTED, 230V AC SUPPLY
3601 | TUBE LIGHT, 5W, VOLTAGE: 230V AC. | TUBE LIGHT | SWITCHGEAR | 5W-TUBELIGHT | REPUTED | - | - | Nos |  | Inventory | TUBE LIGHT, 5W, VOLTAGE: 230V AC.
3606 | 600 AV UPS for desktop | BATTERY CHARGER | SWITCHGEAR | 600-VA-UPS | REPUTED | _ | NA | Nos |  | Inventory | 600 AV UPS for desktop
3621 | 63A 5 PIN PANEL MOUNTED IP-44 PLUG | Indus Socket | SWITCHGEAR | 63A-5PIN-PLUG | REPUTED | _ | NA | Nos |  | Inventory | 63A 5 PIN PANEL MOUNTED IP-44 PLUG
3622 | 5 PIN 63A PANEL MOUNTED IP-44 SOCKET | Indus Socket | SWITCHGEAR | 63A-5PIN-SOCKET | REPUTED | _ | NA | Nos |  | Inventory | 5 PIN 63A PANEL MOUNTED IP-44 SOCKET
3625 | 6A Top for 5 Pin Socket | Indus Socket | SWITCHGEAR | 6A TOP FOR SOCKET | REPUTED | _ | NA | Nos | None | Inventory | 6A Top for 5 Pin Socket
3671 | 8" Fan , Aux Voltage-230VAC,50Hz. | FAN | SWITCHGEAR | 8-FAN-230VAC,50HZ | REPUTED | _ | NA | Nos |  | Inventory | 8" Fan , Aux Voltage-230VAC,50Hz.
3672 | 8'' Filter, Air Vent Surface Mounted with Screw Fitting, Size-...mm | FAN | SWITCHGEAR | 8-FAN-FILTER | REPUTED | _ | NA | Nos |  | Inventory | 8'' Filter, Air Vent Surface Mounted with Screw Fitting, Size-...mm
4383 | POWER SUPPLY,230V AC,110V DC,1A | - | SWITCHGEAR | AL-SMPS-100WATT-230/110VDC | REPUTED | - | - | Nos |  | Inventory | POWER SUPPLY,230V AC,110V DC,1A
4463 | ANALOG ELECTRONIC TIMER, 0-10 SECONDS DELAY, AUX. VOLTAGE 110V DC, CONTACTS: 2 C/O, DIN-RAIL MOUNTING. | RELAY | SWITCHGEAR | ANALOG-ELECTRONIC-TIMER | REPUTED | - | - | Nos. |  | Inventory | ANALOG ELECTRONIC TIMER, 0-10 SECONDS DELAY, AUX. VOLTAGE 110V DC, CONTACTS: 2 C/O, DIN-RAIL MOUNTING.
4464 | Anchor bolt M10 fundation bolts. | fundation bolt | SWITCHGEAR | ANCHO_BOLT_M10 | REPUTED | - | - | Nos. |  | Inventory | Anchor bolt M10 fundation bolts.
4465 | Ancho bolt M12, fundation bolts | fundation bolt | SWITCHGEAR | ANCHO_BOLT_M12 | REPUTED | - | - | Nos. |  | Inventory | Ancho bolt M12, fundation bolts
4466 | Ancho bolt M14, fundation bolts | fundation bolt | SWITCHGEAR | ANCHO_BOLT_M14 | REPUTED | - | - | Nos. |  | Inventory | Ancho bolt M14, fundation bolts
4467 | Anchor bolt M8 fundation bolts. | fundation bolt | SWITCHGEAR | ANCHO_BOLT_M8 | REPUTED | - | - | Nos. |  | Inventory | Anchor bolt M8 fundation bolts.
4469 | Anchor bolt M6, fundation bolts. | fundation bolt | SWITCHGEAR | ANCHOR_BOLT_M6 | REPUTED | - | - | Nos. |  | Inventory | Anchor bolt M6, fundation bolts.
4470 | Anchor fundation Bolts M30 FOR Gantry foundation Bolts. | fundation bolt | SWITCHGEAR | ANCHOR_BOLTS_M30 | REPUTED | - | - | Nos. |  | Inventory | Anchor fundation Bolts M30 FOR Gantry foundation Bolts.
5002 | Busbar support & Transformer Gantry . | TRANSFORMER | SWITCHGEAR | BUSBAR_SUPPORT/TRANSFORMER_GANTRY | REPUTED | - | - | Nos. |  | Inventory | Busbar support & Transformer Gantry .
5206 | CAPACITOR TRIP DEVICE, (CTD), CUSTOMER INPUT- 110V DC, OUTPUT - 110V DC, CAPACITY: 2 TRIP OPEARATION, 100mSEC, DIN RAIL MOUNTING.MAKE:-RATNAPERKHI | POWER PACK | SWITCHGEAR | CAPACITOR_TRIP_DEVICE-RN | REPUTED | - | - | Nos |  | Inventory | CAPACITOR TRIP DEVICE, (CTD), CUSTOMER INPUT- 110V DC, OUTPUT - 110V DC, CAPACITY: 2 TRIP OPEARATION, 100mSEC, DIN RAIL MOUNTING.MAKE:-RATNAPERKHI
5244 | L.T.Resin Cast, Indoor, Core Balance Current Transformer Ratio : 50/1A, HSV : 0.66 kV, IL : 0.66/3 kV To be used with relay type P645, minium relay setting value is-0.08A, ID of CBCT : 150mm, Freq : 50Hz, Insulation Class : E | CBCT | SWITCHGEAR | CBCT-150MM-50/1A | REPUTED | _ | NA | Nos | None | Inventory | L.T.Resin Cast, Indoor, Core Balance Current Transformer Ratio : 50/1A, HSV : 0.66 kV, IL : 0.66/3 kV To be used with relay type P645, minium relay setting value is-0.08A, ID of CBCT : 150mm, Freq : 50Hz, Insulation Class : E
5245 | L.T.Resin cast, Indoor, Core Balance Current Transformer Ratio : 50/1 HSV : 0.66 kV IL : 0.66/3 kV To be used with relay type CAG 12C Primary out of balance relay tripping current shall be <= 13 A, when the relay is set at: 100 mA setting ID of CBCT : 160mm drg. no PR-492(O) Type : 12 | CBCT | SWITCHGEAR | CBCT-160MM-50/1A-CAG12C | REPUTED | _ | NA | Nos | None | Inventory | L.T.Resin cast, Indoor, Core Balance Current Transformer Ratio : 50/1 HSV : 0.66 kV IL : 0.66/3 kV To be used with relay type CAG 12C Primary out of balance relay tripping current shall be <= 13 A, when the relay is set at: 100 mA setting ID of CBCT : 160mm drg. no PR-492(O) Type : 12
5246 | L.T.Resin cast, Indoor, Core Balance Current Transformer Ratio : 50/1 HSV : 0.66 kV IL : 0.66/3 kV To be used with relay type: REM615 Primary out of balance relay tripping current shall be <= 1.0 A, when the relay is set at: 10 mA setting ID of CBCT : 180mm drg. no PR-1189(C) Type-3 | CBCT | SWITCHGEAR | CBCT-180MM-50/1A-REM615 | REPUTED | _ | NA | Nos | None | Inventory | L.T.Resin cast, Indoor, Core Balance Current Transformer Ratio : 50/1 HSV : 0.66 kV IL : 0.66/3 kV To be used with relay type: REM615 Primary out of balance relay tripping current shall be <= 1.0 A, when the relay is set at: 10 mA setting ID of CBCT : 180mm drg. no PR-1189(C) Type-3
5248 | L.T.Resin Cast, Indoor, Core Balance Current Transformer Ratio : 20/1A, HSV : 0.66 kV, IL : 0.66/3 kV To be used with relay type REF615, MOPC- 500mA, ID of CBCT : 200mm, Freq : 50Hz, Insulation Class : E | CBCT | SWITCHGEAR | CBCT-200MM-20/1A | REPUTED | _ | NA | Nos | None | Inventory | L.T.Resin Cast, Indoor, Core Balance Current Transformer Ratio : 20/1A, HSV : 0.66 kV, IL : 0.66/3 kV To be used with relay type REF615, MOPC- 500mA, ID of CBCT : 200mm, Freq : 50Hz, Insulation Class : E
5252 | L.T.Resin Cast, Indoor, Core Balance Current Transformer Ratio : 50/1A, HSV : 0.66 kV, IL : 0.66/3 kV To be used with relay type REM615, Primary out of balance relay tripping current shall be <= 1 A, when the relay is set at: 10 mA setting, ID of CBCT : 250mm, Freq : 50Hz, Insulation Class : E | CBCT | SWITCHGEAR | CBCT-250MM-50/1A | REPUTED | _ | NA | Nos | None | Inventory | L.T.Resin Cast, Indoor, Core Balance Current Transformer Ratio : 50/1A, HSV : 0.66 kV, IL : 0.66/3 kV To be used with relay type REM615, Primary out of balance relay tripping current shall be <= 1 A, when the relay is set at: 10 mA setting, ID of CBCT : 250mm, Freq : 50Hz, Insulation Class : E
5255 | L.T.Resin Cast, Indoor, Core Balance Current Transformer Ratio : 100/1A, HSV : 0.66 kV, IL : 0.66/3 kV To be used with relay type REF615, Primary out of balance relay tripping current shall be = 5A, when the relay is set at: 10 mA setting, ID of CBCT : 350mm, Freq : 50Hz, Insulation Class : E | CBCT | SWITCHGEAR | CBCT-350MM-100/1A | REPUTED | _ | NA | Nos |  | Inventory | L.T.Resin Cast, Indoor, Core Balance Current Transformer Ratio : 100/1A, HSV : 0.66 kV, IL : 0.66/3 kV To be used with relay type REF615, Primary out of balance relay tripping current shall be = 5A, when the relay is set at: 10 mA setting, ID of CBCT : 350mm, Freq : 50Hz, Insulation Class : E
5283 | 24V DC COILS SUITABLE FOR HPA BREAKERS | COILS | SWITCHGEAR | CC/TC-24VDC-HPA | REPUTED | - | - | Nos. |  | Inventory | 24V DC COILS SUITABLE FOR HPA BREAKERS
5305 | 20W CFL LAMP, AUX- 230V AC | CFL | SWITCHGEAR | CFL20W | REPUTED | _ | NA | Nos |  | Inventory | 20W CFL LAMP, AUX- 230V AC
5789 | CONVERTER RS232 TO RS485 | METER | SWITCHGEAR | CONVERTER RS232 TO RS485 | REPUTED | _ | NA | Nos | None | Inventory | CONVERTER RS232 TO RS485
5833 | RELAY PANEL WITH SWIING FRAME, TECHNICAL DETAILS AS PER THE BOM & DRAWING, SCOPE AS PER THE MAIL & ANNEXURE | CRP-PANEL | SWITCHGEAR | CRP-PANEL-SWING-FRAME | REPUTED | - | - | Nos |  | Inventory | RELAY PANEL WITH SWIING FRAME, TECHNICAL DETAILS AS PER THE BOM & DRAWING, SCOPE AS PER THE MAIL & ANNEXURE
6264 | DIGI WEIGHT SCALE | RELAY | SWITCHGEAR | CTT-10K1 | REPUTED | _ | NA | Nos | None | Inventory | DIGI WEIGHT SCALE
6361 | 9 PIN D-SUB FOR CONNECTION TO METER (R485 PORT ON MODEM) | CABLE | SWITCHGEAR | D-SUB_9_PIN | REPUTED | - | - | Nos |  | Inventory | 9 PIN D-SUB FOR CONNECTION TO METER (R485 PORT ON MODEM)
6442 | DIODE 16A SUTAIBLE FOR AUX.VOLTAGE : 110V DC,PIV : 1000V. | RESISTOR | SWITCHGEAR | DI-16A-110V-1000V | REPUTED | - | - | Nos. |  | Inventory | DIODE 16A SUTAIBLE FOR AUX.VOLTAGE : 110V DC,PIV : 1000V.
6443 | DIODE 16A SUTAIBLE FOR AUX.VOLTAGE : 220V DC,PIV : 1000V. | RESISTOR | SWITCHGEAR | DI-16A-220V-1000V | REPUTED | - | - | Nos. |  | Inventory | DIODE 16A SUTAIBLE FOR AUX.VOLTAGE : 220V DC,PIV : 1000V.
6455 | DIODE, RATING:25A, PIV 500V | DIODE | SWITCHGEAR | DIODE-25A | REPUTED | - | - | Nos |  | Inventory | DIODE, RATING:25A, PIV 500V
6459 | DISCONNECTING NEUTRAL LINK | FUSE | SWITCHGEAR | DISCONNECTING LINK | REPUTED | _ | NA | Nos | None | Inventory | DISCONNECTING NEUTRAL LINK
7383 | Station Ethernet Switch: - 10/100 Mbps ManagedEthernet switch, 19’’Rack mountable (12 x RJ45 portsand 04x Multimode-mode ST ports) with dual powersupply 110VDC | ETHERNET SWITCH | SWITCHGEAR | ETHERNET_SWITCH_10/100_MBPS | REPUTED | - | - | Nos. |  | Inventory | Station Ethernet Switch: - 10/100 Mbps ManagedEthernet switch, 19’’Rack mountable (12 x RJ45 portsand 04x Multimode-mode ST ports) with dual powersupply 110VDC
13689 | GUIDE FOR PT TROLLEY | BROUGHTOUT | ACCESSORIES | PT-TROLLEY-GUIDE | TSPL | - | - | Nos |  | Inventory | GUIDE FOR PT TROLLEY
13690 | PT FUSE CLAMP, Item Code - CBB-1100, WITH PLATING | BROUGHTOUT | ACCESSORIES | PT_FUSE_CLAMP_CBB_1100 | NAYANA | _ | NA | Nos |  | Inventory | PT FUSE CLAMP, Item Code - CBB-1100, WITH PLATING
13691 | PT FUSE CLAMP, Item Code - PBFC-1004, WITH PLATING | BROUGHTOUT | ACCESSORIES | PT_FUSE_CLAMP_PBFC-1004 | NAYANA | _ | NA | Nos |  | Inventory | PT FUSE CLAMP, Item Code - PBFC-1004, WITH PLATING
13692 | PT FUSE CLAMP, Item Code - PBFC-1010, WITH PLATING | BROUGHTOUT | ACCESSORIES | PT_FUSE_CLAMP_PBFC-1010 | NAYANA | _ | NA | Nos |  | Inventory | PT FUSE CLAMP, Item Code - PBFC-1010, WITH PLATING
7838 | 10" Fan, Aux Voltage 230VAC, AC Axial Fan | FAN | SWITCHGEAR | FAN-10INCH | REPUTED | - | - | Nos |  | Inventory | 10" Fan, Aux Voltage 230VAC, AC Axial Fan
7840 | 4 Fan, Aux Voltage 230VAC. | FAN | SWITCHGEAR | FAN-4INCH | REPUTED | _ | NA | Nos |  | Inventory | 4 Fan, Aux Voltage 230VAC.
7841 | 6" Fan, Aux Voltage 230VAC, AC Axial Fan | FAN | SWITCHGEAR | FAN-6INCH | REPUTED | - | - | Nos |  | Inventory | 6" Fan, Aux Voltage 230VAC, AC Axial Fan
7842 | 8" Fan, Aux Voltage 230VAC, AC Axial Fan | FAN | SWITCHGEAR | FAN-8INCH | REPUTED | - | - | Nos |  | Inventory | 8" Fan, Aux Voltage 230VAC, AC Axial Fan
7844 | 4 Filter, Air Vent Surface Mounted with Screw Fitting, Size-130X130mm | FAN | SWITCHGEAR | FCAV-01-FILTER | REPUTED | _ | NA | Nos |  | Inventory | 4 Filter, Air Vent Surface Mounted with Screw Fitting, Size-130X130mm
7845 | 6" Filter, Air Vent Surface Mounted with Screw Fitting, Size-184X184mm | FAN | SWITCHGEAR | FCAV-02-FILTER | REPUTED | _ | NA | Nos |  | Inventory | 6" Filter, Air Vent Surface Mounted with Screw Fitting, Size-184X184mm
13702 | PUNCHING CHARGES | CRCA | METAL | PUNCHING-CHARGES-12% | REPUTED | - | - | KGS |  | Non Inventory | PUNCHING CHARGES
13703 | MAKE: REPUTED | SS HARD | HARDWARE & ACCESSORIES | PUSH CONNECTOR 1/2X10 | REPUTED | CONNECTOR | NA | Nos | None | Inventory | MAKE: REPUTED
13704 | Glass door IP65,2000x1000(HxW)mm | ArTuK | LV PANEL | PV2012-1 | ABB | - | - | KGS |  | Inventory | Glass door IP65,2000x1000(HxW)mm
13705 | Glass door IP65,2000x390(HxW)mm | ArTuK | LV PANEL | PV2041-1 | ABB | - | - | KGS |  | Inventory | Glass door IP65,2000x390(HxW)mm
13706 | Glass door IP65,2000x600(HxW)mm | ArTuK | LV PANEL | PV2061-1 | ABB | - | - | KGS |  | Inventory | Glass door IP65,2000x600(HxW)mm
13707 | Glass door IP65,2000x800(HxW)mm with partial glass | ArTuK | LV PANEL | PV2081 | ABB | - | - | KGS |  | Inventory | Glass door IP65,2000x800(HxW)mm with partial glass
13708 | Special glazed door (Partial), H=2071, W=917 with handle | ArTuK | LV PANEL | PV2081-1 | ABB | - | - | KGS |  | Inventory | Special glazed door (Partial), H=2071, W=917 with handle
13709 | Glassdoor for 1320 vertical with overlap | ArTuK | LV PANEL | PV2081/2-1 | ABB | - | - | KGS |  | Inventory | Glassdoor for 1320 vertical with overlap
13710 | Glass door IP65,2000x800(HxW)mm with full glass | ArTuK | LV PANEL | PV2082 | ABB | - | - | KGS |  | Inventory | Glass door IP65,2000x800(HxW)mm with full glass
13711 | Special glazed door, H=2071, W=917 with handle | ArTuK | LV PANEL | PV2082-1 | ABB | - | - | KGS |  | Inventory | Special glazed door, H=2071, W=917 with handle
13712 | PVC GLAND 10MM | GLAND | WIRE & ACCESSORIES | PVC GLAND 10MM | REPUTED | _ | NA | Nos | None | Inventory | PVC GLAND 10MM
13713 | PVC PIPE 20MM | BROUGHTOUT | WIRE & ACCESSORIES | PVC PIPE 20MM | REPUTED | _ | NA | Nos | None | Inventory | PVC PIPE 20MM
13714 | SUITABLE FOR 25.00sq mm WIRE | PVC SLEEVE | BUSBAR & ACCESSORIES | PVC SLEEVE 12.00SQ MM | REPUTED | _ | NA | MTRS | None | Inventory | SUITABLE FOR 25.00sq mm WIRE
13715 | SUITABLE FOR 35.00sq mm WIRE | PVC SLEEVE | BUSBAR & ACCESSORIES | PVC SLEEVE 16.00SQ MM | REPUTED | _ | NA | MTRS | None | Inventory | SUITABLE FOR 35.00sq mm WIRE
13716 | RED PVC SLEEVE 210mm | PVC SLEEVE | BUSBAR & ACCESSORIES | PVC SLEEVE 210MM-RED | REPUTED | _ | NA | MTRS | None | Inventory | RED PVC SLEEVE 210mm
13717 | SUITABLE FOR 50.00sq mm WIRE | PVC SLEEVE | BUSBAR & ACCESSORIES | PVC SLEEVE 25.00SQ MM | REPUTED | _ | NA | MTRS | None | Inventory | SUITABLE FOR 50.00sq mm WIRE
13718 | PVC disc x 4 inch dia | Welding ACC | ACCESSORIES | PVC-DISC-4-INCH | REPUTED | _ | NA | Nos | None | Inventory | PVC disc x 4 inch dia
13719 | PVC disc x 5 inch dia | Welding ACC | ACCESSORIES | PVC-DISC-5-INCH | REPUTED | _ | NA | Nos | None | Inventory | PVC disc x 5 inch dia
13720 | PVC HANDLE BLACK FOR KIOSK | DOOR LOCK | ACCESSORIES | PVC-HANDLE-DARSHNA | DARSHNA | _ | NA | Nos |  | Inventory | PVC HANDLE BLACK FOR KIOSK
13721 | BUSBAR SLEEVE, | PVC SLEEVE | BUSBAR & ACCESSORIES | PVC-SLEEV-73MM-BROWN COLOUR | REPUTED | _ | NA | MTRS | None | Inventory | BUSBAR SLEEVE,
13722 | BUSBAR SLEEVE | PVC SLEEVE | BUSBAR & ACCESSORIES | PVC-SLEEVE-100X10MM-GREEN | REPUTED | _ | NA | MTRS | None | Inventory | BUSBAR SLEEVE
13723 | BLACK PVC SLEEVE 103MM | PVC SLEEVE | BUSBAR & ACCESSORIES | PVC-SLEEVE-103MM-BLACK | REPUTED | _ | NA | MTRS | None | Inventory | BLACK PVC SLEEVE 103MM
13724 | BLUE PVC SLEEVE 103MM | PVC SLEEVE | BUSBAR & ACCESSORIES | PVC-SLEEVE-103MM-BLUE | REPUTED | _ | NA | MTRS | None | Inventory | BLUE PVC SLEEVE 103MM
13725 | RED PVC SLEEVE 103MM | PVC SLEEVE | BUSBAR & ACCESSORIES | PVC-SLEEVE-103MM-RED | REPUTED | _ | NA | MTRS | None | Inventory | RED PVC SLEEVE 103MM
13726 | YELLOW PVC SLEEVE 103MM | PVC SLEEVE | BUSBAR & ACCESSORIES | PVC-SLEEVE-103MM-YELLOW | REPUTED | _ | NA | MTRS | None | Inventory | YELLOW PVC SLEEVE 103MM
13727 | BLACK PVC SLEEVE 110MM | PVC SLEEVE | BUSBAR & ACCESSORIES | PVC-SLEEVE-110MM-BLACK | REPUTED | _ | NA | MTRS | None | Inventory | BLACK PVC SLEEVE 110MM
13728 | BLUE PVC SLEEVE 110MM | PVC SLEEVE | BUSBAR & ACCESSORIES | PVC-SLEEVE-110MM-BLUE | REPUTED | _ | NA | MTRS | None | Inventory | BLUE PVC SLEEVE 110MM
13729 | RED PVC SLEEVE 110MM | PVC SLEEVE | BUSBAR & ACCESSORIES | PVC-SLEEVE-110MM-RED | REPUTED | _ | NA | MTRS | None | Inventory | RED PVC SLEEVE 110MM
13730 | YELLOW PVC SLEEVE 110MM | PVC SLEEVE | BUSBAR & ACCESSORIES | PVC-SLEEVE-110MM-YELLOW | REPUTED | _ | NA | MTRS | None | Inventory | YELLOW PVC SLEEVE 110MM
13731 | BLACK PVC SLEEVE 11MM | PVC SLEEVE | BUSBAR & ACCESSORIES | PVC-SLEEVE-11MM-BLACK | REPUTED | _ | NA | MTRS | None | Inventory | BLACK PVC SLEEVE 11MM
13732 | BLACK PVC SLEEVE 128MM | PVC SLEEVE | BUSBAR & ACCESSORIES | PVC-SLEEVE-128MM-BLACK | REPUTED | _ | NA | MTRS | None | Inventory | BLACK PVC SLEEVE 128MM
13733 | BLUE PVC SLEEVE 128MM | PVC SLEEVE | BUSBAR & ACCESSORIES | PVC-SLEEVE-128MM-BLUE | REPUTED | _ | NA | MTRS | None | Inventory | BLUE PVC SLEEVE 128MM
13734 | BROWN PVC SLEEVE 128MM | PVC SLEEVE | BUSBAR & ACCESSORIES | PVC-SLEEVE-128MM-BROWN | REPUTED | _ | NA | MTRS | None | Inventory | BROWN PVC SLEEVE 128MM
13735 | GREY PVC SLEEVE 128MM | PVC SLEEVE | BUSBAR & ACCESSORIES | PVC-SLEEVE-128MM-GREY | REPUTED | _ | NA | MTRS | None | Inventory | GREY PVC SLEEVE 128MM
13736 | RED PVC SLEEVE 128MM | PVC SLEEVE | BUSBAR & ACCESSORIES | PVC-SLEEVE-128MM-RED | REPUTED | _ | NA | MTRS | None | Inventory | RED PVC SLEEVE 128MM
13737 | YELLOW PVC SLEEVE 128MM | PVC SLEEVE | BUSBAR & ACCESSORIES | PVC-SLEEVE-128MM-YELLOW | REPUTED | _ | NA | MTRS | None | Inventory | YELLOW PVC SLEEVE 128MM
13738 | BLACK PVC SLEEVE 12MM | PVC SLEEVE | BUSBAR & ACCESSORIES | PVC-SLEEVE-12MM-BLACK | REPUTED | _ | NA | MTRS | None | Inventory | BLACK PVC SLEEVE 12MM
13739 | BLUE PVC SLEEVE 12MM | PVC SLEEVE | BUSBAR & ACCESSORIES | PVC-SLEEVE-12MM-BLUE | REPUTED | _ | NA | MTRS | None | Inventory | BLUE PVC SLEEVE 12MM
13740 | RED PVC SLEEVE 12MM | PVC SLEEVE | BUSBAR & ACCESSORIES | PVC-SLEEVE-12MM-RED | REPUTED | _ | NA | MTRS | None | Inventory | RED PVC SLEEVE 12MM
13741 | YELLOW PVC SLEEVE 12MM | PVC SLEEVE | BUSBAR & ACCESSORIES | PVC-SLEEVE-12MM-YELLOW | REPUTED | _ | NA | MTRS | None | Inventory | YELLOW PVC SLEEVE 12MM
13742 | BLACK PVC SLEEVE 138MM | PVC SLEEVE | BUSBAR & ACCESSORIES | PVC-SLEEVE-138MM-BLACK | REPUTED | _ | NA | MTRS | None | Inventory | BLACK PVC SLEEVE 138MM
13743 | BLUE PVC SLEEVE 138MM | PVC SLEEVE | BUSBAR & ACCESSORIES | PVC-SLEEVE-138MM-BLUE | REPUTED | _ | NA | MTRS | None | Inventory | BLUE PVC SLEEVE 138MM
13744 | RED PVC SLEEVE 138MM | PVC SLEEVE | BUSBAR & ACCESSORIES | PVC-SLEEVE-138MM-RED | REPUTED | _ | NA | MTRS | None | Inventory | RED PVC SLEEVE 138MM
13745 | YELLOW PVC SLEEVE 138MM | PVC SLEEVE | BUSBAR & ACCESSORIES | PVC-SLEEVE-138MM-YELLOW | REPUTED | _ | NA | MTRS | None | Inventory | YELLOW PVC SLEEVE 138MM
13746 | BLACK PVC SLEEVE 13MM | PVC SLEEVE | BUSBAR & ACCESSORIES | PVC-SLEEVE-13MM-BLACK | REPUTED | _ | NA | MTRS | None | Inventory | BLACK PVC SLEEVE 13MM
13747 | BLUE PVC SLEEVE 13MM | PVC SLEEVE | BUSBAR & ACCESSORIES | PVC-SLEEVE-13MM-BLUE | REPUTED | _ | NA | MTRS | None | Inventory | BLUE PVC SLEEVE 13MM
13748 | RED PVC SLEEVE 13MM | PVC SLEEVE | BUSBAR & ACCESSORIES | PVC-SLEEVE-13MM-RED | REPUTED | _ | NA | MTRS | None | Inventory | RED PVC SLEEVE 13MM
13749 | YELLOW PVC SLEEVE 13MM | PVC SLEEVE | BUSBAR & ACCESSORIES | PVC-SLEEVE-13MM-YELLOW | REPUTED | _ | NA | MTRS | None | Inventory | YELLOW PVC SLEEVE 13MM
13750 | BLACK PVC SLEEVE 140MM | PVC SLEEVE | BUSBAR & ACCESSORIES | PVC-SLEEVE-140MM-BLACK | REPUTED | _ | NA | MTRS |  | Inventory | BLACK PVC SLEEVE 140MM
13751 | BLUE PVC SLEEVE 140MM | PVC SLEEVE | BUSBAR & ACCESSORIES | PVC-SLEEVE-140MM-BLUE | REPUTED | _ | NA | MTRS |  | Inventory | BLUE PVC SLEEVE 140MM
13752 | RED PVC SLEEVE 140MM | PVC SLEEVE | BUSBAR & ACCESSORIES | PVC-SLEEVE-140MM-RED | REPUTED | _ | NA | MTRS |  | Inventory | RED PVC SLEEVE 140MM
13753 | YELLOW PVC SLEEVE 140MM | PVC SLEEVE | BUSBAR & ACCESSORIES | PVC-SLEEVE-140MM-YELLOW | REPUTED | _ | NA | MTRS |  | Inventory | YELLOW PVC SLEEVE 140MM
13754 | BLACK PVC SLEEVE 148MM | PVC SLEEVE | BUSBAR & ACCESSORIES | PVC-SLEEVE-148MM-BLACK | REPUTED | _ | NA | MTRS | None | Inventory | BLACK PVC SLEEVE 148MM
13755 | BLUE PVC SLEEVE 148MM | PVC SLEEVE | BUSBAR & ACCESSORIES | PVC-SLEEVE-148MM-BLUE | REPUTED | _ | NA | MTRS | None | Inventory | BLUE PVC SLEEVE 148MM
13756 | RED PVC SLEEVE 148MM | PVC SLEEVE | BUSBAR & ACCESSORIES | PVC-SLEEVE-148MM-RED | REPUTED | _ | NA | MTRS | None | Inventory | RED PVC SLEEVE 148MM
13757 | YELLOW PVC SLEEVE 148MM | PVC SLEEVE | BUSBAR & ACCESSORIES | PVC-SLEEVE-148MM-YELLOW | REPUTED | _ | NA | MTRS | None | Inventory | YELLOW PVC SLEEVE 148MM
13758 | BLACK PVC SLEEVE 14MM | PVC SLEEVE | BUSBAR & ACCESSORIES | PVC-SLEEVE-14MM-BLACK | REPUTED | _ | NA | MTRS | None | Inventory | BLACK PVC SLEEVE 14MM
13759 | BLUE PVC SLEEVE 14MM | PVC SLEEVE | BUSBAR & ACCESSORIES | PVC-SLEEVE-14MM-BLUE | REPUTED | _ | NA | MTRS | None | Inventory | BLUE PVC SLEEVE 14MM
13760 | RED PVC SLEEVE 14MM | PVC SLEEVE | BUSBAR & ACCESSORIES | PVC-SLEEVE-14MM-RED | REPUTED | _ | NA | MTRS | None | Inventory | RED PVC SLEEVE 14MM
13761 | YELLOW PVC SLEEVE 14MM | PVC SLEEVE | BUSBAR & ACCESSORIES | PVC-SLEEVE-14MM-YELLOW | REPUTED | _ | NA | MTRS | None | Inventory | YELLOW PVC SLEEVE 14MM
13762 | BLACK PVC SLEEVE 150MM | PVC SLEEVE | BUSBAR & ACCESSORIES | PVC-SLEEVE-150MM-BLACK | REPUTED | _ | NA | MTRS | None | Inventory | BLACK PVC SLEEVE 150MM
13763 | BLUE PVC SLEEVE 150MM | PVC SLEEVE | BUSBAR & ACCESSORIES | PVC-SLEEVE-150MM-BLUE | REPUTED | _ | NA | MTRS | None | Inventory | BLUE PVC SLEEVE 150MM
13764 | BROWN PVC SLEEVE 150MM | PVC SLEEVE | BUSBAR & ACCESSORIES | PVC-SLEEVE-150MM-BROWN | REPUTED | _ | NA | MTRS | None | Inventory | BROWN PVC SLEEVE 150MM
13765 | GREY PVC SLEEVE 150MM | PVC SLEEVE | BUSBAR & ACCESSORIES | PVC-SLEEVE-150MM-GREY | REPUTED | _ | NA | MTRS | None | Inventory | GREY PVC SLEEVE 150MM
13766 | RED PVC SLEEVE 150MM | PVC SLEEVE | BUSBAR & ACCESSORIES | PVC-SLEEVE-150MM-RED | REPUTED | _ | NA | MTRS |  | Inventory | RED PVC SLEEVE 150MM
13767 | YELLOW PVC SLEEVE 150MM | PVC SLEEVE | BUSBAR & ACCESSORIES | PVC-SLEEVE-150MM-YELLOW | REPUTED | _ | NA | MTRS |  | Inventory | YELLOW PVC SLEEVE 150MM
13768 | BLACK PVC SLEEVE 15MM | PVC SLEEVE | BUSBAR & ACCESSORIES | PVC-SLEEVE-15MM-BLACK | REPUTED | _ | NA | MTRS | None | Inventory | BLACK PVC SLEEVE 15MM
13769 | Blue PVC Sleeve 15MM | PVC SLEEVE | BUSBAR & ACCESSORIES | PVC-SLEEVE-15MM-BLUE | REPUTED | _ | NA | MTRS |  | Inventory | Blue PVC Sleeve 15MM
13770 | RED PVC SLEEVE 15MM | PVC SLEEVE | BUSBAR & ACCESSORIES | PVC-SLEEVE-15MM-RED | REPUTED | _ | NA | MTRS |  | Inventory | RED PVC SLEEVE 15MM
13771 | Yellow PVC Sleeve 15MM | PVC SLEEVE | BUSBAR & ACCESSORIES | PVC-SLEEVE-15MM-YELLOW | REPUTED | _ | NA | MTRS |  | Inventory | Yellow PVC Sleeve 15MM
13772 | BLACK PVC SLEEVE 170MM | PVC SLEEVE | BUSBAR & ACCESSORIES | PVC-SLEEVE-170MM-BLACK | REPUTED | _ | NA | MTRS | None | Inventory | BLACK PVC SLEEVE 170MM
13773 | BLUE PVC SLEEVE 170MM | PVC SLEEVE | BUSBAR & ACCESSORIES | PVC-SLEEVE-170MM-BLUE | REPUTED | _ | NA | MTRS | None | Inventory | BLUE PVC SLEEVE 170MM
13774 | BROWN PVC SLEEVE 170MM | PVC SLEEVE | BUSBAR & ACCESSORIES | PVC-SLEEVE-170MM-BROWN | REPUTED | _ | NA | MTRS | None | Inventory | BROWN PVC SLEEVE 170MM
13775 | GREY PVC SLEEVE 170MM | PVC SLEEVE | BUSBAR & ACCESSORIES | PVC-SLEEVE-170MM-GREY | REPUTED | _ | NA | MTRS | None | Inventory | GREY PVC SLEEVE 170MM
13776 | RED PVC SLEEVE 170MM | PVC SLEEVE | BUSBAR & ACCESSORIES | PVC-SLEEVE-170MM-RED | REPUTED | _ | NA | MTRS | None | Inventory | RED PVC SLEEVE 170MM
13777 | YELLOW PVC SLEEVE 170MM | PVC SLEEVE | BUSBAR & ACCESSORIES | PVC-SLEEVE-170MM-YELLOW | REPUTED | _ | NA | MTRS | None | Inventory | YELLOW PVC SLEEVE 170MM
13778 | RED, YELLOW, BLUE, BLACK PVC SLEEVE 17MM | PVC SLEEVE | BUSBAR & ACCESSORIES | PVC-SLEEVE-17MM | REPUTED | _ | NA | MTRS | None | Inventory | RED, YELLOW, BLUE, BLACK PVC SLEEVE 17MM
13779 | BLACK PVC SLEEVE 180MM | PVC SLEEVE | BUSBAR & ACCESSORIES | PVC-SLEEVE-180MM-BLACK | REPUTED | _ | NA | MTRS |  | Inventory | BLACK PVC SLEEVE 180MM
13780 | BLUE PVC SLEEVE 180MM | PVC SLEEVE | BUSBAR & ACCESSORIES | PVC-SLEEVE-180MM-BLUE | REPUTED | _ | NA | MTRS |  | Inventory | BLUE PVC SLEEVE 180MM
13781 | RED PVC SLEEVE 180MM | PVC SLEEVE | BUSBAR & ACCESSORIES | PVC-SLEEVE-180MM-RED | REPUTED | _ | NA | MTRS |  | Inventory | RED PVC SLEEVE 180MM
13782 | YELLOW PVC SLEEVE 180MM | PVC SLEEVE | BUSBAR & ACCESSORIES | PVC-SLEEVE-180MM-YELLOW | REPUTED | _ | NA | MTRS |  | Inventory | YELLOW PVC SLEEVE 180MM
13783 | BLUE PVC SLEEVE 18MM | PVC SLEEVE | BUSBAR & ACCESSORIES | PVC-SLEEVE-18MM-BLUE | REPUTED | _ | NA | MTRS | None | Inventory | BLUE PVC SLEEVE 18MM
13784 | RED PVC SLEEVE 18MM | PVC SLEEVE | BUSBAR & ACCESSORIES | PVC-SLEEVE-18MM-RED | REPUTED | _ | NA | MTRS | None | Inventory | RED PVC SLEEVE 18MM
13785 | YELLOW PVC SLEEVE 18MM | PVC SLEEVE | BUSBAR & ACCESSORIES | PVC-SLEEVE-18MM-YELLOW | REPUTED | _ | NA | MTRS | None | Inventory | YELLOW PVC SLEEVE 18MM
13786 | BLACK PVC SLEEVE 190MM | PVC SLEEVE | BUSBAR & ACCESSORIES | PVC-SLEEVE-190MM-BLACK | REPUTED | _ | NA | MTRS | None | Inventory | BLACK PVC SLEEVE 190MM
13787 | BLUE PVC SLEEVE 190MM | PVC SLEEVE | BUSBAR & ACCESSORIES | PVC-SLEEVE-190MM-BLUE | REPUTED | _ | NA | MTRS | None | Inventory | BLUE PVC SLEEVE 190MM
13788 | RED PVC SLEEVE 190MM | PVC SLEEVE | BUSBAR & ACCESSORIES | PVC-SLEEVE-190MM-RED | REPUTED | _ | NA | MTRS | None | Inventory | RED PVC SLEEVE 190MM
13789 | YELLOW PVC SLEEVE 190MM | PVC SLEEVE | BUSBAR & ACCESSORIES | PVC-SLEEVE-190MM-YELLOW | REPUTED | _ | NA | MTRS | None | Inventory | YELLOW PVC SLEEVE 190MM
13790 | RED, YELLOW, BLUE, BLACK PVC SLEEVE 19MM | PVC SLEEVE | BUSBAR & ACCESSORIES | PVC-SLEEVE-19MM | REPUTED | _ | NA | MTRS | None | Inventory | RED, YELLOW, BLUE, BLACK PVC SLEEVE 19MM
13791 | RED, YELLOW, BLUE, BLACK PVC SLEEVE 20MM | PVC SLEEVE | BUSBAR & ACCESSORIES | PVC-SLEEVE-20MM | REPUTED | _ | NA | MTRS | None | Inventory | RED, YELLOW, BLUE, BLACK PVC SLEEVE 20MM
13792 | BLACK PVC SLEEVE 210MM | PVC SLEEVE | BUSBAR & ACCESSORIES | PVC-SLEEVE-210MM-BLACK | REPUTED | _ | NA | MTRS |  | Inventory | BLACK PVC SLEEVE 210MM
13793 | BLUE PVC SLEEVE 210MM | PVC SLEEVE | BUSBAR & ACCESSORIES | PVC-SLEEVE-210MM-BLUE | REPUTED | _ | NA | MTRS |  | Inventory | BLUE PVC SLEEVE 210MM
13794 | RED PVC SLEEVE 210MM- | PVC SLEEVE | BUSBAR & ACCESSORIES | PVC-SLEEVE-210MM-RED | REPUTED | _ | NA | MTRS |  | Inventory | RED PVC SLEEVE 210MM-
13795 | YELLOW PVC SLEEVE 210MM | PVC SLEEVE | BUSBAR & ACCESSORIES | PVC-SLEEVE-210MM-YELLOW | REPUTED | _ | NA | MTRS |  | Inventory | YELLOW PVC SLEEVE 210MM
13796 | RED, YELLOW, BLUE, BLACK PVC SLEEVE 21MM | PVC SLEEVE | BUSBAR & ACCESSORIES | PVC-SLEEVE-21MM | REPUTED | _ | NA | MTRS | None | Inventory | RED, YELLOW, BLUE, BLACK PVC SLEEVE 21MM
13797 | RED, YELLOW, BLUE, BLACK PVC SLEEVE 22MM | PVC SLEEVE | BUSBAR & ACCESSORIES | PVC-SLEEVE-22MM | REPUTED | _ | NA | MTRS | None | Inventory | RED, YELLOW, BLUE, BLACK PVC SLEEVE 22MM
13798 | BLACK PVC SLEEVE 230MM | PVC SLEEVE | BUSBAR & ACCESSORIES | PVC-SLEEVE-230MM-BLACK | REPUTED | _ | NA | MTRS | None | Inventory | BLACK PVC SLEEVE 230MM
13799 | BLUE PVC SLEEVE 230MM | PVC SLEEVE | BUSBAR & ACCESSORIES | PVC-SLEEVE-230MM-BLUE | REPUTED | _ | NA | MTRS | None | Inventory | BLUE PVC SLEEVE 230MM
13800 | RED PVC SLEEVE 230MM | PVC SLEEVE | BUSBAR & ACCESSORIES | PVC-SLEEVE-230MM-RED | REPUTED | _ | NA | MTRS | None | Inventory | RED PVC SLEEVE 230MM
13801 | YELLOW PVC SLEEVE 230MM | PVC SLEEVE | BUSBAR & ACCESSORIES | PVC-SLEEVE-230MM-YELLOW | REPUTED | _ | NA | MTRS | None | Inventory | YELLOW PVC SLEEVE 230MM
13802 | RED, YELLOW, BLUE, BLACK PVC SLEEVE 23MM | PVC SLEEVE | BUSBAR & ACCESSORIES | PVC-SLEEVE-23MM | REPUTED | _ | NA | MTRS | None | Inventory | RED, YELLOW, BLUE, BLACK PVC SLEEVE 23MM
13803 | RED, YELLOW, BLUE, BLACK PVC SLEEVE 29MM | PVC SLEEVE | BUSBAR & ACCESSORIES | PVC-SLEEVE-29MM | REPUTED | _ | NA | MTRS | None | Inventory | RED, YELLOW, BLUE, BLACK PVC SLEEVE 29MM
13804 | RED, YELLOW, BLUE, BLACK PVC SLEEVE 30MM | PVC SLEEVE | BUSBAR & ACCESSORIES | PVC-SLEEVE-30MM | REPUTED | _ | NA | MTRS | None | Inventory | RED, YELLOW, BLUE, BLACK PVC SLEEVE 30MM
13805 | BLACK PVC SLEEVE 30MM | PVC SLEEVE | BUSBAR & ACCESSORIES | PVC-SLEEVE-30MM-BLACK | REPUTED | _ | NA | MTRS |  | Inventory | BLACK PVC SLEEVE 30MM
13806 | RED- PVC SLEEVE 30MM. | PVC SLEEVE | BUSBAR & ACCESSORIES | PVC-SLEEVE-30MM-RED. | REPUTED | _ | NA | MTRS |  | Inventory | RED- PVC SLEEVE 30MM.
13807 | RED, YELLOW, BLUE, BLACK PVC SLEEVE 31MM | PVC SLEEVE | BUSBAR & ACCESSORIES | PVC-SLEEVE-31MM | REPUTED | _ | NA | MTRS | None | Inventory | RED, YELLOW, BLUE, BLACK PVC SLEEVE 31MM
13808 | RED, YELLOW, BLUE, BLACK PVC SLEEVE 33MM | PVC SLEEVE | BUSBAR & ACCESSORIES | PVC-SLEEVE-33MM | REPUTED | _ | NA | MTRS | None | Inventory | RED, YELLOW, BLUE, BLACK PVC SLEEVE 33MM
13809 | BLACK PVC SLEEVE 33MM | PVC SLEEVE | BUSBAR & ACCESSORIES | PVC-SLEEVE-33MM-BLACK | REPUTED | _ | NA | MTRS |  | Inventory | BLACK PVC SLEEVE 33MM
13810 | BLUE PVC SLEEVE 33MM | PVC SLEEVE | BUSBAR & ACCESSORIES | PVC-SLEEVE-33MM-BLUE | REPUTED | _ | NA | MTRS |  | Inventory | BLUE PVC SLEEVE 33MM
13811 | RED PVC SLEEVE 33MM | PVC SLEEVE | BUSBAR & ACCESSORIES | PVC-SLEEVE-33MM-RED | REPUTED | _ | NA | MTRS |  | Inventory | RED PVC SLEEVE 33MM
13812 | YELLOW PVC SLEEVE 33MM | PVC SLEEVE | BUSBAR & ACCESSORIES | PVC-SLEEVE-33MM-YELLOW | REPUTED | _ | NA | MTRS |  | Inventory | YELLOW PVC SLEEVE 33MM
13813 | BLACK PVC SLEEVE 35MM | PVC SLEEVE | BUSBAR & ACCESSORIES | PVC-SLEEVE-35MM-BLACK | REPUTED | _ | NA | MTRS | None | Inventory | BLACK PVC SLEEVE 35MM
13814 | BLUE PVC SLEEVE 35MM | PVC SLEEVE | BUSBAR & ACCESSORIES | PVC-SLEEVE-35MM-BLUE | REPUTED | _ | NA | MTRS | None | Inventory | BLUE PVC SLEEVE 35MM
13815 | RED PVC SLEEVE 35MM | PVC SLEEVE | BUSBAR & ACCESSORIES | PVC-SLEEVE-35MM-RED | REPUTED | _ | NA | MTRS | None | Inventory | RED PVC SLEEVE 35MM
13816 | YELLOW PVC SLEEVE 35MM | PVC SLEEVE | BUSBAR & ACCESSORIES | PVC-SLEEVE-35MM-YELLOW | REPUTED | _ | NA | MTRS | None | Inventory | YELLOW PVC SLEEVE 35MM
13817 | SUITABLE FOR 2.5sq mm WIRE, COLOR BLACK | PVC SLEEVE | BUSBAR & ACCESSORIES | PVC-SLEEVE-4.00SQ-MM-BLACK | REPUTED | _ | NA | MTRS |  | Inventory | SUITABLE FOR 2.5sq mm WIRE, COLOR BLACK
13818 | SUITABLE FOR 2.5sq mm WIRE COLOR BLUE | PVC SLEEVE | BUSBAR & ACCESSORIES | PVC-SLEEVE-4.00SQ-MM-BLUE | REPUTED | _ | NA | MTRS |  | Inventory | SUITABLE FOR 2.5sq mm WIRE COLOR BLUE
13819 | SUITABLE FOR 2.5sq mm WIRE COLOR RED | PVC SLEEVE | BUSBAR & ACCESSORIES | PVC-SLEEVE-4.00SQ-MM-RED | REPUTED | _ | NA | MTRS |  | Inventory | SUITABLE FOR 2.5sq mm WIRE COLOR RED
13820 | SUITABLE FOR 2.5sq mm WIRE COLOR YELLOW | PVC SLEEVE | BUSBAR & ACCESSORIES | PVC-SLEEVE-4.00SQ-MM-YELLOW | REPUTED | _ | NA | MTRS |  | Inventory | SUITABLE FOR 2.5sq mm WIRE COLOR YELLOW
13821 | BLACK PVC SLEEVE 41MM | PVC SLEEVE | BUSBAR & ACCESSORIES | PVC-SLEEVE-41MM-BLACK | REPUTED | _ | NA | MTRS | None | Inventory | BLACK PVC SLEEVE 41MM
13822 | BLUE PVC SLEEVE 41MM | PVC SLEEVE | BUSBAR & ACCESSORIES | PVC-SLEEVE-41MM-BLUE | REPUTED | _ | NA | MTRS | None | Inventory | BLUE PVC SLEEVE 41MM
13823 | RED PVC SLEEVE 41MM | PVC SLEEVE | BUSBAR & ACCESSORIES | PVC-SLEEVE-41MM-RED | REPUTED | _ | NA | MTRS | None | Inventory | RED PVC SLEEVE 41MM
13824 | YELLOW PVC SLEEVE 41MM | PVC SLEEVE | BUSBAR & ACCESSORIES | PVC-SLEEVE-41MM-YELLOW | REPUTED | _ | NA | MTRS | None | Inventory | YELLOW PVC SLEEVE 41MM
13825 | BLACK PVC SLEEVE 43MM | PVC SLEEVE | BUSBAR & ACCESSORIES | PVC-SLEEVE-43MM-BLACK | REPUTED | _ | NA | MTRS |  | Inventory | BLACK PVC SLEEVE 43MM
13826 | BLUE PVC SLEEVE 43MM | PVC SLEEVE | BUSBAR & ACCESSORIES | PVC-SLEEVE-43MM-BLUE | REPUTED | _ | NA | MTRS |  | Inventory | BLUE PVC SLEEVE 43MM
13827 | RED PVC SLEEVE 43MM | PVC SLEEVE | BUSBAR & ACCESSORIES | PVC-SLEEVE-43MM-RED | REPUTED | _ | NA | MTRS |  | Inventory | RED PVC SLEEVE 43MM
13828 | YELLOW PVC SLEEVE 43MM | PVC SLEEVE | BUSBAR & ACCESSORIES | PVC-SLEEVE-43MM-YELLOW | REPUTED | _ | NA | MTRS |  | Inventory | YELLOW PVC SLEEVE 43MM
13829 | BLACK PVC SLEEVE 48MM | PVC SLEEVE | BUSBAR & ACCESSORIES | PVC-SLEEVE-48MM-BLACK | REPUTED | _ | NA | MTRS | None | Inventory | BLACK PVC SLEEVE 48MM
13830 | BLUE PVC SLEEVE 48MM | PVC SLEEVE | BUSBAR & ACCESSORIES | PVC-SLEEVE-48MM-BLUE | REPUTED | _ | NA | MTRS | None | Inventory | BLUE PVC SLEEVE 48MM
13831 | RED PVC SLEEVE 48MM | PVC SLEEVE | BUSBAR & ACCESSORIES | PVC-SLEEVE-48MM-RED | REPUTED | _ | NA | MTRS | None | Inventory | RED PVC SLEEVE 48MM
13832 | YELLOW PVC SLEEVE 48MM | PVC SLEEVE | BUSBAR & ACCESSORIES | PVC-SLEEVE-48MM-YELLOW | REPUTED | _ | NA | MTRS | None | Inventory | YELLOW PVC SLEEVE 48MM
13833 | SUITABLE FOR 4.00sq mm WIRE, COLOR BLACK | PVC SLEEVE | BUSBAR & ACCESSORIES | PVC-SLEEVE-5.00SQ-MM-BLACK | REPUTED | _ | NA | MTRS |  | Inventory | SUITABLE FOR 4.00sq mm WIRE, COLOR BLACK
13834 | SUITABLE FOR 4.0sq mm WIRE COLOR BLUE | PVC SLEEVE | BUSBAR & ACCESSORIES | PVC-SLEEVE-5.00SQ-MM-BLUE | REPUTED | _ | NA | MTRS |  | Inventory | SUITABLE FOR 4.0sq mm WIRE COLOR BLUE
13835 | SUITABLE FOR 4.0sq mm WIRE COLOR RED | PVC SLEEVE | BUSBAR & ACCESSORIES | PVC-SLEEVE-5.00SQ-MM-RED | REPUTED | _ | NA | MTRS |  | Inventory | SUITABLE FOR 4.0sq mm WIRE COLOR RED
13836 | SUITABLE FOR 4.0sq mm WIRE COLOR YELLOW | PVC SLEEVE | BUSBAR & ACCESSORIES | PVC-SLEEVE-5.00SQ-MM-YELLOW | REPUTED | _ | NA | MTRS |  | Inventory | SUITABLE FOR 4.0sq mm WIRE COLOR YELLOW
13837 | BLACK PVC SLEEVE-55MM | PVC SLEEVE | BUSBAR & ACCESSORIES | PVC-SLEEVE-55MM-BLACK | REPUTED | _ | NA | MTRS |  | Inventory | BLACK PVC SLEEVE-55MM
13838 | BLUE PVC SLEEVE-55MM | PVC SLEEVE | BUSBAR & ACCESSORIES | PVC-SLEEVE-55MM-BLUE | REPUTED | _ | NA | MTRS |  | Inventory | BLUE PVC SLEEVE-55MM
13839 | RED PVC SLEEVE-55MM | PVC SLEEVE | BUSBAR & ACCESSORIES | PVC-SLEEVE-55MM-RED | REPUTED | _ | NA | MTRS |  | Inventory | RED PVC SLEEVE-55MM
13840 | YELLOW PVC SLEEVE-55MM | PVC SLEEVE | BUSBAR & ACCESSORIES | PVC-SLEEVE-55MM-YELLOW | REPUTED | _ | NA | MTRS |  | Inventory | YELLOW PVC SLEEVE-55MM
13841 | SUITABLE FOR 10.00sq mm WIRE, COLOR BLACK | PVC SLEEVE | BUSBAR & ACCESSORIES | PVC-SLEEVE-6.00SQ-MM-BLACK | REPUTED | _ | NA | MTRS |  | Inventory | SUITABLE FOR 10.00sq mm WIRE
13842 | SUITABLE FOR 10.0sq mm WIRE COLOR BLUE | PVC SLEEVE | BUSBAR & ACCESSORIES | PVC-SLEEVE-6.00SQ-MM-BLUE | REPUTED | _ | NA | MTRS |  | Inventory | SUITABLE FOR 10.0sq mm WIRE COLOR BLUE
13843 | SUITABLE FOR 10.0sq mm WIRE COLOR RED | PVC SLEEVE | BUSBAR & ACCESSORIES | PVC-SLEEVE-6.00SQ-MM-RED | REPUTED | _ | NA | MTRS |  | Inventory | SUITABLE FOR 10.0sq mm WIRE COLOR RED
13844 | SUITABLE FOR 10.0sq mm WIRE COLOR YELLOW | PVC SLEEVE | BUSBAR & ACCESSORIES | PVC-SLEEVE-6.00SQ-MM-YELLOW | REPUTED | _ | NA | MTRS |  | Inventory | SUITABLE FOR 10.0sq mm WIRE COLOR YELLOW
13845 | BLACK PVC SLEEVE 60MM | PVC SLEEVE | BUSBAR & ACCESSORIES | PVC-SLEEVE-60MM-BLACK | REPUTED | _ | NA | MTRS | None | Inventory | BLACK PVC SLEEVE 60MM
13846 | BLUE PVC SLEEVE 60MM | PVC SLEEVE | BUSBAR & ACCESSORIES | PVC-SLEEVE-60MM-BLUE | REPUTED | _ | NA | MTRS | None | Inventory | BLUE PVC SLEEVE 60MM
13847 | BLACK PVC SLEEVE 61MM | PVC SLEEVE | BUSBAR & ACCESSORIES | PVC-SLEEVE-61MM-BLACK | REPUTED | _ | NA | MTRS | None | Inventory | BLACK PVC SLEEVE 61MM
13848 | BLUE PVC SLEEVE 61MM | PVC SLEEVE | BUSBAR & ACCESSORIES | PVC-SLEEVE-61MM-BLUE | REPUTED | _ | NA | MTRS |  | Inventory | BLUE PVC SLEEVE 61MM
13849 | BROWN PVC SLEEVE 61MM | PVC SLEEVE | BUSBAR & ACCESSORIES | PVC-SLEEVE-61MM-BROWN | REPUTED | _ | NA | MTRS | None | Inventory | BROWN PVC SLEEVE 61MM
13850 | GREY PVC SLEEVE 61MM | PVC SLEEVE | BUSBAR & ACCESSORIES | PVC-SLEEVE-61MM-GREY | REPUTED | _ | NA | MTRS | None | Inventory | GREY PVC SLEEVE 61MM
13851 | RED PVC SLEEVE 61MM | PVC SLEEVE | BUSBAR & ACCESSORIES | PVC-SLEEVE-61MM-RED | REPUTED | _ | NA | MTRS |  | Inventory | RED PVC SLEEVE 61MM
13852 | YELLOW PVC SLEEVE 61MM | PVC SLEEVE | BUSBAR & ACCESSORIES | PVC-SLEEVE-61MM-YELLOW | REPUTED | _ | NA | MTRS |  | Inventory | YELLOW PVC SLEEVE 61MM
13853 | BLACK PVC SLEEVE 73MM | PVC SLEEVE | BUSBAR & ACCESSORIES | PVC-SLEEVE-73MM-BLACK | REPUTED | _ | NA | MTRS | None | Inventory | BLACK PVC SLEEVE 73MM
13854 | BLUE PVC SLEEVE 73MM | PVC SLEEVE | BUSBAR & ACCESSORIES | PVC-SLEEVE-73MM-BLUE | REPUTED | _ | NA | MTRS |  | Inventory | BLUE PVC SLEEVE 73MM
13855 | RED PVC SLEEVE 73MM | PVC SLEEVE | BUSBAR & ACCESSORIES | PVC-SLEEVE-73MM-RED | REPUTED | _ | NA | MTRS |  | Inventory | RED PVC SLEEVE 73MM
13856 | YELLOW PVC SLEEVE 73MM | PVC SLEEVE | BUSBAR & ACCESSORIES | PVC-SLEEVE-73MM-YELLOW | REPUTED | _ | NA | MTRS |  | Inventory | YELLOW PVC SLEEVE 73MM
13857 | SUITABLE FOR 16.00sq mm WIRE, COLOR BLACK | PVC SLEEVE | BUSBAR & ACCESSORIES | PVC-SLEEVE-8.00SQ-MM-BLACK | REPUTED | _ | NA | MTRS |  | Inventory | SUITABLE FOR 16.00sq mm WIRE, COLOR BLACK
13858 | SUITABLE FOR 16.0sq mm WIRE COLOR BLUE | PVC SLEEVE | BUSBAR & ACCESSORIES | PVC-SLEEVE-8.00SQ-MM-BLUE | REPUTED | _ | NA | MTRS |  | Inventory | SUITABLE FOR 16.0sq mm WIRE COLOR BLUE
13859 | SUITABLE FOR 16.0sq mm WIRE COLOR RED | PVC SLEEVE | BUSBAR & ACCESSORIES | PVC-SLEEVE-8.00SQ-MM-RED | REPUTED | _ | NA | MTRS |  | Inventory | SUITABLE FOR 16.0sq mm WIRE COLOR RED
13860 | SUITABLE FOR 16.0sq mm WIRE COLOR YELLOW | PVC SLEEVE | BUSBAR & ACCESSORIES | PVC-SLEEVE-8.00SQ-MM-YELLOW | REPUTED | _ | NA | MTRS |  | Inventory | SUITABLE FOR 16.0sq mm WIRE COLOR YELLOW
13861 | BLACK PVC SLEEVE 81MM | PVC SLEEVE | BUSBAR & ACCESSORIES | PVC-SLEEVE-81MM-BLACK | REPUTED | _ | NA | MTRS |  | Inventory | BLACK PVC SLEEVE 81MM
13862 | BLUE PVC SLEEVE 81MM | PVC SLEEVE | BUSBAR & ACCESSORIES | PVC-SLEEVE-81MM-BLUE | REPUTED | _ | NA | MTRS |  | Inventory | BLUE PVC SLEEVE 81MM
13863 | BLUE PVC SLEEVE 81MM-Sleeve is 200 to 300 micron and insulation class for 1.25 KV peak 1.8 KV | PVC SLEEVE | BUSBAR & ACCESSORIES | PVC-SLEEVE-81MM-BLUE-SPECIAL | REPUTED | _ | NA | MTRS |  | Inventory | BLUE PVC SLEEVE 81MM-Sleeve is 200 to 300 micron and insulation class for 1.25 KV peak 1.8 KV
13864 | RED PVC SLEEVE 81MM | PVC SLEEVE | BUSBAR & ACCESSORIES | PVC-SLEEVE-81MM-RED | REPUTED | _ | NA | MTRS |  | Inventory | RED PVC SLEEVE 81MM
13865 | RED PVC SLEEVE 81MM-Sleeve is 200 to 300 micron and insulation class for 1.25 KV peak 1.8 KV | PVC SLEEVE | BUSBAR & ACCESSORIES | PVC-SLEEVE-81MM-RED-SPECIAL | REPUTED | _ | NA | MTRS |  | Inventory | RED PVC SLEEVE 81MM-Sleeve is 200 to 300 micron and insulation class for 1.25 KV peak 1.8 KV
13866 | YELLOW PVC SLEEVE 81MM | PVC SLEEVE | BUSBAR & ACCESSORIES | PVC-SLEEVE-81MM-YELLOW | REPUTED | _ | NA | MTRS |  | Inventory | YELLOW PVC SLEEVE 81MM
13867 | YELLOW PVC SLEEVE 81MM-Sleeve is 200 to 300 micron and insulation class for 1.25 KV peak 1.8 KV | PVC SLEEVE | BUSBAR & ACCESSORIES | PVC-SLEEVE-81MM-YELLOW-SPECIAL | REPUTED | _ | NA | MTRS |  | Inventory | YELLOW PVC SLEEVE 81MM-Sleeve is 200 to 300 micron and insulation class for 1.25 KV peak 1.8 KV
13868 | BLACK PVC SLEEVE 83MM | PVC SLEEVE | BUSBAR & ACCESSORIES | PVC-SLEEVE-83MM-BLACK | REPUTED | _ | NA | MTRS | None | Inventory | BLACK PVC SLEEVE 83MM
13869 | BLUE PVC SLEEVE 83MM | PVC SLEEVE | BUSBAR & ACCESSORIES | PVC-SLEEVE-83MM-BLUE | REPUTED | _ | NA | MTRS | None | Inventory | BLUE PVC SLEEVE 83MM
13870 | BROWN PVC SLEEVE 83MM | PVC SLEEVE | BUSBAR & ACCESSORIES | PVC-SLEEVE-83MM-BROWN | REPUTED | _ | NA | MTRS | None | Inventory | BROWN PVC SLEEVE 83MM
13871 | GREY PVC SLEEVE 83MM | PVC SLEEVE | BUSBAR & ACCESSORIES | PVC-SLEEVE-83MM-GREY | REPUTED | _ | NA | MTRS | None | Inventory | GREY PVC SLEEVE 83MM
13872 | RED PVC SLEEVE 83MM | PVC SLEEVE | BUSBAR & ACCESSORIES | PVC-SLEEVE-83MM-RED | REPUTED | _ | NA | MTRS | None | Inventory | RED PVC SLEEVE 83MM
13873 | YELLOW PVC SLEEVE 83MM | PVC SLEEVE | BUSBAR & ACCESSORIES | PVC-SLEEVE-83MM-YELLOW | REPUTED | _ | NA | MTRS | None | Inventory | YELLOW PVC SLEEVE 83MM
13874 | BLACK PVC SLEEVE 90MM | PVC SLEEVE | BUSBAR & ACCESSORIES | PVC-SLEEVE-90MM-BLACK | REPUTED | _ | NA | MTRS | None | Inventory | BLACK PVC SLEEVE 90MM
13875 | BLUE PVC SLEEVE 90MM | PVC SLEEVE | BUSBAR & ACCESSORIES | PVC-SLEEVE-90MM-BLUE | REPUTED | _ | NA | MTRS | None | Inventory | BLUE PVC SLEEVE 90MM
13876 | BLACK PVC SLEEVE 93MM | PVC SLEEVE | BUSBAR & ACCESSORIES | PVC-SLEEVE-93MM-BLACK | REPUTED | _ | NA | MTRS |  | Inventory | BLACK PVC SLEEVE 93MM
13877 | BLUE PVC SLEEVE 93MM | PVC SLEEVE | BUSBAR & ACCESSORIES | PVC-SLEEVE-93MM-BLUE | REPUTED | _ | NA | MTRS |  | Inventory | BLUE PVC SLEEVE 93MM
13878 | RED PVC SLEEVE 93MM | PVC SLEEVE | BUSBAR & ACCESSORIES | PVC-SLEEVE-93MM-RED | REPUTED | _ | NA | MTRS |  | Inventory | RED PVC SLEEVE 93MM
13879 | YELLOW PVC SLEEVE 93MM | PVC SLEEVE | BUSBAR & ACCESSORIES | PVC-SLEEVE-93MM-YELLOW | REPUTED | _ | NA | MTRS |  | Inventory | YELLOW PVC SLEEVE 93MM
13880 | RED, YELLOW, BLUE PVC SLEEVE 9MM | PVC SLEEVE | BUSBAR & ACCESSORIES | PVC-SLEEVE-9MM | REPUTED | _ | NA | MTRS | None | Inventory | RED, YELLOW, BLUE PVC SLEEVE 9MM
13881 | BLACK PVC SLEEVE 9MM | PVC SLEEVE | BUSBAR & ACCESSORIES | PVC-SLEEVE-9MM-BLACK | REPUTED | _ | NA | MTRS | None | Inventory | BLACK PVC SLEEVE 9MM
13882 | PVC TROUGH 25X30X2000MM | PVC Truff | WIRE & ACCESSORIES | PVC-TROUGH-25X30 | REPUTED | _ | NA | MTRS |  | Inventory | PVC TROUGH 25X30X2000MM
13883 | PVC TROUGH 25X45X2000MM | PVC Truff | WIRE & ACCESSORIES | PVC-TROUGH-25X45 | REPUTED | _ | NA | MTRS |  | Inventory | PVC TROUGH 25X45X2000MM
13884 | PVC TROUGH 25X60X2000MM | PVC Truff | WIRE & ACCESSORIES | PVC-TROUGH-25X60 | REPUTED | _ | NA | MTRS |  | Inventory | PVC TROUGH 25X60X2000MM
13885 | PVC TROUGH 40X25X1000MM | PVC Truff | WIRE & ACCESSORIES | PVC-TROUGH-40X25 | REPUTED | _ | NA | MTRS |  | Inventory | PVC TROUGH 40X25X1000MM
13886 | PVC TROUGH 45X60X2000MM | PVC Truff | WIRE & ACCESSORIES | PVC-TROUGH-45X60 | REPUTED | _ | NA | MTRS |  | Inventory | PVC TROUGH 45X60X2000MM
13887 | PVC TROUGH 60X25X2000MM | PVC Truff | WIRE & ACCESSORIES | PVC-TROUGH-60X25 | REPUTED | _ | NA | MTRS |  | Inventory | PVC TROUGH 60X25X2000MM
13888 | PVC TROUGH 60X25X1000MM | PVC Truff | WIRE & ACCESSORIES | PVC-TROUGH-60X25X1000 | REPUTED | _ | NA | MTRS |  | Inventory | PVC TROUGH 60X25X1000MM
13889 | PVC TROUGH 60X25X750MM | PVC Truff | WIRE & ACCESSORIES | PVC-TROUGH-60X25X750 | REPUTED | _ | NA | MTRS |  | Inventory | PVC TROUGH 60X25X750MM
13890 | PVC TROUGH 60X40X2000MM | PVC Truff | WIRE & ACCESSORIES | PVC-TROUGH-60X40 | REPUTED | _ | NA | MTRS |  | Inventory | PVC TROUGH 60X40X2000MM
13891 | PVC TROUGH 60X45X2000 MM | PVC Truff | WIRE & ACCESSORIES | PVC-TROUGH-60X45 | REPUTED | _ | NA | MTRS |  | Inventory | PVC TROUGH 60X45X2000 MM
13892 | PVC TROUGH 60X45X1000 MM | PVC Truff | WIRE & ACCESSORIES | PVC-TROUGH-60X45X1000 | REPUTED | _ | NA | MTRS |  | Inventory | PVC TROUGH 60X45X1000 MM
13893 | PVC TROUGH 60X45X750 MM | PVC Truff | WIRE & ACCESSORIES | PVC-TROUGH-60X45X750 | REPUTED | _ | NA | MTRS |  | Inventory | PVC TROUGH 60X45X750 MM
13894 | PVC TROUGH 60X60X2000MM | PVC Truff | WIRE & ACCESSORIES | PVC-TROUGH-60X60 | REPUTED | _ | NA | MTRS |  | Inventory | PVC TROUGH 60X60X2000MM
13895 | PVC TROUGH 45X80X2000 MM | PVC Truff | WIRE & ACCESSORIES | PVC-TROUGH-80X45 | REPUTED | _ | NA | MTRS |  | Inventory | PVC TROUGH 45X80X2000 MM
13896 | PVC TROUGH COVER ONLY 60X45X2000 MM | PVC Truff | WIRE & ACCESSORIES | PVC-TROUGH-COVER-60X45 | REPUTED | _ | NA | MTRS |  | Inventory | PVC TROUGH COVER ONLY 60X45X2000 MM
13897 | 60X25X2000MM | PVC Truff | WIRE & ACCESSORIES | PVC-TRUFF-60X25 | REPUTED | _ | NA | Nos |  | Inventory | 60X25X2000MM
13898 | 60X45X2000MM | PVC Truff | WIRE & ACCESSORIES | PVC-TRUFF-60X45 | REPUTED | _ | NA | Nos |  | Inventory | 60X45X2000MM
13899 | PVC Chamber Cover | CAPITAL GOODS | TOOLS | PVCCH | REPUTED | _ | NA | Nos |  | Non Inventory | PVC Chamber Cover
7846 | 6 Filter, Air Vent Surface Mounted with Screw Fitting | FILTER | SWITCHGEAR | FCAV-06-FILTER | REPUTED | - | - | Nos |  | Inventory | 6 Filter, Air Vent Surface Mounted with Screw Fitting
7847 | 8" Filter, Air Vent Surface Mounted with Screw Fitting | FAN | SWITCHGEAR | FCAV-08-FILTER | REPUTED | _ | NA | Nos |  | Inventory | 8" Filter, Air Vent Surface Mounted with Screw Fitting
7848 | 10 Filter, Air Vent Surface Mounted with Screw Fitting | FAN | SWITCHGEAR | FCAV-10-FILTER | REPUTED | _ | NA | Nos |  | Inventory | 10 Filter, Air Vent Surface Mounted with Screw Fitting
8053 | GLASS FUSE 0.5A | FUSE | SWITCHGEAR | GLASS FUSE 0.5A | REPUTED | _ | NA | Nos | None | Inventory | GLASS FUSE 0.5A
8056 | 2A glass fuse, suitable for 800V | FUSE | SWITCHGEAR | GLASS-FUSE-2A | REPUTED | _ | NA | Nos |  | Inventory | 2A glass fuse, suitable for 800V
8057 | 2A glass fuse, suitable for 415V | FUSE | SWITCHGEAR | GLASS-FUSE-2A-415V | REPUTED | _ | NA | Nos |  | Inventory | 2A glass fuse, suitable for 415V
8058 | GLASS FUSE 3A | FUSE | SWITCHGEAR | GLASS-FUSE-3A | REPUTED | _ | NA | Nos |  | Inventory | GLASS FUSE 3A
8394 | HOLDER FOR GLASS FUSE | FUSE | SWITCHGEAR | HOLDER FOR GLASS FUSE | REPUTED | _ | NA | Nos | None | Inventory | HOLDER FOR GLASS FUSE
8662 | DIGITAL POWER QUALITY ANALYSER METER, 3 PHASE, 4 WIRE, 3 ELEMENT, TYPE:- UMG512 CTR:200/5A, PTR : 22kV/RT3/110V/RT3, ACC. CLASS : 0.5, In:5A, AUX. VOLTAGE : 110V DC, SIZE : 144x144mm. WITH RS-485 PORT, MODBUS PROTOCOL. MAKE : JANITZA | METER | SWITCHGEAR | JANITZA-MFM | REPUTED | _ | NA | Nos |  | Inventory | DIGITAL POWER QUALITY ANALYSER METER, 3 PHASE, 4 WIRE, 3 ELEMENT, TYPE:- UMG512 CTR:200/5A, PTR : 22kV/RT3/110V/RT3, ACC. CLASS : 0.5, In:5A, AUX. VOLTAGE : 110V DC, SIZE : 144x144mm. WITH RS-485 PORT, MODBUS PROTOCOL. MAKE : JANITZA
8672 | 130MMX130MM AIR FILTER | FAN | SWITCHGEAR | JSAV-01 AIR FILTER | REPUTED | _ | NA | Nos | None | Inventory | 130MMX130MM AIR FILTER
9213 | RED ILLUMINATED LAMP WITH HOOTER, AUX. VOLTAGE : 230V AC. | LAMP | SWITCHGEAR | LED-LAMP-HOOTER-230VAC | REPUTED | _ | NA | Nos |  | Inventory | RED ILLUMINATED LAMP WITH HOOTER, AUX. VOLTAGE : 230V AC.
13911 | PACKING BELT | PACKING MATERIAL | PACKING | RABI SHANKAR-BELT | REPUTED | _ | NA | Nos | None | Inventory | PACKING BELT
13912 | PACKING BELT CLIP | PACKING MATERIAL | PACKING | RABI SHANKAR-CLIP | REPUTED | _ | NA | Nos | None | Inventory | PACKING BELT CLIP
13913 | RACHET | SHOP | TOOLS | RACHET | REPUTED | _ | NA | Nos |  | Non Inventory | RACHET
9214 | 3W LED LAMP, AUX- 230V AC | CFL | SWITCHGEAR | LEDLAMP_3W | REPUTED | _ | NA | Nos |  | Inventory | 3W LED LAMP, AUX- 230V AC
9236 | STRIP TYPE LIMIT SWITCH FOR EARTH SWITCH - 2NO+2NC, | LIMIT SWITCH | SWITCHGEAR | LIMIT-2-2 | REPUTED | _ | NA | Nos |  | Inventory | STRIP TYPE LIMIT SWITCH FOR EARTH SWITCH - 2NO+2NC,
9239 | NUTRAL LINK RATING : 20-32A | FUSE | SWITCHGEAR | LINK-20-32A | REPUTED | _ | NA | Nos | None | Inventory | NUTRAL LINK RATING : 20-32A
9241 | 63A NEUTRAL LINK Disconnecting type | FUSE | SWITCHGEAR | LINK-63A | REPUTED | 63A | - | Nos |  | Inventory | 63A NEUTRAL LINK Disconnecting type
13918 | 33KV HPA RACKIN MECHANISM 1250A | RACKIN MECH. | ACCESSORIES | RACKIN-33-1250A-1VYN402301-EE | ADITI | _ | NA | Nos |  | Inventory | 33KV HPA RACKIN MECHANISM 1250A
9242 | LIU 6 Port, Din rail Mount Mini Fiber optic patch panel. Provision to mount LC Adapter Plates. Fully Loaded with Pigtails and Adapters, PVC Glands, Cable Ties | RELAY | SWITCHGEAR | LIU | REPUTED | _ | NA | Nos | None | Inventory | LIU 6 Port, Din rail Mount Mini Fiber optic patch panel. Provision to mount LC Adapter Plates. Fully Loaded with Pigtails and Adapters, PVC Glands, Cable Ties
13920 | 11KV HPA RACKIN MECHANISM 1250A | RACKIN MECH. | ACCESSORIES | RACKIN-HPA12 | ADITI | _ | NA | Nos | None | Inventory | 11KV HPA RACKIN MECHANISM 1250A
13921 | RACKING HANDLE FOR HPA-SF6 BREAKER | BROUGHTOUT | ACCESSORIES | RACKING HANDLE FOR HPA | REPUTED | _ | NA | Nos | None | Inventory | RACKING HANDLE FOR HPA-SF6 BREAKER
13922 | RACKING HANDLE FOR SF6 | BROUGHTOUT | ACCESSORIES | RACKING HANDLE FOR SF6 | REPUTED | _ | NA | Nos | None | Inventory | RACKING HANDLE FOR SF6
13923 | RACKING HANDLE FOR VD4 | BROUGHTOUT | ACCESSORIES | RACKING HANDLE FOR VD4 | REPUTED | _ | NA | Nos | None | Inventory | RACKING HANDLE FOR VD4
13924 | RACKING SPINDLE NYLON NUT | BROUGHTOUT | ACCESSORIES | RACKING-SPINDLE-NYLON-NUT | REPUTED | _ | NA | Nos |  | Inventory | RACKING SPINDLE NYLON NUT
13925 | Interpon D1036 SQ137ANPP S/g RAL 5012, PURE POLYSTER | POWDER | POWDER & PAINT | RAL-5012-PP | Akzo Nobel | - | - | KGS |  | Inventory | Interpon D1036 SQ137ANPP S/g RAL 5012, PURE POLYSTER
13926 | RAL631, EPOXY POLYSTER | POWDER | POWDER & PAINT | RAL-631-EP | NEROCOAT | - | - | KGS |  | Inventory | RAL631, EPOXY POLYSTER
13927 | RAL631, PURE POLYSTER | POWDER | POWDER & PAINT | RAL-631-PP | NEROCOAT | - | - | KGS |  | Inventory | RAL631, PURE POLYSTER
13928 | RAL 7032 EP LOOSE POWDER | POWDER | POWDER & PAINT | RAL-7032-EP | REPUTED | - | - | KGS |  | Inventory | RAL 7032 EP LOOSE POWDER
13929 | RAL 7032 EP LOOSE POWDER, PRODUCT CODE - GP300 | POWDER | POWDER & PAINT | RAL-7032-EP-GP | GP COAT | - | - | KGS |  | Inventory | RAL 7032 EP LOOSE POWDER, PRODUCT CODE - GP300
13930 | RAL 7032 PP LOOSE POWDER, PRODUCT CODE - GP500 | POWDER | POWDER & PAINT | RAL-7032-PP-GP | GP COAT | - | - | KGS |  | Inventory | RAL 7032 PP LOOSE POWDER, PRODUCT CODE - GP500
13931 | RAL 7032 PP LOOSE POWDER. | POWDER | POWDER & PAINT | RAL-7032-PP-NERO | NEROCOAT | - | - | KGS |  | Inventory | RAL 7032 PP LOOSE POWDER.
13932 | RAL 7035 EP LOOSE POWDER | POWDER | POWDER & PAINT | RAL-7035-EP | NEROCOAT | - | - | KGS |  | Inventory | RAL 7035 EP LOOSE POWDER
13933 | RAL 7035 PP LOOSE POWDER., MI453N-PP, WITH UV PROTECTION. | POWDER | POWDER & PAINT | RAL-7035-MI453N-PP-UV | akzonobel | - | - | KGS |  | Inventory | RAL 7035 PP LOOSE POWDER., MI453N-PP, WITH UV PROTECTION.
13934 | RAL 7035 PP LOOSE POWDER.,REF NO - 9002669 | POWDER | POWDER & PAINT | RAL-7035-PP | NEROCOAT | - | - | KGS |  | Inventory | RAL 7035 PP LOOSE POWDER.,REF NO - 9002669
13935 | RAL 9002 EP LOOSE POWDER | POWDER | POWDER & PAINT | RAL-9002-EP | NEROCOAT | - | - | KGS |  | Inventory | RAL 9002 EP LOOSE POWDER
13936 | S/g RAL 9002 WHITE, PURE POLYSTER | POWDER | POWDER & PAINT | RAL-9002-PP | Asain | - | - | KGS |  | Inventory | S/g RAL 9002 WHITE, PURE POLYSTER
13937 | RAM 4 GB DDR3 DESKTOP | CAPITAL GOODS | TOOLS | RAM-4GB-DDR3-DESKTOP | REPUTED | - | - | Nos. |  | Inventory | RAM 4 GB DDR3 DESKTOP
13938 | HVT TAPE SUITABLE FOR 33KV PANEL 50MM, 10 MTRS ROLLS. | BB SLEEVE | BUSBAR & ACCESSORIES | RAY HT TAPE 50MM | RAYCHEM | _ | NA | Nos | None | Inventory | HVT TAPE SUITABLE FOR 33KV PANEL 50MM, 10 MTRS ROLLS.
13939 | BBIT 100X40 RED SLEEVE | BB SLEEVE | BUSBAR & ACCESSORIES | RAY-RED-100X40-BBIT | RAYCHEM | _ | NA | MTRS |  | Inventory | BBIT 100X40 RED SLEEVE
13940 | BBIT 30X12 RED SLEEVE | BB SLEEVE | BUSBAR & ACCESSORIES | RAY-RED-30X12-RBPM | RAYCHEM | _ | NA | MTRS |  | Inventory | BBIT 30X12 RED SLEEVE
13941 | BPTM 50X20 RED SLEEVE | BB SLEEVE | BUSBAR & ACCESSORIES | RAY-RED-50X20 BPTM | RAYCHEM | _ | NA | MTRS | None | Inventory | BPTM 50X20 RED SLEEVE
13942 | RAY-RED-50X20-RBPM | BB SLEEVE | BUSBAR & ACCESSORIES | RAY-RED-50X20-RBPM | RAYCHEM | - | - | MTRS |  | Inventory | RAY-RED-50X20-RBPM
13943 | RBPTM 50X20 RED SLEEVE | BB SLEEVE | BUSBAR & ACCESSORIES | RAY-RED-50X20-RBPTM | RAYCHEM | - | - | MTRS |  | Inventory | RBPTM 50X20 RED SLEEVE
13944 | BBIT 50X20 RED SLEEVE | BB SLEEVE | BUSBAR & ACCESSORIES | RAY-RED-50X2O-BBIT | RAYCHEM | _ | NA | MTRS |  | Inventory | BBIT 50X20 RED SLEEVE
13945 | BPTM 60X25 RED SLEEVE | BB SLEEVE | BUSBAR & ACCESSORIES | RAY-RED-60X25 BPTM | RAYCHEM | _ | NA | MTRS | None | Inventory | BPTM 60X25 RED SLEEVE
13946 | BBIT 65X25 RED SLEEVE | BB SLEEVE | BUSBAR & ACCESSORIES | RAY-RED-65X25 BBIT | RAYCHEM | _ | NA | MTRS | None | Inventory | BBIT 65X25 RED SLEEVE
13947 | 75X30 RED SLEEVE | BB SLEEVE | BUSBAR & ACCESSORIES | RAY-RED-75X30 | RAYCHEM | _ | NA | MTRS | None | Inventory | 75X30 RED SLEEVE
13948 | BPTM 75X30 RED SLEEVE | BB SLEEVE | BUSBAR & ACCESSORIES | RAY-RED-75X30 BPTM | RAYCHEM | _ | NA | MTRS | None | Inventory | BPTM 75X30 RED SLEEVE
9334 | DOOR LIMIT SWITCH PUSH ROD TYPE WITH PLASTIC PROTECTIVE COVER, 2NO + 1NC, 6A/10A, 110VDC. | LIMIT SWITCH | SWITCHGEAR | LS-6A/10A-110VDC-2NO+1NC | REPUTED | _ | NA | Nos |  | Inventory | DOOR LIMIT SWITCH PUSH ROD TYPE WITH PLASTIC PROTECTIVE COVER, 2NO + 1NC, 6A/10A, 110VDC.
9335 | DOOR LIMIT SWITCH PUSH ROD TYPE WITH PLASTIC PROTECTIVE COVER, 1NO + 1NC, 6A/10A, 230VAC. | LIMIT SWITCH | SWITCHGEAR | LS-6A/10A-230VAC-1NO+1NC | REPUTED | _ | NA | Nos |  | Inventory | DOOR LIMIT SWITCH PUSH ROD TYPE WITH PLASTIC PROTECTIVE COVER, 1NO + 1NC, 6A/10A, 230VAC.
10665 | METROSIL SUITABLE FOR 1A MET-1088, SUTABLE FOR GE MAKE RELAYS ORDERING CODE - 1MYN642600-001 | RESISTOR | SWITCHGEAR | METROSIL-1A-MET-1088 | REPUTED | - | - | Nos. |  | Inventory | METROSIL SUITABLE FOR 1A MET-1088, SUTABLE FOR GE MAKE RELAYS ORDERING CODE - 1MYN642600-001
10667 | METROSIL 1A, METROSIL-RET670-64R: : suitable for HITACHI RELAY ORDERING CODE - IMYN642600-001 | RELAY | SWITCHGEAR | METROSIL_1A_RET670-64R | REPUTED | _ | NA | Nos |  | Inventory | METROSIL 1A, METROSIL-RET670-64R: : suitable for HITACHI RELAY ORDERING CODE - IMYN642600-001
11988 | RATED VOLTAGE 6.6KV,RATED CURRENT 400A,RATED DUTY 10 SEC, RATED RESISTANCE 9.53 OHM, NEUTRAL GROUNDING RESISTOR LOOSE BANKS WITH PUNCHED STAINLESS STEEL : MAKE : OHIMICONTROLS | RESISTOR | SWITCHGEAR | NGR-6.6KV-9.53OHM | REPUTED | - | - | Nos |  | Inventory | RATED VOLTAGE 6.6KV,RATED CURRENT 400A,RATED DUTY 10 SEC, RATED RESISTANCE 9.53 OHM, NEUTRAL GROUNDING RESISTOR LOOSE BANKS WITH PUNCHED STAINLESS STEEL : MAKE : OHIMICONTROLS
12074 | 11kV CT ,CTR:150/5A-5A, CORE-1: 15VA CL:1, CORE-2: 15VA CL : 5P10, STR:25kA/1 sec, Wound TYPE, SECONDARY TERMINALS ON: P1 SIDE | CT | SWITCHGEAR | NY4B1AC35P12Y5Y6NNNN | REPUTED | 11 | NA | Nos |  | Inventory | 11kV CT ,CTR:150/5A-5A, CORE-1: 15VA CL:1, CORE-2: 15VA CL : 5P10, STR:25kA/1 sec, Wound TYPE, SECONDARY TERMINALS ON: P1 SIDE
12253 | PATCH CHORD - Duplex Multimode 62.5/125 Fiber optic Cable 3 Meter | RELAY | SWITCHGEAR | PATCH-CHORD-3MTR | REPUTED | _ | NA | Nos | None | Inventory | PATCH CHORD - Duplex Multimode 62.5/125 Fiber optic Cable 3 Meter
12254 | PATCH CHORD - Duplex Multimode Fiber optic Cable 5 Meter SUITABLE FOR LC PORT ON BOTH SIDES | CABLE | SWITCHGEAR | PATCH-CHORD-5MTR | REPUTED | - | - | Nos |  | Inventory | PATCH CHORD - Duplex Multimode Fiber optic Cable 5 Meter SUITABLE FOR LC PORT ON BOTH SIDES
13965 | RECTIFIER UNIT FOR INPUT-230VAC, OUTPUT-220VDC | RECTIFIER | SWITCHGEAR | REC-230VAC-220VDC | REPUTED | - | - | Nos |  | Inventory | RECTIFIER UNIT FOR INPUT-230VAC, OUTPUT-220VDC
14041 | RECTIFIER UNIT FOR REL COIL. | RECTIFIER | SWITCHGEAR | REC-REL | REPUTED | - | - | Nos |  | Inventory | RECTIFIER UNIT FOR REL COIL.
14104 | 4 Fan, Aux Voltage 230VAC | FAN | SWITCHGEAR | REP-4-230V-FAN | REPUTED | _ | NA | Nos |  | Inventory | 4 Fan, Aux Voltage 230VAC
14105 | 32A 2P+E 200-250V AC IP67 Plug | Indus Socket | SWITCHGEAR | REP-PLUG-DP+E-32A | REPUTED | _ | NA | Nos |  | Inventory | 32A 2P+E 200-250V AC IP67 Plug
14106 | 32A 3P+N+E 380-415V AC IP67 Plug | Indus Socket | SWITCHGEAR | REP-PLUG-TP+N+E-32A | REPUTED | 32A | - | Nos |  | Inventory | 32A 3P+N+E 380-415V AC IP67 Plug
14107 | 63A 3P+N+E 380-415V AC IP67 Plug | Indus Socket | SWITCHGEAR | REP-PLUG-TP+N+E-63A | REPUTED | 63A | - | Nos |  | Inventory | 63A 3P+N+E 380-415V AC IP67 Plug
14108 | TEMPERATURE SENSOR | - | SWITCHGEAR | REP-PT100 | REPUTED | - | - | Nos |  | Inventory | TEMPERATURE SENSOR
14109 | 32A 2P+E 200-250V AC IP67 Panel Mounted-Angled Socket | Indus Socket | SWITCHGEAR | REP-SOCKET-DP+E-32A | REPUTED | _ | NA | Nos |  | Inventory | 32A 2P+E 200-250V AC IP67 Panel Mounted-Angled Socket
14110 | 32A 3P+N+E 380-415V AC IP67 Panel Mounted-Angled Socket | Indus Socket | SWITCHGEAR | REP-SOCKET-TP+N+E-32A | REPUTED | 32A | NA | Nos |  | Inventory | 32A 3P+N+E 380-415V AC IP67 Panel Mounted-Angled Socket
14111 | 63A 3P+N+E 380-415V AC IP67 Panel Mounted-Angled Socket | Indus Socket | SWITCHGEAR | REP-SOCKET-TP+N+E-63A | REPUTED | 63A | - | Nos |  | Inventory | 63A 3P+N+E 380-415V AC IP67 Panel Mounted-Angled Socket
14118 | Stabilizing resistor for 64R:RESISTOR - 680 Ohm/100W: –RESISTOR-RET670-64R, SUITABLE FOR RET670 RELAY ORDERING CODE - WWR-3K3-VAR-100W | RELAY | SWITCHGEAR | RESISTOR-RET670-64R | REPUTED | _ | NA | Nos |  | Inventory | Stabilizing resistor for 64R:RESISTOR - 680 Ohm/100W: –RESISTOR-RET670-64R, SUITABLE FOR RET670 RELAY ORDERING CODE - WWR-3K3-VAR-100W
14133 | REVOLVOING_RED_LIGHT_IP55 WITH 24VDC MAKE :REPUTED | LAMP | SWITCHGEAR | REVOLVOING_RED_LIGHT_IP55 | REPUTED | _ | NA | Nos |  | Inventory | REVOLVOING_RED_LIGHT_IP55 WITH 24VDC MAKE :REPUTED
14227 | SUPPLY OF GCA MAKE OF FRONT TOUCH PROOF SCREENDED CONNECTOR FOR 22KV , 3X300 SQMM, XLPE CABLE | RMU | SWITCHGEAR | RMU_FRONT_TOUCH_KIT | REPUTED | 22 | NA | Nos |  | Inventory | SUPPLY OF GCA MAKE OF FRONT TOUCH PROOF SCREENDED CONNECTOR FOR 22KV , 3X300 SQMM, XLPE CABLE
14228 | RMU 22kV , TOUCH PROOF KIT Type, +V+ | RMU | SWITCHGEAR | RMU_TOUCH_KIT_+V+ | REPUTED | 22 | NA | Nos |  | Inventory | RMU 22kV , TOUCH PROOF KIT Type, +V+
14229 | RMU 22kV , TOUCH PROOF KIT Type CV+M | RMU | SWITCHGEAR | RMU_TOUCH_KIT_CV+M | REPUTED | 22 | NA | Nos |  | Inventory | RMU 22kV , TOUCH PROOF KIT Type CV+M
14230 | RMU 22kV , TOUCH PROOF KIT Type, DVVVV , | RMU | SWITCHGEAR | RMU_TOUCH_KIT_DVV+VV | REPUTED | 22 | NA | Nos |  | Inventory | RMU 22kV , TOUCH PROOF KIT Type, DVVVV ,
14231 | RMU 22kV , TOUCH PROOF KIT Type, VVVV, CABLE : 1RX3CX400SQ.MM HT CABLE. | RMU | SWITCHGEAR | RMU_TOUCH_KIT_VVVV | REPUTED | 22 | NA | Nos |  | Inventory | RMU 22kV , TOUCH PROOF KIT Type, VVVV, CABLE : 1RX3CX400SQ.MM HT CABLE.
14243 | RTD SENSOR FOR TEMPERATURE SCANNER, PT 100 3 WIRE SIMPLEX ASSY, 6mm x 25mm LONG, WITH 2 Mtr LONG PTFE WIRE | RELAY | SWITCHGEAR | RTD SENSOR PT 100 3 WIRE 2MTR | REPUTED | _ | NA | Nos | None | Inventory | RTD SENSOR FOR TEMPERATURE SCANNER, PT 100 3 WIRE SIMPLEX ASSY, 6mm x 25mm LONG, WITH 2 Mtr LONG PTFE WIRE
14244 | RTD SENSOR FOR TEMPERATURE SCANNER, PT 100 3 WIRE SIMPLEX ASSY, 6mm x 25mm LONG, WITH 3Mtr LONG PTFE WIRE | RELAY | SWITCHGEAR | RTD-SENSOR-PT-100-3-WIRE-3MTR | REPUTED | _ | NA | Nos |  | Inventory | RTD SENSOR FOR TEMPERATURE SCANNER, PT 100 3 WIRE SIMPLEX ASSY, 6mm x 25mm LONG, WITH 3Mtr LONG PTFE WIRE
14245 | RTD SENSOR FOR TEMPERATURE SCANNER, PT 100 3 WIRE SIMPLEX ASSY, 6mm x 25mm LONG, WITH 5Mtr LONG PTFE WIRE | RELAY | SWITCHGEAR | RTD-SENSOR-PT-100-3-WIRE-5MTR | REPUTED | _ | NA | Nos |  | Inventory | RTD SENSOR FOR TEMPERATURE SCANNER, PT 100 3 WIRE SIMPLEX ASSY, 6mm x 25mm LONG, WITH 5Mtr LONG PTFE WIRE
14465 | TYPE: SEL 751, FEEDER PROTECTION RELAY, ORDERING CODE:-751401A1A0X70850100 FUNCTIONS: (51+51N+50+50N+27+59+32+67+67N+59N+81O+81U+81R+78+27R), NON-DRAWOUT, FLUSH MOUNTING, CONTACTS : 4 BI + 4 BO, AUX. VOLTAGE: 110V DC, In: 5A. WITH RS485 PORT, MODBUS PROTOCOL.: MAKE : SEL | RELAY | SWITCHGEAR | SEL-751 | REPUTED | _ | NA | Nos |  | Inventory | TYPE: SEL 751, FEEDER PROTECTION RELAY, ORDERING CODE:-751401A1A0X70850100 FUNCTIONS: (51+51N+50+50N+27+59+32+67+67N+59N+81O+81U+81R+78+27R), NON-DRAWOUT, FLUSH MOUNTING, CONTACTS : 4 BI + 4 BO, AUX. VOLTAGE: 110V DC, In: 5A. WITH RS485 PORT, MODBUS PROTOCOL.: MAKE : SEL
14530 | SHORTING LINK | FUSE | SWITCHGEAR | SHORTING_LINK | REPUTED | - | NA | Nos |  | Inventory | SHORTING LINK
14608 | NUTRAL LINK | FUSE | SWITCHGEAR | SK00236 | REPUTED | _ | NA | Nos | None | Inventory | NUTRAL LINK
14829 | SOLENOID COIL, SUTAIBLE FOR AUX. VOLTAGE: 110V DC, generally used for panel interlock. | COILS | SWITCHGEAR | SOLENOID-COIL-110VDC-SMALL-SIZE | REPUTED | - | - | Nos. |  | Inventory | SOLENOID COIL, SUTAIBLE FOR AUX. VOLTAGE: 110V DC, generally used for panel interlock.
14830 | SOLENOID COIL, SUTAIBLE FOR AUX. VOLTAGE: 220V DC, generally used for earthing truck. | COILS | SWITCHGEAR | SOLENOID-COIL-220VDC-LARGE-SIZE | REPUTED | - | - | Nos. |  | Inventory | SOLENOID COIL, SUTAIBLE FOR AUX. VOLTAGE: 220V DC, generally used for earthing truck.
14831 | SOLENOID COIL, SUTAIBLE FOR AUX. VOLTAGE: 230V AC, generally used for earthing truck. | COILS | SWITCHGEAR | SOLENOID-COIL-230VAC-LARGE-SIZE | REPUTED | - | - | Nos. |  | Inventory | SOLENOID COIL, SUTAIBLE FOR AUX. VOLTAGE: 230V AC, generally used for earthing truck.
14832 | SOLENOID COIL, SUTAIBLE FOR AUX. VOLTAGE: 230V AC, generally used for panel interlock. | COILS | SWITCHGEAR | SOLENOID-COIL-230VAC-SMALL-SIZE | REPUTED | - | - | Nos. |  | Inventory | SOLENOID COIL, SUTAIBLE FOR AUX. VOLTAGE: 230V AC, generally used for panel interlock.
14833 | SOLENOID COIL, SUTAIBLE FOR AUX. VOLTAGE: 230V DC, generally used for earthing truck. | COILS | SWITCHGEAR | SOLENOID-COIL-230VDC-LARGE-SIZE | REPUTED | - | - | Nos. |  | Inventory | SOLENOID COIL, SUTAIBLE FOR AUX. VOLTAGE: 230V DC, generally used for earthing truck.
15381 | CONTROL VOLTAGE STABILIZER, 5KVA/3PH, INPUT VOLTAGE: 295V to 470V, 3Phase, 4Wire, 50Hz, Unbalance, Output: 400V, 3Ph, 4Wire, 50Hz, Balance, | RELAY | SWITCHGEAR | STABILIZER 5KVA/3PH. | REPUTED | _ | NA | Nos | None | Inventory | CONTROL VOLTAGE STABILIZER, 5KVA/3PH, INPUT VOLTAGE: 295V to 470V, 3Phase, 4Wire, 50Hz, Unbalance, Output: 400V, 3Ph, 4Wire, 50Hz, Balance,
15506 | SURFACE BOX - REGULAR | Indus Socket | SWITCHGEAR | SURFACE_BOX | REPUTED | - | - | Nos. |  | Inventory | SURFACE BOX - REGULAR
15613 | TRANSFORMER RAIL 90 pounds as per BS No. 90 R - Length 13.8m... | TRANSFORMER | SWITCHGEAR | TRANSFORMER-RAIL-90-LENGTH-13.8M | REPUTED | - | - | KGS |  | Inventory | TRANSFORMER RAIL 90 pounds as per BS No. 90 R - Length 13.8m...
15614 | TRANSFORMER, FUNDATION BOLTS M20. | faundtion Bolts | SWITCHGEAR | TRANSFORMER_BOLTS_M20 | REPUTED | - | - | Nos. |  | Inventory | TRANSFORMER, FUNDATION BOLTS M20.
15615 | TRANSFORMER FUNDATION BOLTS M24. | fundation bolt | SWITCHGEAR | TRANSFORMER_BOLTS_M24 | REPUTED | - | - | Nos. |  | Inventory | TRANSFORMER FUNDATION BOLTS M24.
15616 | TRANSFORMER RAIL 90 pounds as per BS No. 90 R - Length 13.8m. | TRANSFORMER | SWITCHGEAR | TRANSFORMER_RAIL_90 | REPUTED | - | - | Nos. |  | Inventory | TRANSFORMER RAIL 90 pounds as per BS No. 90 R - Length 13.8m.
16552 | STABILISING RESISTOR, VARIABLE TYPE, RATING: 1KOHM, 200WATTS. | RESISTOR | SWITCHGEAR | WWR–3K3-VAR-100W | REPUTED | - | - | Nos. |  | Inventory | STABILISING RESISTOR, VARIABLE TYPE, RATING: 1KOHM, 200WATTS.
7818 | 8 Square Fan FREQ: 50Hz. 110V AC | FAN | SWITCHGEAR | EX.FAN-8 | REXNORD | _ | NA | Nos |  | Inventory | 8 Square Fan FREQ: 50Hz. 110V AC
14042 | 6" Fan, Aux Voltage 230VAC | FAN | SWITCHGEAR | REC21725-A2W-6-230V-FAN | REXNORD | _ | NA | Nos |  | Inventory | 6" Fan, Aux Voltage 230VAC
14043 | Rexnord make 6" Fan, Aux Voltage : 110V AC | FAN | SWITCHGEAR | REC21725-B1-6-110V-FAN | REXNORD | _ | NA | Nos |  | Inventory | Rexnord make 6" Fan, Aux Voltage : 110V AC
14044 | 4'' Fan, Aux Voltage 230VAC | FAN | SWITCHGEAR | REC22038-A2-T-4-230V-FAN | REXNORD | _ | NA | Nos |  | Inventory | 4'' Fan, Aux Voltage 230VAC
14045 | COOLING FAN (EXHAUST FAN),8 INCH,SUTAIBLE AUX VOLTAGE : 230V AC. | FAN | SWITCHGEAR | REC22060-SB2W | REXNORD | - | - | Nos. |  | Inventory | COOLING FAN (EXHAUST FAN),8 INCH,SUTAIBLE AUX VOLTAGE : 230V AC.
14046 | 8" Fan, Aux Voltage 230VAC, Ball Bearing, Impellor - Metal | FAN | SWITCHGEAR | REC22580-B2-MB-8-230V-FAN | REXNORD | _ | NA | Nos |  | Inventory | 8" Fan, Aux Voltage 230VAC, Ball Bearing, Impellor - Metal
14047 | 10" Fan, Aux Voltage 230VAC, Ball Bearing, Impellor - Metal | FAN | SWITCHGEAR | REC28080-B2-MB-10-230V-FAN | REXNORD | _ | NA | Nos |  | Inventory | 10" Fan, Aux Voltage 230VAC, Ball Bearing, Impellor - Metal
4178 | VOLTAGE TRANSDUCER, SINGLE PHASE, ACC. CLASS - 0.5, PTR : 132 KV/110V, AUX VOLTAGE - 110VDC, ANALOG OUTPUT 4-20MA., WITH DUAL OUTPUT | TRANSDUCER | SWITCHGEAR | AE-TR-1PH-110VDC-132KV/110V-0.5 | RISHABH | - | - | Nos. |  | Inventory | VOLTAGE TRANSDUCER, SINGLE PHASE, ACC. CLASS - 0.5, PTR : 132 KV/110V, AUX VOLTAGE - 110VDC, ANALOG OUTPUT 4-20MA., WITH DUAL OUTPUT
4179 | CURRENT TRANSDUCER, 1-PHASE, ACC. CLASS-0.5, CTR : 150-300/1A, AUX VOLTAGE - 100VDC, ANALOG OUTPUT 4.20MA., WITH DUAL OUTPUT | TRANSDUCER | SWITCHGEAR | AE-TR-1PH-110VDC-150-300/1A-0.5 | RISHABH | - | - | Nos. |  | Inventory | CURRENT TRANSDUCER, 1-PHASE, ACC. CLASS-0.5, CTR : 150-300/1A, AUX VOLTAGE - 100VDC, ANALOG OUTPUT 4.20MA., WITH DUAL OUTPUT
4180 | VOLTAGE TRANSDUCER, SINGLE PHASE, ACC. CLASS-0.2, PTR: 33KV/110V, AUX VOLTAGE-220V DC, ANALOG OUTPUT 4-20mA., WITH SINGLE OUTPUT. | TRANSDUCER | SWITCHGEAR | AE-TR-1PH-220VDC-33KV/110V-0.2S | RISHABH | - | - | Nos. |  | Inventory | VOLTAGE TRANSDUCER, SINGLE PHASE, ACC. CLASS-0.2, PTR: 33KV/110V, AUX VOLTAGE-220V DC, ANALOG OUTPUT 4-20mA., WITH SINGLE OUTPUT.
4181 | CURRENT TRANSDUCER, SINGLE PHASE, ACC. CLASS-0.2S, CTR: 60/1A, AUX VOLTAGE-220V DC, ANALOG OUTPUT 4-20mA., WITH SINGLE OUTPUT. | TRANSDUCER | SWITCHGEAR | AE-TR-1PH-220VDC-60/1A-0.2S | RISHABH | - | - | Nos. |  | Inventory | CURRENT TRANSDUCER, SINGLE PHASE, ACC. CLASS-0.2S, CTR: 60/1A, AUX VOLTAGE-220V DC, ANALOG OUTPUT 4-20mA., WITH SINGLE OUTPUT.
4194 | FREQUENCY TRANSDUCER, SINGLE PHASE, ACC. CLASS - 0.5, PTR : 132 KV/110V, AUX VOLTAGE - 110VDC, ANALOG OUTPUT 4-20MA., WITH DUAL OUTPUT | TRANSDUCER | SWITCHGEAR | AE-TR-FQ-1PH-110VDC-132KV/110V-0.5 | RISHABH | - | - | Nos. |  | Inventory | FREQUENCY TRANSDUCER, SINGLE PHASE, ACC. CLASS - 0.5, PTR : 132 KV/110V, AUX VOLTAGE - 110VDC, ANALOG OUTPUT 4-20MA., WITH DUAL OUTPUT
4195 | MVAR TRANSDUCER, SINGLE PHASE, ACC. CLASS - 0.5, PTR : 132 KV/110V, AUX VOLTAGE - 110VDC, ANALOG OUTPUT 4-20MA., WITH DUAL OUTPUT | TRANSDUCER | SWITCHGEAR | AE-TR-MVAR-1PH-110VDC-132KV/110V-0.5 | RISHABH | - | - | Nos. |  | Inventory | MVAR TRANSDUCER, SINGLE PHASE, ACC. CLASS - 0.5, PTR : 132 KV/110V, AUX VOLTAGE - 110VDC, ANALOG OUTPUT 4-20MA., WITH DUAL OUTPUT
4196 | MW TRANSDUCER, SINGLE PHASE, ACC. CLASS - 0.5, PTR : 132 KV/110V, AUX VOLTAGE - 110VDC, ANALOG OUTPUT 4-20MA., WITH DUAL OUTPUT | TRANSDUCER | SWITCHGEAR | AE-TR-MW-1PH-110VDC-132KV/110V-0.5 | RISHABH | - | - | Nos. |  | Inventory | MW TRANSDUCER, SINGLE PHASE, ACC. CLASS - 0.5, PTR : 132 KV/110V, AUX VOLTAGE - 110VDC, ANALOG OUTPUT 4-20MA., WITH DUAL OUTPUT
4385 | ALCT 60A AC/DC, LEAKAGE TESTER | METER | SWITCHGEAR | ALCT-60A-AC/DC | RISHABH | _ | NA | Nos |  | Non Inventory | ALCT 60A AC/DC, LEAKAGE TESTER
4386 | ALCT 66A AC, LEAKAGE TESTER | METER | SWITCHGEAR | ALCT-66A-AC | RISHABH | _ | NA | Nos |  | Non Inventory | ALCT 66A AC, LEAKAGE TESTER
6480 | DIGITAL POWER FACTOR METER, 3 PHASE, 4 WIRE, INPUT VOLTAGE: 110V AC, INPUT CURRENT:5A, AUX. VOLTAGE: 110V AC, 11mm digit heigt, | METER | SWITCHGEAR | DPM-PF-4-110-5-L-11 | RISHABH | _ | NA | Nos | None | Inventory | DIGITAL POWER FACTOR METER, 3 PHASE, 4 WIRE, INPUT VOLTAGE: 110V AC, INPUT CURRENT:5A, AUX. VOLTAGE: 110V AC, 11mm digit heigt,
10672 | 3440i type, class 1 with 1 relay output & 2 analog output , RS-485 port | METER | SWITCHGEAR | MFM-3440I | RISHABH | _ | NA | Nos |  | Inventory | 3440i type, class 1 with 1 relay output & 2 analog output , RS-485 port
10999 | MULTIMETER TEST LEAD | METER | SWITCHGEAR | MULTIMETER-TEST-LEAD | RISHABH | _ | NA | Nos |  | Non Inventory | MULTIMETER TEST LEAD
11944 | ND20, CL.0.5, 1A, Aux. 110V AC/DC, Size : 96x96, With RS-485 Port Protocol, | METER | SWITCHGEAR | ND20 | RISHABH | _ | NA | Nos | None | Inventory | ND20, CL.0.5, 1A, Aux. 110V AC/DC, Size : 96x96, With RS-485 Port Protocol,
11945 | ND30, CL.0.5, 1A, Aux. 110V AC/DC, Size : 96x96, With RS-485 Port Protocol, | METER | SWITCHGEAR | ND30 | RISHABH | _ | NA | Nos | None | Inventory | ND30, CL.0.5, 1A, Aux. 110V AC/DC, Size : 96x96, With RS-485 Port Protocol,
12600 | KW Tranducer 3Ph, 4Wire, unbalanced load, CL. 1.0, Aux. 110V DC, 1A, PTR: 11kV/110V AC, output - 0-20mA. | METER | SWITCHGEAR | POWER - KW TRANDUCER | RISHABH | _ | NA | Nos | None | Inventory | KW Tranducer 3Ph, 4Wire, unbalanced load, CL. 1.0, Aux. 110V DC, 1A, PTR: 11kV/110V AC, output - 0-20mA.
14157 | ANALOG AMMETER, 0-240DEG, SIZE: 96X96 | METER | SWITCHGEAR | RI-AN-AM-1.0-240D | RISHABH | _ | NA | Nos | None | Inventory | ANALOG AMMETER, 0-240DEG, SIZE: 96X96
14158 | ANALOG AMMETER, 0-90DEG, SIZE: 96X96; CLASS:1.0; RANGE- 0-125A; | METER | SWITCHGEAR | RI-AN-AM-1.0-90D-125/1A | RISHABH | _ | NA | Nos |  | Inventory | ANALOG AMMETER, 0-90DEG, SIZE: 96X96; CLASS:1.0; RANGE- 0-125A;
14159 | ANALOG AMMETER, 0-90DEG, SIZE: 96X96; CLASS:1.0; RANGE- 0-200A; CTR: 200/1A | METER | SWITCHGEAR | RI-AN-AM-1.0-90D-200/1A | RISHABH | _ | NA | Nos |  | Inventory | ANALOG AMMETER, 0-90DEG, SIZE: 96X96; CLASS:1.0; RANGE- 0-200A; CTR: 200/1A
14160 | ANALOG AMMETER, 0-90DEG, SIZE: 96X96; CLASS:1.0; RANGE- 0-400A; CTR: 400/1A | METER | SWITCHGEAR | RI-AN-AM-1.0-90D-400/1A | RISHABH | _ | NA | Nos |  | Inventory | ANALOG AMMETER, 0-90DEG, SIZE: 96X96; CLASS:1.0; RANGE- 0-400A; CTR: 400/1A
14161 | ANALOG AMMETER, 0-90DEG, SIZE: 96X96; CLASS:1.0; RANGE- 0-50A;CTR-50/1A. | METER | SWITCHGEAR | RI-AN-AM-1.0-90D-50/1A | RISHABH | _ | NA | Nos |  | Inventory | ANALOG AMMETER, 0-90DEG, SIZE: 96X96; CLASS:1.0; RANGE- 0-50A;CTR-50/1A.
14162 | ANALOG AMMETER, 0-90DEG, SIZE: 96X96; CLASS:1.0; RANGE- 0-75A;CTR-75/1A. | METER | SWITCHGEAR | RI-AN-AM-1.0-90D-75/1A | RISHABH | _ | NA | Nos |  | Inventory | ANALOG AMMETER, 0-90DEG, SIZE: 96X96; CLASS:1.0; RANGE- 0-75A;CTR-75/1A.
14163 | ANALOG AMMETER DIAL | METER | SWITCHGEAR | RI-AN-AMMETER- DIAL | RISHABH | _ | NA | Nos | None | Inventory | ANALOG AMMETER DIAL
14164 | ANALOG VOLTMETER, 90DEG, SIZE: 96X96, Scale : 0-12kV; PTR: 11KV/110VAC | METER | SWITCHGEAR | RI-AN-VM-11KV/110V-1.0-90D | RISHABH | _ | NA | Nos |  | Inventory | ANALOG VOLTMETER, 90DEG, SIZE: 96X96, Scale : 0-12kV; PTR: 11KV/110VAC
14165 | ANALOG VOLTMETER, 90DEG, SIZE: 96X96, Scale : 0-30kV | METER | SWITCHGEAR | RI-AN-VM-24KV-1.0-90D | RISHABH | _ | NA | Nos | None | Inventory | ANALOG VOLTMETER, 90DEG, SIZE: 96X96, Scale : 0-30kV
14166 | ANALOG VOLTMETER FOR DIRECT READING, 90DEG, SIZE: 96X96, CL: 1.0, RANGE: 0-24V DC, | METER | SWITCHGEAR | RI-AN-VM-33KV-1.0-90D-DIR-REA | RISHABH | _ | NA | Nos | None | Inventory | ANALOG VOLTMETER FOR DIRECT READING, 90DEG, SIZE: 96X96, CL: 1.0, RANGE: 0-24V DC,
14167 | ANALOG VOLTMETER, 90DEG, SIZE: 96X96, Scale : 0-36kV; PTR: 33KV/110VAC, CLASS:1. | METER | SWITCHGEAR | RI-AN-VM-33KV/110V-1.0-90D | RISHABH | _ | NA | Nos |  | Inventory | ANALOG VOLTMETER, 90DEG, SIZE: 96X96, Scale : 0-36kV; PTR: 33KV/110VAC, CLASS:1.
14168 | ANALOG VOLTMETER, 0-240 DEG, SIZE: 96X96, | METER | SWITCHGEAR | RI-AN-VM-4.2KV-1.0-240D | RISHABH | _ | NA | Nos | None | Inventory | ANALOG VOLTMETER, 0-240 DEG, SIZE: 96X96,
14169 | ANALOG VOLTMETER,CL-1.5, 0-90 DEG, SIZE: 96X96, | METER | SWITCHGEAR | RI-AN-VM-500V-1.5-90D | RISHABH | _ | NA | Nos |  | Inventory | ANALOG VOLTMETER,CL-1.5, 0-90 DEG, SIZE: 96X96,
14170 | Type: PQM , Power Quality Meter, Cl. 0.5, Aux. Voltage: 110V AC, Size 96x96mm, | METER | SWITCHGEAR | RI-PQM | RISHABH | _ | NA | Nos | None | Inventory | Type: PQM , Power Quality Meter, Cl. 0.5, Aux. Voltage: 110V AC, Size 96x96mm,
14171 | KILO WATT TRANSDUCER, 3-PHASE, 4-WIRE, MODEL: RISH CON-P WITH DISPLAY, INPUT: 110V AC, CTR: 200/5A, ACCURACY CLASS: 0.5, OUTPUT: 4-20mA, SINGLE OUTPUT PROGRAMMABLE, AUXILIARY SUPPLY: 110V DC | TRANSDUCER | SWITCHGEAR | RI-TR-3PH-4WIRE-KW-22KV/110V-200/5A-0.5 | RISHABH | - | - | Nos. |  | Inventory | KILO WATT TRANSDUCER, 3-PHASE, 4-WIRE, MODEL: RISH CON-P WITH DISPLAY, INPUT: 110V AC, PTR: 22KV/110VAC; CTR: 200/5A, ACCURACY CLASS: 0.5, OUTPUT: 4-20mA, SINGLE OUTPUT PROGRAMMABLE, AUXILIARY SUPPLY: 110V DC
14172 | KW TRANSDUCER, 3 PHASE, 4 WIRE, 3 ELEMENT, CTR: 100/1A, PTR: 6.6kV/110V, ACC. CLASS: 1.0, OUTPUT: 0-20mA | TRANSDUCER | SWITCHGEAR | RI-TR-3PH-4WIRE-KW-6.6KV/110V-100/1A-1.0 | RISHABH | - | - | Nos. |  | Inventory | KW TRANSDUCER, 3 PHASE, 4 WIRE, 3 ELEMENT, CTR: 100/1A, PTR: 6.6kV/110V, ACC. CLASS: 1.0, OUTPUT: 0-20mA
14173 | KW TRANSDUCER, 3 PHASE, 4 WIRE, 3 ELEMENT, CTR: 30/1A, PTR: 6.6kV/110V, ACC. CLASS: 1.0, OUTPUT: 0-20mA | TRANSDUCER | SWITCHGEAR | RI-TR-3PH-4WIRE-KW-6.6KV/110V-30/1A-1.0 | RISHABH | - | - | Nos. |  | Inventory | KW TRANSDUCER, 3 PHASE, 4 WIRE, 3 ELEMENT, CTR: 30/1A, PTR: 6.6kV/110V, ACC. CLASS: 1.0, OUTPUT: 0-20mA
14174 | SINGLE PHASE CURRENT TRANSDUCER, SELF POWERED,CTR: 100/1A, ACC CLASS : 1.0, OUTPUT : 0-20mA | METER | SWITCHGEAR | RI-TR-AM-1.0 | RISHABH | _ | NA | Nos |  | Inventory | SINGLE PHASE CURRENT TRANSDUCER, SELF POWERED,CTR: 100/1A, ACC CLASS : 1.0, OUTPUT : 0-20mA
14175 | SINGLE PHASE CURRENT TRANSDUCER, SELF POWERED,CTR: 30/1A, ACC CLASS : 1.0, OUTPUT : 0-20mA | METER | SWITCHGEAR | RI-TR-AM-1.0-30A | RISHABH | _ | NA | Nos |  | Inventory | SINGLE PHASE CURRENT TRANSDUCER, SELF POWERED,CTR: 30/1A, ACC CLASS : 1.0, OUTPUT : 0-20mA
14177 | DIGITAL FREQUENCY METER, Cut out size: 96mmX96mm, Aux. voltage:40-300V AC/DC, | METER | SWITCHGEAR | RISH DPM HZ-HA-96 | RISHABH | _ | NA | Nos | None | Inventory | DIGITAL FREQUENCY METER, Cut out size: 96mmX96mm, Aux. voltage:40-300V AC/DC,
14178 | Digital Ammeter, CL- 0.5, 48X96mm, 3PH Model: Rish Eine 3A , | METER | SWITCHGEAR | RISH EINE 3A | RISHABH | _ | NA | Nos | None | Inventory | Digital Ammeter, CL- 0.5, 48X96mm, 3PH Model: Rish Eine 3A ,
14179 | Digital Ammeter, CL- 0.5, 96X96mm, 3PH Model: Rish Eine 3A , | METER | SWITCHGEAR | RISH EINE 3A CL-0.5 | RISHABH | _ | NA | Nos | None | Inventory | Digital Ammeter, CL- 0.5, 96X96mm, 3PH Model: Rish Eine 3A ,
14180 | Digital Ammeter, CL- 1.0, 96X96mm, 3PH Model: Rish Eine 3A , | METER | SWITCHGEAR | RISH EINE 3A CL-1 | RISHABH | _ | NA | Nos | None | Inventory | Digital Ammeter, CL- 1.0, 96X96mm, 3PH Model: Rish Eine 3A ,
14181 | Digital Voltmeter, CL- 1.0, 48X96mm, 3PH Model: Rish Eine 3A , | METER | SWITCHGEAR | RISH EINE 3A CL-1 48X96 | RISHABH | _ | NA | Nos | None | Inventory | Digital Voltmeter, CL- 1.0, 48X96mm, 3PH Model: Rish Eine 3A ,
14182 | Digital Volt Meter, CL- 0.5, 48X96mm, 3PH Model: Rish Eine 3V with class 0.5 , | METER | SWITCHGEAR | RISH EINE 3V | RISHABH | _ | NA | Nos | None | Inventory | Digital Volt Meter, CL- 0.5, 48X96mm, 3PH Model: Rish Eine 3V with class 0.5 ,
14183 | Digital Voltmeter, CL- 0.5, 96X96mm, 3PH Model: Rish Eine 3A , | METER | SWITCHGEAR | RISH EINE 3V CL-0.5 | RISHABH | _ | NA | Nos | None | Inventory | Digital Voltmeter, CL- 0.5, 96X96mm, 3PH Model: Rish Eine 3A ,
14184 | Digital Voltmeter, CL- 1.0, 96X96mm, 3PH Model: Rish Eine 3V , | METER | SWITCHGEAR | RISH EINE 3V CL-1 | RISHABH | _ | NA | Nos | None | Inventory | Digital Voltmeter, CL- 1.0, 96X96mm, 3PH Model: Rish Eine 3V ,
14185 | Digital Voltmeter, CL- 1.0, 48X96mm, 3PH Model: Rish Eine 3V , | METER | SWITCHGEAR | RISH EINE 3V CL-1 48X96 | RISHABH | _ | NA | Nos | None | Inventory | Digital Voltmeter, CL- 1.0, 48X96mm, 3PH Model: Rish Eine 3V ,
14186 | Digital Ammeter, CL- 0.5, 48X96mm, 1PH Model: Rish Eine A , | METER | SWITCHGEAR | RISH EINE A | RISHABH | _ | NA | Nos | None | Inventory | Digital Ammeter, CL- 0.5, 48X96mm, 1PH Model: Rish Eine A ,
14187 | Digital Ammeter, CL- 0.5, 96X96mm, 1PH Model: Rish Eine A , | METER | SWITCHGEAR | RISH EINE A-96X96 | RISHABH | _ | NA | Nos | None | Inventory | Digital Ammeter, CL- 0.5, 96X96mm, 1PH Model: Rish Eine A ,
14188 | Digital Volt Meter, CL- 0.5, 48X96mm, 1PH Model: Rish Eine V with , | METER | SWITCHGEAR | RISH EINE V | RISHABH | _ | NA | Nos | None | Inventory | Digital Volt Meter, CL- 0.5, 48X96mm, 1PH Model: Rish Eine V with ,
14189 | Digital Voltmeter, CL- 0.5, 96X96mm, 1PH Model: Rish Eine A , | METER | SWITCHGEAR | RISH-EINE-V-96X96 | RISHABH | _ | NA | Nos | None | Inventory | Digital Voltmeter, CL- 0.5, 96X96mm, 1PH Model: Rish Eine A ,
14190 | METER | METER | SWITCHGEAR | RISH EM 3425 CLASS 0.2 | RISHABH | _ | NA | Nos | None | Inventory | METER
14191 | KWH METER | METER | SWITCHGEAR | RISH EM 3490 CLASS 0.2 | RISHABH | _ | NA | Nos | None | Inventory | KWH METER
14192 | MULTIFUNCTION METER, 0.5 CLASS, RS-485 PORT, AUX VOLATGE - 125V DC | METER | SWITCHGEAR | RISH-3430-0.5-RS485 | RISHABH | _ | NA | Nos |  | Inventory | MULTIFUNCTION METER, 0.5 CLASS, RS-485 PORT, AUX VOLATGE - 125V DC
14193 | "DIGITAL MULTIFUNCTION METER, 3 PHASE, 4 WIRE, 3 ELEMENT,MODEL: RISH MASTER 3440,WITH ANALOG OUTPUT, CTR / PTR : PROGRAMMABLE TYPE, ACC. CLASS : 0.5, AUX. VOLTAGE : 110V AC, SIZE : 96mmx96mm.WITH RS-485 PORT." : RISHABH | METER | SWITCHGEAR | RISH-3440-CLASS-0.5 | RISHABH | _ | NA | Nos |  | Inventory | "DIGITAL MULTIFUNCTION METER, 3 PHASE, 4 WIRE, 3 ELEMENT,MODEL: RISH MASTER 3440,WITH ANALOG OUTPUT, CTR / PTR : PROGRAMMABLE TYPE, ACC. CLASS : 0.5, AUX. VOLTAGE : 110V AC, SIZE : 96mmx96mm.WITH RS-485 PORT." : RISHABH
14194 | Digital Ammeter, CL- 1.0, 96X96mm, 1 PH Model: Rish Eine A , | METER | SWITCHGEAR | RISH-EINE-A-CL-1 | RISHABH | _ | NA | Nos |  | Inventory | Digital Ammeter, CL- 1.0, 96X96mm, 1 PH Model: Rish Eine A ,
14051 | RED INSULATION TAPE | INSULATION TAPE | WIRE & ACCESSORIES | RED-TAPE | ANCHOR | _ | NA | Nos | None | Inventory | RED INSULATION TAPE
14195 | MULTIFUNCTION METER, 0.2S CLASS, RS-485 PORT | METER | SWITCHGEAR | RISH-LM1350-0.2S | RISHABH | _ | NA | Nos | None | Inventory | MULTIFUNCTION METER, 0.2S CLASS, RS-485 PORT
14053 | REDOXIDE | PAINT | ACCESSORIES | REDOXIDE | REPUTED | - | - | LTRS |  | Inventory | REDOXIDE
14196 | MULTIFUNCTION METER, 0.5S CLASS, RS-485 PORT | METER | SWITCHGEAR | RISH-LM1350-0.5S | RISHABH | _ | NA | Nos | None | Inventory | MULTIFUNCTION METER, 0.5S CLASS, RS-485 PORT
14197 | RISH-MFM METER : Rish Delta Energy + RS 485 port + Accuracy 1% | METER | SWITCHGEAR | RISH-MFM METER | RISHABH | _ | NA | Nos | None | Inventory | RISH-MFM METER : Rish Delta Energy + RS 485 port + Accuracy 1%
14198 | MULTIFUNCTION TRANSDUCER(AMPERE, KW, KVAR, FREQ.. VOLT), 3 PHASE, 4 WIRE, 3 ELEMENTS, ACC CLASS-1.0, AUX. VOLTAGE: 110V AC, ANALOG OUTPUT:4-20mA | TRANSDUCER | SWITCHGEAR | RISH-MULTI-TRANS-M24 | RISHABH | - | - | Nos |  | Inventory | MULTIFUNCTION TRANSDUCER,3 PHASE, 4 WIRE, 3 ELEMENTS, ACC CLASS-1.0,ANALOG OUTPUT:4-20mA
14199 | MEGAWATT METER, CL:1.0 | METER | SWITCHGEAR | RISH-MW-METER-1.0 | RISHABH | _ | NA | Nos | None | Inventory | MEGAWATT METER, CL:1.0
14200 | DIGITALVAF METER, Cut out size: 96mmX96mm, Aux. voltage:110V AC/DC, | METER | SWITCHGEAR | RISH-OPTIMA-VAF | RISHABH | - | - | Nos. |  | Inventory | DIGITALVAF METER, Cut out size: 96mmX96mm, Aux. voltage:110V AC/DC,
14201 | TAP POSITION TRANSDUCER, SPECIFICATION AS PER THE SR. NO. - 1612008223 | TRANSDUCER | SWITCHGEAR | RISH-RISHCON-TPT | RISHABH | - | - | Nos |  | Inventory | TAP POSITION TRANSDUCER, SPECIFICATION AS PER THE SR. NO. - 1612008223
14202 | Digital Ammeter, CL- 0.5, 96X48mm, 3PH Model: Rish Eine 3A , | METER | SWITCHGEAR | RISH_EINE_3A_CL-0.5_96X48 | RISHABH | _ | NA | Nos |  | Inventory | Digital Ammeter, CL- 0.5, 96X48mm, 3PH Model: Rish Eine 3A ,
14203 | Digital Voltmeter, CL- 0.5, 96X48mm, 3PH Model: Rish Eine 3A , | METER | SWITCHGEAR | RISH_EINE_3V_CL-0.5_96X48 | RISHABH | _ | NA | Nos |  | Inventory | Digital Voltmeter, CL- 0.5, 96X48mm, 3PH Model: Rish Eine 3A ,
14241 | REVERSE POWER RELAY-RISHABH MAKE | RELAY | SWITCHGEAR | RPR-RISH-256-PAS | RISHABH | _ | NA | Nos |  | Inventory | REVERSE POWER RELAY-RISHABH MAKE
16569 | FREQUENCY METER, Cut out size: 96mmX96mm, Measuring range: 45Hz-50Hz-55Hz, Scale range:0-240 deg, Rated voltage:110V AC, | METER | SWITCHGEAR | ZL-96-45-50-55-110V AC | RISHABH | _ | NA | Nos | None | Inventory | FREQUENCY METER, Cut out size: 96mmX96mm, Measuring range: 45Hz-50Hz-55Hz, Scale range:0-240 deg, Rated voltage:110V AC,
16571 | ANALOG FREQUENCY METER, Cut out size: 96mmX96mm, Measuring range: 45Hz-50Hz-55Hz, Scale range:0-90 deg, Rated voltage:110V AC, | METER | SWITCHGEAR | ZQ-96-45-50-55HZ-110V | RISHABH | _ | NA | Nos | None | Inventory | ANALOG FREQUENCY METER, Cut out size: 96mmX96mm, Measuring range: 45Hz-50Hz-55Hz, Scale range:0-90 deg, Rated voltage:110V AC,
2767 | FINE FILTER MAT, PACK OF 5NOS | FAN | SWITCHGEAR | 3182.1 | RITTAL | _ | NA | Nos |  | Inventory | FINE FILTER MAT, PACK OF 5NOS
14632 | COOLING FAN, Size-224*224mm, AIR THROUGHPUT M3/H-180/160. | FAN | SWITCHGEAR | SK3324.107 | RITTAL | _ | NA | Nos |  | Inventory | COOLING FAN, Size-224*224mm, AIR THROUGHPUT M3/H-180/160.
14633 | FILTER, Size-224*224mm | FAN | SWITCHGEAR | SK3325.207 | RITTAL | _ | NA | Nos |  | Inventory | FILTER, Size-224*224mm
3607 | 10A ROTARY CAM SWITCH 2 POLE 2 WAY W/O OFF SELECTOR SWITCH, MAKE- SALZER, 60 DEGREE ROTATION | SWITCH | SWITCHGEAR | 60178-10A | SALZER | 10A | - | Nos |  | Inventory | 10A ROTARY CAM SWITCH 2 POLE 2 WAY W/O OFF SELECTOR SWITCH, MAKE- SALZER, 60 DEGREE ROTATION
3609 | 10A ROTARY CAM SWITCH 2 POLE 2 WAY W/O OFF SELECTOR SWITCH, MAKE- SALZER | SWITCH | SWITCHGEAR | 61038-10A | SALZER | 10A | - | Nos |  | Inventory | 10A ROTARY CAM SWITCH 2 POLE 2 WAY W/O OFF SELECTOR SWITCH, MAKE- SALZER
3611 | LOCAL REMOTE SWITCH, 25A 250V DC, 4 POLE 2WAY NO OFF + B90 | SWITCH | SWITCHGEAR | 61040DEB90PGBB | SALZER | 25A | - | Nos |  | Inventory | LOCAL REMOTE SWITCH, 25A 250V DC, 4 POLE 2WAY NO OFF + B90
3616 | AMMETER SELECTOR SWITCH, MAKE- SALZER | SWITCH | SWITCHGEAR | 61325SBB13TDYR | SALZER | 10A | - | Nos |  | Inventory | AMMETER SELECTOR SWITCH, MAKE- SALZER
6621 | 32A TP EB Manual Changeover Switch with Rear mounting, Yellow Front Plate and Red ball grip handle, size-64x64mm, Aux supply-690V | SWITCH | SWITCHGEAR | EBF31153MB42BGYR | SALZER | 32A | - | Nos |  | Inventory | 32A TP EB Manual Changeover Switch with Rear mounting, Yellow Front Plate and Red ball grip handle, size-64x64mm, Aux supply-690V
6624 | 63A FP EB Manual Changeover Switch with Rear mounting, Yellow Front Plate and Red ball grip handle, size-64x64mm | SWITCH | SWITCHGEAR | EBX31154MB42BGYR-63A | SALZER | 63A | - | Nos |  | Inventory | 63A FP EB Manual Changeover Switch with Rear mounting, Yellow Front Plate and Red ball grip handle, size-64x64mm
8631 | 16 A,400 V, 5 PIN (3P+N+E) , IP-67 PANEL MOUNTED ANGLE SOCKET | Indus Socket | SWITCHGEAR | IP01656-1485 | SALZER | 16A | - | Nos |  | Inventory | 16 A,400 V, 5 PIN (3P+N+E) , IP-67 PANEL MOUNTED ANGLE SOCKET
8632 | 16 A,400 V, 5 PIN (3P+N+E) , IP-67 PLUG | Indus Socket | SWITCHGEAR | IP01656-288 | SALZER | 16A | - | Nos |  | Inventory | 16 A,400 V, 5 PIN (3P+N+E) , IP-67 PLUG
8633 | 32 A,400 V, 5 PIN (3P+N+E) , IP-44 PANEL MOUNTED SOCKET | Indus Socket | SWITCHGEAR | IP03254-1500 | SALZER | 32A | - | Nos |  | Inventory | 32 A,400 V, 5 PIN (3P+N+E) , IP-44 PANEL MOUNTED SOCKET
14077 | Equipement received for Repair / Refurbhishment | SERVICE | SERVICE | REFURBHISHED | - | - | - | SET |  | Inventory | Equipement received for Repair / Refurbhishment
8634 | 32 A,400 V, 5 PIN (3P+N+E) , IP-44 PLUG | Indus Socket | SWITCHGEAR | IP03254-4 | SALZER | 32A | - | Nos |  | Inventory | 32 A,400 V, 5 PIN (3P+N+E) , IP-44 PLUG
8635 | 32A panel mounted angle socket,, 3P+N+E, IP67 | Indus Socket | SWITCHGEAR | IP03256-1551 | SALZER | 32A | - | Nos |  | Inventory | 32A panel mounted angle socket,, 3P+N+E, IP67
8636 | 32A Standard straight plug, 3P+N+E, IP67 | Indus Socket | SWITCHGEAR | IP03256-300 | SALZER | 32A | - | Nos |  | Inventory | 32A Standard straight plug, 3P+N+E, IP67
8637 | 63A Standard straight plug, 230V AC, 2P+E, IP67 | Indus Socket | SWITCHGEAR | IP06336-1571 | SALZER | 63A | - | Nos |  | Inventory | 63A Standard straight plug, 230V AC, 2P+E, IP67
8638 | 63A panel mounted angle socket, 230V AC, 2P+E, IP67 | Indus Socket | SWITCHGEAR | IP06336-2180 | SALZER | 63A | - | Nos |  | Inventory | 63A panel mounted angle socket, 230V AC, 2P+E, IP67
8729 | LOCAL REMOTE SELECTOR SWITCH, LABEL : LOCAL-REMOTE, (52LR), STAYPUT, 2 POLE, 2WAY, LOCKABLE TYPE, WING TYPE KNOB, SIZE : 64x64mm LOCKABLE TYPE | SWITCH | SWITCHGEAR | L&R-SALZER | SALZER | _ | NA | Nos |  | Inventory | LOCAL REMOTE SELECTOR SWITCH, LABEL : LOCAL-REMOTE, (52LR), STAYPUT, 2 POLE, 2WAY, LOCKABLE TYPE, WING TYPE KNOB, SIZE : 64x64mm LOCKABLE TYPE
14286 | 1NO+1NC DOOR LIMIT S/W, PLASTIC CAP TYPE | LIMIT SWITCH | SWITCHGEAR | SAL-LS-1NO+1NC | SALZER | _ | NA | Nos |  | Inventory | 1NO+1NC DOOR LIMIT S/W, PLASTIC CAP TYPE
15593 | BREAKER CONTROL SWITCH, LABEL: TRIP-NEUTRAL-CLOSE, (52CS), 3 POSITION, 4 WAYS, SPRING RETURN TO NEUTRAL, PISTOL GRIP HANDLE, ANGULAR MOVEMENT : 45 DEG., SIZE : 72.5x72.5 mm, CONTACTS : 2C, 2T. LOCKABLE TYPE | SWITCH | SWITCHGEAR | TNC-SALZER | SALZER | _ | NA | Nos |  | Inventory | BREAKER CONTROL SWITCH, LABEL: TRIP-NEUTRAL-CLOSE, (52CS), 3 POSITION, 4 WAYS, SPRING RETURN TO NEUTRAL, PISTOL GRIP HANDLE, ANGULAR MOVEMENT : 45 DEG., SIZE : 72.5x72.5 mm, CONTACTS : 2C, 2T. LOCKABLE TYPE
8639 | 18 Port L2 Managed PoE Switch; 16Nos. GE POE Ports & 2Nos. Giga SFP Ports | ETHERNET SWITCH | SWITCHGEAR | IPSMGR3016-2SGHI | SANTELEQUIP | - | - | Nos. |  | Inventory | 18 Port L2 Managed PoE Switch; 16Nos. GE POE Ports & 2Nos. Giga SFP Ports
12536 | Model No. : PM130EH-PLUS, Voltage input : 0-690VAC line to line, CT Input : 1A (Please specify), Frequency : 50 Hz, Resolution : Normal, Accuracy : 0.2S as per IEC 62053:22:2003, Power Supply : 18-90V AC and 18-90V DC, In-built Comm. Port : RS485, In-built Comm. Protocol : MODBUS RTU (Integer & Floating point), ASCII Description : Flush panel mounting. Panel cut-out: 92x92mm.,Along with PAS software. with Import & Export Facility Make - Satec | METER | SWITCHGEAR | PM130EH PLUS 0.2S 1A/24V DC | SATEC | _ | NA | Nos | None | Inventory | Model No. : PM130EH-PLUS, Voltage input : 0-690VAC line to line, CT Input : 1A (Please specify), Frequency : 50 Hz, Resolution : Normal, Accuracy : 0.2S as per IEC 62053:22:2003, Power Supply : 18-90V AC and 18-90V DC, In-built Comm. Port : RS485, In-built Comm. Protocol : MODBUS RTU (Integer & Floating point), ASCII Description : Flush panel mounting. Panel cut-out: 92x92mm.,Along with PAS software. with Import & Export Facility Make - Satec
12537 | Model No. : PM130EH-PLUS, Voltage input : 0-690VAC line to line, CT Input : 5A (Please specify), Frequency : 50 Hz, Resolution : Normal, Accuracy : 0.2S as per IEC 62053:22:2003, Power Supply : 88-285V AC and 88-290V DC, In-built Comm. Port : RS485, In-built Comm. Protocol : MODBUS RTU (Integer & Floating point), ASCII Description : Flush panel mounting. Panel cut-out: 92x92mm.,Along with PAS software. with Import & Export Facility Make - Satec | METER | SWITCHGEAR | PM130EH PLUS 0.2S 5A/110V DC | SATEC | _ | NA | Nos | None | Inventory | Model No. : PM130EH-PLUS, Voltage input : 0-690VAC line to line, CT Input : 5A (Please specify), Frequency : 50 Hz, Resolution : Normal, Accuracy : 0.2S as per IEC 62053:22:2003, Power Supply : 88-285V AC and 88-290V DC, In-built Comm. Port : RS485, In-built Comm. Protocol : MODBUS RTU (Integer & Floating point), ASCII Description : Flush panel mounting. Panel cut-out: 92x92mm.,Along with PAS software. with Import & Export Facility Make - Satec
12538 | Model No. : PM130EH-PLUS, Voltage input : 0-690VAC line to line, CT Input : 5A (Please specify), Frequency : 50 Hz, Resolution : Normal, Accuracy : 0.2S as per IEC 62053:22:2003, Power Supply : 18-90V AC and 18-90V DC, In-built Comm. Port : RS485, In-built Comm. Protocol : MODBUS RTU (Integer & Floating point), ASCII Description : Flush panel mounting. Panel cut-out: 92x92mm.,Along with PAS software. with Import & Export Facility Make - Satec | METER | SWITCHGEAR | PM130EH PLUS 0.2S 5A/24V DC | SATEC | _ | NA | Nos | None | Inventory | Model No. : PM130EH-PLUS, Voltage input : 0-690VAC line to line, CT Input : 5A (Please specify), Frequency : 50 Hz, Resolution : Normal, Accuracy : 0.2S as per IEC 62053:22:2003, Power Supply : 18-90V AC and 18-90V DC, In-built Comm. Port : RS485, In-built Comm. Protocol : MODBUS RTU (Integer & Floating point), ASCII Description : Flush panel mounting. Panel cut-out: 92x92mm.,Along with PAS software. with Import & Export Facility Make - Satec
12539 | LOAD MANAGER, PM130EH PLUS 0.5S, CT : 1Amp, WITH RS485, WITH IMPORT / EXPORT, | METER | SWITCHGEAR | PM130EH PLUS 0.5S | SATEC | _ | NA | Nos | None | Inventory | LOAD MANAGER, PM130EH PLUS 0.5S, CT : 1Amp, WITH RS485, WITH IMPORT / EXPORT,
12540 | POWER QUALITY METER, 3 PHASE, 4 WIRE, 3 ELEMENT, CTR / PTR : PROGRAMMABLE TYPE, ACC. CLASS :0.2S, MODEL: PM130 EH PLUS, In:1A, AUX. VOLTAGE : 110V-230V AC, SIZE : 96x96mm. WITH RS-485 PORT. | METER | SWITCHGEAR | PM130EH-PLUS-0.2S-1A | SATEC | _ | NA | Nos |  | Inventory | POWER QUALITY METER, 3 PHASE, 4 WIRE, 3 ELEMENT, CTR / PTR : PROGRAMMABLE TYPE, ACC. CLASS :0.2S, MODEL: PM130 EH PLUS, In:1A, AUX. VOLTAGE : 110V-230V AC, SIZE : 96x96mm. WITH RS-485 PORT.
12541 | POWER QUALTITY METER, 3 PHASE, 4 WIRE, 3 ELEMENT SYSTEM, CTR: 250/1A, PTR: 33kV/110V AC, CLASS : 0.2S, WITH MODBUS PROTOCOL WITH TCP / IP PORT. STATE - UTTAR PRADESH, NON ABT WITH IMPORT /EXPORT FACILITY, MODEL-PM130EH | METER | SWITCHGEAR | PM130EH-PLUS-0.2S-1A-TCP/IP | SATEC | _ | NA | Nos |  | Inventory | POWER QUALTITY METER, 3 PHASE, 4 WIRE, 3 ELEMENT SYSTEM, CTR: 250/1A, PTR: 33kV/110V AC, CLASS : 0.2S, WITH MODBUS PROTOCOL WITH TCP / IP PORT. STATE - UTTAR PRADESH, NON ABT WITH IMPORT /EXPORT FACILITY, MODEL-PM130EH
12542 | LOAD MANAGER, PM130EH PLUS, 0.5, CT :1 Amp, WITH RS485, WITH IMPORT / EXPORT, PT INPUT:110VAC; AUX VTG. 110VDC: | METER | SWITCHGEAR | PM130EH-PLUS-0.5-1A | SATEC | _ | NA | Nos |  | Inventory | LOAD MANAGER, PM130EH PLUS, 0.5, CT :1 Amp, WITH RS485, WITH IMPORT / EXPORT, PT INPUT:110VAC; AUX VTG. 110VDC:
12543 | DIGITAL MULTIFUNCTION METER, MODEL: PM130, 3 PHASE, 4 WIRE, 3 ELEMENT, CTR / PTR : PROGRAMMABLE TYPE, 5A, ACC. CLASS : 0.5, AUX. VOLTAGE : 110V AC, SIZE : 96x96mm. WITH RS-485 PORT. | METER | SWITCHGEAR | PM130EH-PLUS-0.5-5A | SATEC | - | - | Nos. |  | Inventory | DIGITAL MULTIFUNCTION METER, MODEL: PM130, 3 PHASE, 4 WIRE, 3 ELEMENT, CTR / PTR : PROGRAMMABLE TYPE, 5A, ACC. CLASS : 0.5, AUX. VOLTAGE : 110V AC, SIZE : 96x96mm. WITH RS-485 PORT.
12544 | Power Quality Meter, PM 175, 1A, Class. 0.2s, Aux. 110V AC, With RS 485 port, | METER | SWITCHGEAR | PM175 | SATEC | _ | NA | Nos | None | Inventory | Power Quality Meter, PM 175, 1A, Class. 0.2s, Aux. 110V AC, With RS 485 port,
12545 | Type: PM180, Power Meter, Cl. 0.2S, Aux. Voltage: 110V AC, Size 96x96mm, 1A, with RS485 Port, | METER | SWITCHGEAR | PM180 | SATEC | _ | NA | Nos | None | Inventory | Type: PM180, Power Meter, Cl. 0.2S, Aux. Voltage: 110V AC, Size 96x96mm, 1A, with RS485 Port,
13949 | RDM-180-DISPLAY, suitable for PM180 meter along with communication cables-min. 3m long, cut-out size: 92mmX92mm, | METER | SWITCHGEAR | RDM180 | SATEC | _ | NA | Nos | None | Inventory | RDM-180-DISPLAY, suitable for PM180 meter along with communication cables-min. 3m long, cut-out size: 92mmX92mm,
90 | 3PIN SOCKET-INDUSTRIAL | Indus Socket | SWITCHGEAR | 16A-3PIN SOCKET | SCHNEIDER | _ | NA | Nos | None | Inventory | 3PIN SOCKET-INDUSTRIAL
2793 | 33KV 1250A 31.5KA/3SEC DRAWOUT TYPE VCB WITH COMPLETE MODULE DULY POWDER COATED with RAL 7032 CONSISTING OF BUSHINGS, SHUTTER ASSEMBLY , RACK IN MECHANISM,POWER CONTACTS (MOVING & FIXED TYPE), AUX. PLUG SOCKET ASSEMBLY, MECHANICAL ON-OFF PB, AND INTERLOCKS. OPERATING VOLTAGE FOR CLOSING COIL, TRIPPING COIL & SPRING CHARGE MOTOR IS 125V DC. OPERATING HANDLE, SPRING CHARGING HANDLE AND ANY OTHER ACCESSORY REQUIRED FOR OPERATION OF THE BREAKER | BREAKER | SWITCHGEAR | 33KV-1250A-31.5/3SEC-PANEL | SCHNEIDER | _ | NA | Nos |  | Inventory | 33KV 1250A 31.5KA/3SEC DRAWOUT TYPE VCB WITH COMPLETE MODULE DULY POWDER COATED with RAL 7032 CONSISTING OF BUSHINGS, SHUTTER ASSEMBLY , RACK IN MECHANISM,POWER CONTACTS (MOVING & FIXED TYPE), AUX. PLUG SOCKET ASSEMBLY, MECHANICAL ON-OFF PB, AND INTERLOCKS. OPERATING VOLTAGE FOR CLOSING COIL, TRIPPING COIL & SPRING CHARGE MOTOR IS 125V DC. OPERATING HANDLE, SPRING CHARGING HANDLE AND ANY OTHER ACCESSORY REQUIRED FOR OPERATION OF THE BREAKER
3681 | INDUSTRIAL 63A PANEL MOUNTING 2P+E SOCKET (IP-66/67 PRATIKA, | Indus Socket | SWITCHGEAR | 81278 | SCHNEIDER | _ | NA | Nos | None | Inventory | INDUSTRIAL 63A PANEL MOUNTING 2P+E SOCKET (IP-66/67 PRATIKA,
3682 | INDUSTRIAL63A STRAIGHT PLUG 2P+EPRATIKA, | Indus Socket | SWITCHGEAR | 81378 | SCHNEIDER | _ | NA | Nos | None | Inventory | INDUSTRIAL63A STRAIGHT PLUG 2P+EPRATIKA,
3815 | MCB 6A SP MCB 10KA | MCB | SWITCHGEAR | A9N1P06C | SCHNEIDER | 6 | NA | Nos | None | Inventory | MCB 6A SP MCB 10KA
3871 | 6A DP MCB 10KA D-CurveActi 9, | MCB | SWITCHGEAR | A9N2P06D | SCHNEIDER | 6 | NA | Nos | None | Inventory | 6A DP MCB 10KA D-CurveActi 9,
3873 | MCB 10A DP MCB 10KA, | MCB | SWITCHGEAR | A9N2P10C | SCHNEIDER | 10 | NA | Nos | None | Inventory | MCB 10A DP MCB 10KA,
3955 | 32A FP MCB 10KA D-CurveActi 9, | MCB | SWITCHGEAR | A9N4P32D | SCHNEIDER | 32 | NA | Nos | None | Inventory | 32A FP MCB 10KA D-CurveActi 9,
6465 | DIGITAL FREQUENCY METER, Cut out size: 96mmX96mm, Aux. voltage:40-300V AC/DC, DM1310 | METER | SWITCHGEAR | DM1310-HZ--96 | SCHNEIDER | _ | NA | Nos |  | Inventory | DIGITAL FREQUENCY METER, Cut out size: 96mmX96mm, Aux. voltage:40-300V AC/DC, DM1310
6466 | DIGITAL AMMETER WITH BUILT IN SELECTOER SWITCH, CTR: PROGRAMMABLE, MODEL: DM3110; AUX. VOLTAGE: 230V AC SUPPLY, ACC CLASS:0.5, SIZE: 96X96mm | METER | SWITCHGEAR | DM3110 | SCHNEIDER | - | - | Nos. |  | Inventory | DIGITAL AMMETER WITH BUILT IN SELECTOER SWITCH, CTR: PROGRAMMABLE, MODEL: DM3110; AUX. VOLTAGE: 230V AC SUPPLY, ACC CLASS:0.5, SIZE: 96X96mm
6467 | DIGITAL AMMETER WITH BUILT IN SELECTOER SWITCH, CTR: PROGRAMMABLE, MODEL: DM3110; AUX. VOLTAGE: 90-277V AC/DC SUPPLY, ACC CLASS:1, SIZE: 96X96mm | METER | SWITCHGEAR | DM3110-CL1 | SCHNEIDER | - | - | Nos. |  | Inventory | DIGITAL AMMETER WITH BUILT IN SELECTOER SWITCH, CTR: PROGRAMMABLE, MODEL: DM3110; AUX. VOLTAGE: 230V AC SUPPLY, ACC CLASS:1, SIZE: 96X96mm
6468 | DIGITAL AMMETER WITH BUILT IN SELECTOER SWITCH, CTR: PROGRAMMABLE, MODEL: DM3110; AUX. VOLTAGE: 110V AC SUPPLY, ACC CLASS:0.5, SIZE: 96X96mm | METER | SWITCHGEAR | DM3110-CL-0.5 | SCHNEIDER | - | - | Nos. |  | Inventory | DIGITAL AMMETER WITH BUILT IN SELECTOER SWITCH, CTR: PROGRAMMABLE, MODEL: DM3110; AUX. VOLTAGE: 110V AC SUPPLY, ACC CLASS:0.5, SIZE: 96X96mm
6469 | DIGITAL AMMETER WITH BUILT IN SELECTOER SWITCH, CTR: PROGRAMMABLE, MODEL: DM3110; AUX. VOLTAGE: 110V DC SUPPLY, ACC CLASS:0.5, SIZE: 96X96mm | METER | SWITCHGEAR | DM3110_110VDC | SCHNEIDER | - | - | Nos. |  | Inventory | DIGITAL AMMETER WITH BUILT IN SELECTOER SWITCH, CTR: PROGRAMMABLE, MODEL: DM3110; AUX. VOLTAGE: 110V DC SUPPLY, ACC CLASS:0.5, SIZE: 96X96mm
6470 | "DIGITAL VOLTMETER WITH BUILT IN SELECTOR SWITCH, PTR : PROGRAMMABLE, MODEL: DM3210 AUX VOLTAGE: 230V AC SUPPLY, ACC CLASS:0.5, SIZE : 96x96mm. " | METER | SWITCHGEAR | DM3210 | SCHNEIDER | - | - | Nos. |  | Inventory | "DIGITAL VOLTMETER WITH BUILT IN SELECTOR SWITCH, PTR : PROGRAMMABLE, MODEL: DM3210 AUX VOLTAGE: 230V AC SUPPLY, ACC CLASS:0.5, SIZE : 96x96mm. "
14112 | REPAIRING CHARGES WITH 12% | LABOUR | ACCESSORIES | REPAIRING-CHARGES-WITH-12% | REPUTED | _ | NA | Nos |  | Inventory | REPAIR CHARGES WITH 12%
14113 | REPAIRING CHARGES WITH 18% | LABOUR | ACCESSORIES | REPAIRING-CHARGES-WITH-18% | REPUTED | _ | NA | Nos |  | Inventory | REPAIR CHARGES WITH 18%
14114 | TCS RESISTOR , 2.5KOHM, FOR (GE RELALYS) | - | - | RESISTOR-2.5KOHM | REPUTED | - | - | Nos |  | - | TCS RESISTOR , 2.5KOHM, FOR (GE RELALYS)
14115 | RESISTOR , 3.3KOHM, FOR (SIMENS RELALYS) | - | - | RESISTOR-3K3 | REPUTED | - | - | Nos |  | - | RESISTOR , 3.3KOHM, FOR (SIMENS RELALYS)
6471 | DIGITAL VOLTMETER WITH BUILT IN SELECTOR SWITCH, PTR : PROGRAMMABLE, MODEL: DM3210 AUX VOLTAGE: 90-277V AC/DC, ACC CLASS:1, SIZE : 96x96mm. | METER | SWITCHGEAR | DM3210-CL1 | SCHNEIDER | - | - | Nos. |  | Inventory | DIGITAL VOLTMETER WITH BUILT IN SELECTOR SWITCH, PTR : PROGRAMMABLE, MODEL: DM3210 AUX VOLTAGE: 90-277V AC/DC, ACC CLASS:1, SIZE : 96x96mm.
6472 | DIGITAL VOLTMETER WITH BUILT IN SELECTOR SWITCH, PTR : PROGRAMMABLE, MODEL: DM3210 AUX VOLTAGE: 110V AC SUPPLY, ACC CLASS:0.5, SIZE : 96x96mm. | METER | SWITCHGEAR | DM3210-CL-0.5 | SCHNEIDER | - | - | Nos. |  | Inventory | DIGITAL VOLTMETER WITH BUILT IN SELECTOR SWITCH, PTR : PROGRAMMABLE, MODEL: DM3210 AUX VOLTAGE: 110V AC SUPPLY, ACC CLASS:0.5, SIZE : 96x96mm.
6473 | DIGITAL VOLTMETER WITH BUILT IN SELECTOR SWITCH, PTR : PROGRAMMABLE, MODEL: DM3210 AUX VOLTAGE: 110V DC SUPPLY, ACC CLASS:0.5, SIZE : 96x96mm. | METER | SWITCHGEAR | DM3210_110VDC | SCHNEIDER | - | - | Nos. |  | Inventory | DIGITAL VOLTMETER WITH BUILT IN SELECTOR SWITCH, PTR : PROGRAMMABLE, MODEL: DM3210 AUX VOLTAGE: 110V DC SUPPLY, ACC CLASS:0.5, SIZE : 96x96mm.
14119 | TCS RESISTOR , 22KOHM, 5W, FOR 110VDC | - | - | RESISTOR-TCS110VDC | ABB | - | - | Nos |  | - | TCS RESISTOR , 22KOHM, 5W, FOR 110VDC
14120 | TCS RESISTOR , 33KOHM, 5W, FOR 230VAC | - | - | RESISTOR-TCS230VAC | ABB | - | - | Nos |  | - | TCS RESISTOR , 33KOHM, 5W, FOR 230VAC
14121 | TCS RESISTOR , 1.2KOHM, 5W, FOR 48VDC | - | - | RESISTOR-TCS48VDC | ABB | - | - | Nos |  | - | TCS RESISTOR , 1.2KOHM, 5W, FOR 48VDC
6474 | STATIC KWH METER CL-0.2, In:- 1A, AUX-110VAC, 3PHASE , 4 WIRE,3 ELEMENT,WITH RS485 , SIZE :96X96MM | METER | SWITCHGEAR | DM5240-CL-0.2 | SCHNEIDER | _ | NA | Nos |  | Inventory | STATIC KWH METER CL-0.2, In:- 1A, AUX-110VAC, 3PHASE , 4 WIRE,3 ELEMENT,WITH RS485 , SIZE :96X96MM
6475 | STATIC KWH METER CL-1.0, In:- 1A, AUX-110V-230VAC/DC, 3PHASE , 4 WIRE,3 ELEMENT,WITH RS485 , SIZE :96X96MM | METER | SWITCHGEAR | DM5240-CL-1.0 | SCHNEIDER | _ | NA | Nos |  | Inventory | STATIC KWH METER CL-1.0, In:- 1A, AUX-110V-230VAC/DC, 3PHASE , 4 WIRE,3 ELEMENT,WITH RS485 , SIZE :96X96MM
7236 | DIGITAL KWH METER CL-1.0, , AUX-110VAC, | METER | SWITCHGEAR | EM 1000 | SCHNEIDER | _ | NA | Nos | None | Inventory | DIGITAL KWH METER CL-1.0, , AUX-110VAC,
7237 | DIGITAL KWH METER CL-0.5, 1A, AUX-110VAC, RS485 , | METER | SWITCHGEAR | EM 1200 CL-0.5 | SCHNEIDER | _ | NA | Nos | None | Inventory | DIGITAL KWH METER CL-0.5, 1A, AUX-110VAC, RS485 ,
7238 | MULTI FUNCTION METER CLASS. 0.2, WITH RS 485 PORT, | METER | SWITCHGEAR | EM 6400NG CLASS 0.2 | SCHNEIDER | _ | NA | Nos | None | Inventory | MULTI FUNCTION METER CLASS. 0.2, WITH RS 485 PORT,
7239 | MULTI FUNCTION METER CLASS. 0.2S, WITH RS 485 PORT, | METER | SWITCHGEAR | EM 6400NG CLASS 0.2S | SCHNEIDER | _ | NA | Nos | None | Inventory | MULTI FUNCTION METER CLASS. 0.2S, WITH RS 485 PORT,
7240 | MULTI FUNCTION METER CLASS. 0.5S, WITH RS 485 PORT, | METER | SWITCHGEAR | EM 6400NG CLASS 0.5S | SCHNEIDER | _ | NA | Nos | None | Inventory | MULTI FUNCTION METER CLASS. 0.5S, WITH RS 485 PORT,
7241 | DIGITAL POWER FACTOR METER, CL-0.5, AUX-110VAC, RS485 | METER | SWITCHGEAR | EM 6459 CLASS 0.5 | SCHNEIDER | _ | NA | Nos | None | Inventory | DIGITAL POWER FACTOR METER, CL-0.5, AUX-110VAC, RS485
7242 | EM7290 RS485 Demand Controller Cl 0.2, | METER | SWITCHGEAR | EM 7290 DMC CLASS 0.2 | SCHNEIDER | _ | NA | Nos | None | Inventory | EM7290 RS485 Demand Controller Cl 0.2,
7243 | EM7230 RS485 Demand Controller Cl 1.0,AUX. SUPPLY: 90-277 VAC/DC | METER | SWITCHGEAR | EM-7230-DMC-CLASS_1.0 | SCHNEIDER | _ | NA | Nos |  | Inventory | EM7230 RS485 Demand Controller Cl 1.0,AUX. SUPPLY: 90-277 VAC/DC
7244 | ENERGY /VAF/PF METER CLASS. 1.0, WITH RS 485 PORT , | METER | SWITCHGEAR | EM1200 | SCHNEIDER | _ | NA | Nos | None | Inventory | ENERGY /VAF/PF METER CLASS. 1.0, WITH RS 485 PORT ,
7245 | ENERGY /VAF/PF METER CLASS. 0.5, WITH RS 485 PORT | METER | SWITCHGEAR | EM1200-CL-0.5 | SCHNEIDER | _ | NA | Nos |  | Inventory | ENERGY /VAF/PF METER CLASS. 0.5, WITH RS 485 PORT
14134 | Rear panel IP65,2000x1000(HxW)mm. | ArTuK | LV PANEL | RF2010-1 | ABB | - | - | KGS |  | Inventory | Rear panel IP65,2000x1000(HxW)mm.
14135 | Rear panel IP65,2000x1000(HxW)mm | ArTuK | LV PANEL | RF2010-2H | ABB | - | - | KGS |  | Inventory | Rear panel IP65,2000x1000(HxW)mm
14136 | Rear panel IP65,2000x1000 (HxW)mm | ArTuK | LV PANEL | RF2010-2ML | ABB | - | - | KGS |  | Inventory | Rear panel IP65,2000x1000 (HxW)mm
14137 | Rear panel IP65,H=2000, w=600mm,With louvers | ArTuK | LV PANEL | RF2012-2 | ABB | - | - | KGS |  | Inventory | Rear panel IP65,H=2000, w=600mm,With louvers
14138 | Rear panel IP65,H=2000, w=1200mm | ArTuK | LV PANEL | RF2012-2ML | ABB | - | - | KGS |  | Inventory | Rear panel IP65,H=2000, w=1200mm
14139 | Rear panel for external cable container,2000x300(HxW)mm | ArTuK | LV PANEL | RF2030-1 | ABB | - | - | KGS |  | Inventory | Rear panel for external cable container,2000x300(HxW)mm
14140 | HINGED DOORr,2000x300(HxW)mm-8 CUTOUT | ArTuK | LV PANEL | RF2030-2H | ABB | - | - | KGS |  | Inventory | HINGED DOORr,2000x300(HxW)mm-8 CUTOUT
14141 | Rear panel for external cable container,2000x300(HxW)mm. | ArTuK | LV PANEL | RF2030-2ML | ABB | - | - | KGS |  | Inventory | Rear panel for external cable container,2000x300(HxW)mm.
14142 | Rear panel IP65,2000x390(HxW)mm | ArTuK | LV PANEL | RF2040-2H | ABB | - | - | KGS |  | Inventory | Rear panel IP65,2000x390(HxW)mm
14143 | Rear panel IP65,2000x600(HxW)mm. | ArTuK | LV PANEL | RF2060-1 | ABB | - | - | KGS |  | Inventory | Rear panel IP65,2000x600(HxW)mm.
14144 | Rear panel IP65,2000x600(HxW)mm with hinges | ArTuK | LV PANEL | RF2060-1H | ABB | - | - | KGS |  | Inventory | Rear panel IP65,2000x600(HxW)mm with hinges
14145 | Rear panel IP65,2000x600(HxW)mm | ArTuK | LV PANEL | RF2060-2H | ABB | - | - | KGS |  | Inventory | Rear panel IP65,2000x600(HxW)mm
14146 | Rear panel IP65,2000x800(HxW)mm | ArTuK | LV PANEL | RF2080-1 | ABB | - | - | KGS |  | Inventory | Rear panel IP65,2000x800(HxW)mm
14147 | Rear panel IP65,2000x800(HxW)mm with hinge | ArTuK | LV PANEL | RF2080-1H | ABB | - | - | KGS |  | Inventory | Rear panel IP65,2000x800(HxW)mm with hinge
14148 | Rear panel IP65,2000x800(HxW)mm with hinges | ArTuK | LV PANEL | RF2080-2H | ABB | - | - | KGS |  | Inventory | Rear panel IP65,2000x800(HxW)mm with hinges
14149 | Blind door IP65,2000x800(HxW)mm with luvour | ArTuK | LV PANEL | RF2081-2H | ABB | - | - | KGS |  | Inventory | Blind door IP65,2000x800(HxW)mm with luvour
7246 | MULTI FUNCTION METER CLASS. 0.2, WITH RS485 PORT | METER | SWITCHGEAR | EM6400NG-CLASS-0.2 | SCHNEIDER | _ | NA | Nos |  | Inventory | MULTI FUNCTION METER CLASS. 0.2, WITH RS485 PORT
7247 | DIGITAL MULTI-FUNCTION METER,, 3 PHASE, 4 WIRE, 3 ELEMENT,IMPORT/EXPORT FACILITY, CTR / PTR : PROGRAMMABLE TYPE, ACC. CLASS : 0.2, AUX. VOLTAGE : 110V-230V AC/ DC, SIZE : 96x96mm., WITH RS-485 PORT | METER | SWITCHGEAR | EM6400NG-CLASS-0.2-I/E | SCHNEIDER | - | - | Nos. |  | Inventory | DIGITAL MULTI-FUNCTION METER,, 3 PHASE, 4 WIRE, 3 ELEMENT,IMPORT/EXPORT FACILITY, CTR / PTR : PROGRAMMABLE TYPE, ACC. CLASS : 0.2, AUX. VOLTAGE : 110V-230V AC/ DC, SIZE : 96x96mm., WITH RS-485 PORT
7248 | DIGITAL MULTIFUNCTION METER, MODEL: EM6400, 3 PHASE, 4 WIRE, 3 ELEMENT SYSTEM, AUX. VOLTAGE: 110 AC, CTR/PTR: PROGRAMMABLE, CLASS : 0.2S, WITH MODBUS PROTOCOL & RS-485 PORT. | METER | SWITCHGEAR | EM6400NG-CLASS-0.2S | SCHNEIDER | - | - | Nos. |  | Inventory | DIGITAL MULTIFUNCTION METER, MODEL: EM6400, 3 PHASE, 4 WIRE, 3 ELEMENT SYSTEM, AUX. VOLTAGE: 110 AC, CTR/PTR: PROGRAMMABLE, CLASS : 0.2S, WITH MODBUS PROTOCOL & RS-485 PORT.
7249 | DIGITAL MULTI-FUNCTION METER,, 3 PHASE, 4 WIRE, 3 ELEMENT,IMPORT/EXPORT FACILITY, CTR / PTR : PROGRAMMABLE TYPE, ACC. CLASS : 0.2S, AUX. VOLTAGE : 230V AC, SIZE : 96x96mm., WITH RS-485 PORT | METER | SWITCHGEAR | EM6400NG-CLASS-0.2S-I/E | SCHNEIDER | - | - | Nos. |  | Inventory | DIGITAL MULTI-FUNCTION METER,, 3 PHASE, 4 WIRE, 3 ELEMENT,IMPORT/EXPORT FACILITY, CTR / PTR : PROGRAMMABLE TYPE, ACC. CLASS : 0.2S, AUX. VOLTAGE : 230V AC, SIZE : 96x96mm., WITH RS-485 PORT
7250 | DIGITAL MULTIFUNCTION METER, MODEL: EM6400, 3 PHASE, 4 WIRE, 3 ELEMENT SYSTEM, AUX. VOLTAGE: 220V DC, CTR/PTR: PROGRAMMABLE, CLASS : 0.2S, WITH MODBUS PROTOCOL & RS-485 PORT. | METER | SWITCHGEAR | EM6400NG-CLASS-0.2S-RS485 | SCHNEIDER | - | - | Nos. |  | Inventory | DIGITAL MULTIFUNCTION METER, MODEL: EM6400, 3 PHASE, 4 WIRE, 3 ELEMENT SYSTEM, AUX. VOLTAGE: 220V DC, CTR/PTR: PROGRAMMABLE, CLASS : 0.2S, WITH MODBUS PROTOCOL & RS-485 PORT.
7251 | DIGITAL MULTIFUNCTION METER, 3 PHASE, 4 WIRE, 3 ELEMENT SYSTEM, AUX. VOLTAGE: 110VDC, CTR/PTR: PROGRAMMABLE, CLASS : 0.5, MODBUS PROTOCOL-RS485 PORT. | METER | SWITCHGEAR | EM6400NG-CLASS-0.5 | SCHNEIDER | _ | NA | Nos |  | Inventory | DIGITAL MULTIFUNCTION METER, 3 PHASE, 4 WIRE, 3 ELEMENT SYSTEM, AUX. VOLTAGE: 110VDC, CTR/PTR: PROGRAMMABLE, CLASS : 0.5, MODBUS PROTOCOL-RS485 PORT.
7252 | DIGITAL MULTI-FUNCTION METER,, 3 PHASE, 4 WIRE, 3 ELEMENT,IMPORT/EXPORT FACILITY, CTR / PTR : PROGRAMMABLE TYPE, ACC. CLASS : 0.5, AUX. VOLTAGE : 110V-230V AC/ DC, SIZE : 96x96mm., WITH RS-485 PORT | METER | SWITCHGEAR | EM6400NG-CLASS-0.5-I/E | SCHNEIDER | - | - | Nos. |  | Inventory | DIGITAL MULTI-FUNCTION METER,, 3 PHASE, 4 WIRE, 3 ELEMENT,IMPORT/EXPORT FACILITY, CTR / PTR : PROGRAMMABLE TYPE, ACC. CLASS : 0.5, AUX. VOLTAGE : 110V-230V AC/ DC, SIZE : 96x96mm., WITH RS-485 PORT
7253 | DIGITAL MULTIFUNCTION METER, MODEL: EM6400NG, 3 PHASE, 4 WIRE, 3 ELEMENT SYSTEM, AUX. VOLTAGE: 44-277V AC/DC , CTR/PTR: PROGRAMMABLE, CLASS : 1.0, WITH RS-485 PORT | METER | SWITCHGEAR | EM6400NG-CLASS-1 | SCHNEIDER | - | - | Nos. |  | Inventory | DIGITAL MULTIFUNCTION METER, MODEL: EM6400NG, 3 PHASE, 4 WIRE, 3 ELEMENT SYSTEM, AUX. VOLTAGE: 44-277V AC/DC , CTR/PTR: PROGRAMMABLE, CLASS : 1.0, WITH RS-485 PORT
7254 | DIGITAL MULTIFUNCTION METER, MODEL: EM6400, 3 PHASE, 4 WIRE, 3 ELEMENT SYSTEM, AUX. VOLTAGE: 44 , CTR/PTR: PROGRAMMABLE, CLASS : 1.0, WITH MODBUS PROTOCOL RS-485 PORT.to 300VAC/DC | METER | SWITCHGEAR | EM6400NG-CLASS-1.0 | SCHNEIDER | - | - | Nos. |  | Inventory | DIGITAL MULTIFUNCTION METER, MODEL: EM6400, 3 PHASE, 4 WIRE, 3 ELEMENT SYSTEM, AUX. VOLTAGE: 44 , CTR/PTR: PROGRAMMABLE, CLASS : 1.0, WITH MODBUS PROTOCOL RS-485 PORT.to 300VAC/DC
7255 | LOAD MANAGER, CLASS-1.0, Make : SCHNEIDER: EM6434NG | METER | SWITCHGEAR | EM6434NG-CLASS-1.0 | SCHNEIDER | _ | NA | Nos |  | Inventory | LOAD MANAGER, CLASS-1.0, Make : SCHNEIDER: EM6434NG
7256 | DIGITAL MULTIFUNCTION METER,, 3 PHASE, 4 WIRE, 3 ELEMENT SYSTEM, AUX. VOLTAGE: 110V DC, CTR/PTR: PROGRAMMABLE, CLASS : 0.2, MODBUS PROTOCOL-RS485 PORT.WITH IMPORT/EXPORT FEATURE, MODEL- EM 6436 | METER | SWITCHGEAR | EM6436-CLASS-0.2 | SCHNEIDER | _ | NA | Nos |  | Inventory | DIGITAL MULTIFUNCTION METER,, 3 PHASE, 4 WIRE, 3 ELEMENT SYSTEM, AUX. VOLTAGE: 110V DC, CTR/PTR: PROGRAMMABLE, CLASS : 0.2, MODBUS PROTOCOL-RS485 PORT.WITH IMPORT/EXPORT FEATURE, MODEL- EM 6436
7257 | load Manager, EM6436H VAF+ PF + Power & Energy Meter, Class accuracy 0.5 with RS485 port. | METER | SWITCHGEAR | EM6436H-CL0.5-RS485 | SCHNEIDER | _ | NA | Nos |  | Inventory | load Manager, EM6436H VAF+ PF + Power & Energy Meter, Class accuracy 0.5 with RS485 port.
7258 | LOAD MANAGER, CLASS-1.0, Make : SCHNEIDER | METER | SWITCHGEAR | EM6436NG-CLASS-1.0 | SCHNEIDER | _ | NA | Nos |  | Inventory | LOAD MANAGER, CLASS-1.0, Make : SCHNEIDER
7259 | DEMAND CONTROLLER, MODEL:EM7230, 3 PHASE, 4 WIRE, 3 ELEMENT SYSTEM, AUX. VOLTAGE: 110V DC, CTR/PTR: PROGRAMMABLE, CLASS: 1.0, COMMUNUCATION MODBUS PROTOCOL WITH RS485 PORT. | METER | SWITCHGEAR | EM7230-CLASS-1.0 | SCHNEIDER | _ | NA | Nos |  | Inventory | DEMAND CONTROLLER, MODEL:EM7230, 3 PHASE, 4 WIRE, 3 ELEMENT SYSTEM, AUX. VOLTAGE: 110V DC, CTR/PTR: PROGRAMMABLE, CLASS: 1.0, COMMUNUCATION MODBUS PROTOCOL WITH RS485 PORT.
7260 | EM7280 RS485 Demand Controller Cl 0.5S | METER | SWITCHGEAR | EM7280-CL0.5S-RS485 | SCHNEIDER | _ | NA | Nos |  | Inventory | EM7280 RS485 Demand Controller Cl 0.5S
7261 | DIGITAL MULTI-FUNCTION METER, 3 PHASE, 4 WIRE, 3 ELEMENT,WITH MDC FEATURE,MODULE : EM7290,CTR / PTR : PROGRAMMABLE TYPE, ACC. CLASS : 0.2S, In:5A, AUX. VOLTAGE : 110V AC,SIZE : 96x96mm. WITH MDS & RS-485 PORT. | METER | SWITCHGEAR | EM7290-DMC-CLASS-0.2S | SCHNEIDER | _ | NA | Nos |  | Inventory | DIGITAL MULTI-FUNCTION METER, 3 PHASE, 4 WIRE, 3 ELEMENT,WITH MDC FEATURE,MODULE : EM7290,CTR / PTR : PROGRAMMABLE TYPE, ACC. CLASS : 0.2S, In:5A, AUX. VOLTAGE : 110V AC,SIZE : 96x96mm. WITH MDS & RS-485 PORT.
7965 | GCR_LV_APFC HYBRID, (600A+450kVAr), 415V, 7% Panel | RELAY | SWITCHGEAR | GCR_LV_APFC-HYBRID | SCHNEIDER | - | - | Nos |  | Inventory | GCR_LV_APFC HYBRID, (600A+450kVAr), 415V, 7% Panel
8630 | DIGITAL POWER LOGIC METER, 3 PHASE, 4 WIRE, 3 ELEMENT, MODEL: ION 7650 CTR / PTR : PROGRAMMABLE TYPE, ACC. CLASS : 1, In:5A, AUX. VOLTAGE : 110V AC, SIZE : 96x96mm. WITH RS-485 PORT. | METER | SWITCHGEAR | ION7650-CLASS-1.0 | SCHNEIDER | - | NA | Nos. |  | Inventory | DIGITAL POWER LOGIC METER, 3 PHASE, 4 WIRE, 3 ELEMENT, MODEL: ION 7650 CTR / PTR : PROGRAMMABLE TYPE, ACC. CLASS : 1, In:5A, AUX. VOLTAGE : 110V AC, SIZE : 96x96mm. WITH RS-485 PORT.
10668 | MULTI FUNCTION METER CLASS. 0.5S, WITH RS 485 PORT | METER | SWITCHGEAR | METSEEM6400NGRSCL5 | SCHNEIDER | _ | NA | Nos |  | Inventory | MULTI FUNCTION METER CLASS. 0.5S, WITH RS 485 PORT
10669 | Power logic meter, Acc. Class: 1.0, With RS 485 port, | METER | SWITCHGEAR | METSEPM2230 | SCHNEIDER | _ | NA | Nos | None | Inventory | Power logic meter, Acc. Class: 1.0, With RS 485 port,
10670 | Power logic meter, Acc. Class: 0.5, With RS 485 port, | METER | SWITCHGEAR | METSEPM5330 | SCHNEIDER | _ | NA | Nos | None | Inventory | Power logic meter, Acc. Class: 0.5, With RS 485 port,
10671 | Power Meter, Communicable with Modbus protocol-RS 485 port, Class: 0.2S, | METER | SWITCHGEAR | METSEPM5560 | SCHNEIDER | _ | NA | Nos | None | Inventory | Power Meter, Communicable with Modbus protocol-RS 485 port, Class: 0.2S,
10693 | MICRO PLC, TYPE: TM200 CE 40R, 24DI, 16DO, WITH RS485 PORT, WITH ETHERNET CONNECTION, AUX. VOLTAGE : 24V DC. | METER | SWITCHGEAR | MICRO_PLC_TYPE_TM200_CE_40R | SCHNEIDER | _ | NA | Nos |  | Inventory | MICRO PLC, TYPE: TM200 CE 40R, 24DI, 16DO, WITH RS485 PORT, WITH ETHERNET CONNECTION, AUX. VOLTAGE : 24V DC.
12151 | O/C E/F RELAY - Function: 50+50N+51+51N; 4DI + 4DO; Mounting - Flush, CT Sec - 1/5A, Aux Voltage -24 - 60V AC / DC, With - RS485 Modbus,MODEL :E | RELAY | SWITCHGEAR | P111_RS485_MODEL:E | SCHNEIDER | _ | NA | Nos |  | Inventory | O/C E/F RELAY - Function: 50+50N+51+51N; 4DI + 4DO; Mounting - Flush, CT Sec - 1/5A, Aux Voltage -24 - 60V AC / DC, With - RS485 Modbus,MODEL :E
12152 | O/C E/F RELAY - Function: 50+50N+51+51N+95 4DI + 8DO Mounting - Flush, CT Sec - 1/5A, Aux Voltage -24-60V AC/DC, With - RS485 Modbus, | RELAY | SWITCHGEAR | P111A 24 | SCHNEIDER | _ | NA | Nos | None | Inventory | O/C E/F RELAY - Function: 50+50N+51+51N+95 4DI + 8DO Mounting - Flush, CT Sec - 1/5A, Aux Voltage -24-60V AC/DC, With - RS485 Modbus,
12153 | TYPE: P1F1, NUMERICAL INST. O/C & IDMT. E/F RELAY, FLUSH MOUNTING, NON DRAW-OUT, FUNCTIONS: (50+51+50N+51N+95), AUX. VOLTAGE: 110V DC, CONTACTS: 4 BI+8 BO, In: 1A, MODBUS PROTOCOL WITH RS-485 COM. PORT. | RELAY | SWITCHGEAR | P111A110 | SCHNEIDER | _ | NA | Nos |  | Inventory | TYPE: P1F1, NUMERICAL INST. O/C & IDMT. E/F RELAY, FLUSH MOUNTING, NON DRAW-OUT, FUNCTIONS: (50+51+50N+51N+95), AUX. VOLTAGE: 110V DC, CONTACTS: 4 BI+8 BO, In: 1A, MODBUS PROTOCOL WITH RS-485 COM. PORT.
14176 | RIBBON FERRULE PRINTING, 50 MTRS ROLL | GENERAL | ACCESSORIES | RIBBON-FERRULE-PRINTING | REPUTED | - | - | Nos |  | Inventory | RIBBON FERRULE PRINTING, 50 MTRS ROLL
12155 | O/C E/F RELAY - Function: 50+50N+51+51N 0DI + 4DO Mounting - Flush, CT Sec - 1/5A, Aux Voltage -24 - 250V AC / DC, | RELAY | SWITCHGEAR | P111L NON-COMM | SCHNEIDER | _ | NA | Nos | None | Inventory | O/C E/F RELAY - Function: 50+50N+51+51N 0DI + 4DO Mounting - Flush, CT Sec - 1/5A, Aux Voltage -24 - 250V AC / DC,
12156 | O/C E/F RELAY - Function: 50+50N+51+51N; 4DI + 4DO; Mounting - Flush, CT Sec - 1/5A, Aux Voltage -18V-250AC/DC, With - RS485 Modbus, | RELAY | SWITCHGEAR | P111L_RS485-18-250VAC/DC | SCHNEIDER | _ | NA | Nos |  | Inventory | O/C E/F RELAY - Function: 50+50N+51+51N; 4DI + 4DO; Mounting - Flush, CT Sec - 1/5A, Aux Voltage -18V-250AC/DC, With - RS485 Modbus,
12157 | NUMERICAL MULTIFUNCTION RELAY50+50N+51+51N+27+59+46+60+50BF+95DRAWOUT, FLUSH MOUNTING,CONTACTS : 8D/O+7DI,AUX. VOLT. : 24-250V AC/DC,In: 1/5A, Freq: 50Hq.COMMUNICABLE TYPE, RS485 PORTMODBUS PROTOCOL | RELAY | SWITCHGEAR | P127 | SCHNEIDER | _ | NA | Nos | None | Inventory | NUMERICAL MULTIFUNCTION RELAY50+50N+51+51N+27+59+46+60+50BF+95DRAWOUT, FLUSH MOUNTING,CONTACTS : 8D/O+7DI,AUX. VOLT. : 24-250V AC/DC,In: 1/5A, Freq: 50Hq.COMMUNICABLE TYPE, RS485 PORTMODBUS PROTOCOL
12192 | O/C E/F RELAY - Function: 50+50N+51+51N+51G+95 4DI + 8DO Mounting - Flush, CT Sec - 1/5A, Aux Voltage -60-250V AC/DC, With - RS485 Modbus, | RELAY | SWITCHGEAR | P1F1_110 | SCHNEIDER | _ | NA | Nos |  | Inventory | O/C E/F RELAY - Function: 50+50N+51+51N+51G+95 4DI + 8DO Mounting - Flush, CT Sec - 1/5A, Aux Voltage -60-250V AC/DC, With - RS485 Modbus,
12201 | TYPE: EASERGY P3L30, FEEDER PROTECTION RELAY, FUNCTIONS: (LINE DIFFERENTIAL & DISTANCE), FLUSH MOUNTING, NON-DRAWOUT TYPE, CONTACTS: 6 BI + 4 BO CONTACTS, AUX. VOLTAGE: 110V DC, In: 1A, WITH IEC61850 PROTOCOL. | RELAY | SWITCHGEAR | P3L30-CGAAA-AA1NA-BCAAA | SCHNEIDER | _ | NA | Nos |  | Inventory | TYPE: EASERGY P3L30, FEEDER PROTECTION RELAY, FUNCTIONS: (LINE DIFFERENTIAL & DISTANCE), FLUSH MOUNTING, NON-DRAWOUT TYPE, CONTACTS: 6 BI + 4 BO CONTACTS, AUX. VOLTAGE: 110V DC, In: 1A, WITH IEC61850 PROTOCOL.
12202 | FEEDER PROTECTION RELAY 16DI, 8DO, 1A/5A, AUX VOL-24-48V DC/110-230V AC (50+51+50N+51N+27+59+95) WITH IEC61580 | RELAY | SWITCHGEAR | P3U30 | SCHNEIDER | _ | NA | Nos |  | Inventory | FEEDER PROTECTION RELAY 16DI, 8DO, 1A/5A, AUX VOL-24-48V DC/110-230V AC (50+51+50N+51N+27+59+95) WITH IEC61580
12209 | TYPE: P643, NUMERICAL MULTIFUNCTION RELAY, FUNCTIONS: (51+51N+50+50N+81U+81O+95+87T), NON-DRAWOUT, FLUSH MOUNTING, CONTACTS : 16 BI + 16 BO, AUX. VOLTAGE: 110V DC, In: 1A. TWO RESISTOR 2.5kOHM, MODBUS PORT WITH RS485 COMMUNICATION. | RELAY | SWITCHGEAR | P643311A2M0B58M | SCHNEIDER | - | NA | Nos. |  | Inventory | TYPE: P643, NUMERICAL MULTIFUNCTION RELAY, FUNCTIONS: (51+51N+50+50N+81U+81O+95+87T), NON-DRAWOUT, FLUSH MOUNTING, CONTACTS : 16 BI + 16 BO, AUX. VOLTAGE: 110V DC, In: 1A. TWO RESISTOR 2.5kOHM, MODBUS PORT WITH RS485 COMMUNICATION.
12219 | TYPE: P645, NUMERICAL MULTIFUNCTION RELAY, FUNCTIONS: (50+51+50N+51N+27+59+87T+64R+60+95), NON-DRAWOUT, FLUSH MOUNTING, CONTACTS : 16 BO + 16 BI, AUX. VOLTAGE: 230V AC, In: 1A., COMMUNICABLE WITH RS 485 PORT, MODBUS PROTOCOL. MAKE : SCHNEIDER | RELAY | SWITCHGEAR | P645321A2M0B58M | SCHNEIDER | - | NA | Nos. |  | Inventory | TYPE: P645, NUMERICAL MULTIFUNCTION RELAY, FUNCTIONS: (50+51+50N+51N+27+59+87T+64R+60+95), NON-DRAWOUT, FLUSH MOUNTING, CONTACTS : 16 BO + 16 BI, AUX. VOLTAGE: 230V AC, In: 1A., COMMUNICABLE WITH RS 485 PORT, MODBUS PROTOCOL. MAKE : SCHNEIDER
12527 | 16A, 2P+E, IP-67, PANEL PLUG STRAIGHT PK PRATIKA SCREW, | Indus Socket | SWITCHGEAR | PKE16M723 - 16A | SCHNEIDER | _ | NA | Nos | None | Inventory | 16A, 2P+E, IP-67, PANEL PLUG STRAIGHT PK PRATIKA SCREW,
12528 | INDUSTRIAL16A STRAIGHT PLUG 3P+EPRATIKA, | Indus Socket | SWITCHGEAR | PKE16M734 | SCHNEIDER | _ | NA | Nos | None | Inventory | INDUSTRIAL16A STRAIGHT PLUG 3P+EPRATIKA,
12529 | 32A, 3P+E, IP-67, PANEL PLUG STRAIGHT PK PRATIKA SCREW, | Indus Socket | SWITCHGEAR | PKE32M734 - 32A | SCHNEIDER | _ | NA | Nos | None | Inventory | 32A, 3P+E, IP-67, PANEL PLUG STRAIGHT PK PRATIKA SCREW,
12530 | 1IP-44 16A SOCKET PKF16F423 PRATIKA, | Indus Socket | SWITCHGEAR | PKF16F423 | SCHNEIDER | _ | NA | Nos | None | Inventory | 1IP-44 16A SOCKET PKF16F423 PRATIKA,
12531 | INDUSTRIAL 16A PANEL MOUNTING 3P+E SOCKET (IP-66/67 PRATIKA, | Indus Socket | SWITCHGEAR | PKF16F734 | SCHNEIDER | _ | NA | Nos | None | Inventory | INDUSTRIAL 16A PANEL MOUNTING 3P+E SOCKET (IP-66/67 PRATIKA,
12532 | 16A, 2P+E, IP-67, PANEL SOCKET STRAIGHT PK PRATIKA SCREW, | Indus Socket | SWITCHGEAR | PKF16G723 - 16A SOCKET | SCHNEIDER | _ | NA | Nos | None | Inventory | 16A, 2P+E, IP-67, PANEL SOCKET STRAIGHT PK PRATIKA SCREW,
12533 | 32A, 3P+E, IP-67, PANEL SOCKET STRAIGHT PK PRATIKA SCREW, | Indus Socket | SWITCHGEAR | PKF32F734-32A | SCHNEIDER | _ | NA | Nos | None | Inventory | 32A, 3P+E, IP-67, PANEL SOCKET STRAIGHT PK PRATIKA SCREW,
12535 | DIGITAL MULTIFUNCTION METER, MODEL: PM 8240, 3 PHASE, 4 WIRE, 3 ELEMENT, CTR / PTR : PROGRAMMABLE TYPE, ACC. CLASS: 0.2, In:1A, AUX. VOLTAGE: 230V AC, SIZE : 96x96mm., WITH RS-485 PORT. | METER | SWITCHGEAR | PM_8240 | SCHNEIDER | _ | NA | Nos |  | Inventory | DIGITAL MULTIFUNCTION METER, MODEL: PM 8240, 3 PHASE, 4 WIRE, 3 ELEMENT, CTR / PTR : PROGRAMMABLE TYPE, ACC. CLASS: 0.2, In:1A, AUX. VOLTAGE: 230V AC, SIZE : 96x96mm., WITH RS-485 PORT.
12546 | Demand Monitoring meter, communicable with Modbus protocol, RS 485 port, | METER | SWITCHGEAR | PM5310 CLASS 1.0 3PH | SCHNEIDER | _ | NA | Nos | None | Inventory | Demand Monitoring meter, communicable with Modbus protocol, RS 485 port,
12547 | PM5320 Meter CLASS-05, ethernet, up to 31st H, 256K 2DI/2DO 35 alarms | METER | SWITCHGEAR | PM5320 | SCHNEIDER | - | - | Nos. |  | Inventory | PM5320 Meter CLASS-05, ethernet, up to 31st H, 256K 2DI/2DO 35 alarms
12548 | DIGITAL LOAD MANAGER, 3 PHASE, 4 WIRE, 3 ELEMENT,MODEL NO. : PM5330 CTR / PTR : PROGRAMMABLE TYPE, ACC. CLASS : 1, In:5A, AUX. VOLTAGE : 110V AC, SIZE : 96x96mm. WITH RS-485 PORT. | METER | SWITCHGEAR | PM5330 CLASS 1.0 3PH | SCHNEIDER | _ | NA | Nos | None | Inventory | DIGITAL LOAD MANAGER, 3 PHASE, 4 WIRE, 3 ELEMENT,MODEL NO. : PM5330 CTR / PTR : PROGRAMMABLE TYPE, ACC. CLASS : 1, In:5A, AUX. VOLTAGE : 110V AC, SIZE : 96x96mm. WITH RS-485 PORT.
12549 | DIGITAL POWER QUALITY METER, 3 PHASE, 4 WIRE, 3 ELEMENT,MODULE : PM5340,CTR / PTR : PROGRAMMABLE TYPE, ACC. CLASS : 0.5, In:1A, AUX. VOLTAGE : 110V DC ;SIZE : 96x96mm. WITH RS-485 PORT., | METER | SWITCHGEAR | PM5340-CLASS:0.5 | SCHNEIDER | _ | NA | Nos |  | Inventory | DIGITAL POWER QUALITY METER, 3 PHASE, 4 WIRE, 3 ELEMENT,MODULE : PM5340,CTR / PTR : PROGRAMMABLE TYPE, ACC. CLASS : 0.5, In:1A, AUX. VOLTAGE : 110V DCSIZE : 96x96mm. WITH RS-485 PORT.,
12550 | DIGITAL MULTIFUNCTION METER (PM5560), WITH MAXIMUM DEMAND INDICATOR AND CONTROLLER, 3 PHASE, 4 WIRE, 3 ELEMENT, CTR / PTR : PROGRAMMABLE TYPE, ACC. CLASS : 1.0, In:1A, AUX. VOLTAGE : 110V AC, SIZE : 96x96mm. WITH RS-485 PORT. | METER | SWITCHGEAR | PM5560-3-4/1.0-1A/110VAC | SCHNEIDER | _ | NA | Nos |  | Inventory | DIGITAL MULTIFUNCTION METER (PM5560), WITH MAXIMUM DEMAND INDICATOR AND CONTROLLER, 3 PHASE, 4 WIRE, 3 ELEMENT, CTR / PTR : PROGRAMMABLE TYPE, ACC. CLASS : 1.0, In:1A, AUX. VOLTAGE : 110V AC, SIZE : 96x96mm. WITH RS-485 PORT.
12551 | PM8000 Meter, Class 0.2S, Dual-Port Ethernet, RS-485 port, Modbus, DNP3 | METER | SWITCHGEAR | PM8000-0.2S-RS485 | SCHNEIDER | - | - | Nos. |  | Inventory | PM8000 Meter, Class 0.2S, Dual-Port Ethernet, RS-485 port, Modbus, DNP3
14320 | 36KV, 1250A, 25KA/1 SEC, VACUUM CIRCUIT BREAKER, (52), CLOSE AND TRIP COIL: 125V DC, SPRING CHARGE MOTOR: 125V DC, RL COIL : 125V DC, OPERATION COUNTER, DRAWOUT TYPE, 58 PIN PLUG & SOCKET. | BREAKER | SWITCHGEAR | SC-361231.5-DRAW-OUT | SCHNEIDER | _ | NA | Nos |  | Inventory | 36KV, 1250A, 25KA/1 SEC, VACUUM CIRCUIT BREAKER, (52), CLOSE AND TRIP COIL: 125V DC, SPRING CHARGE MOTOR: 125V DC, RL COIL : 125V DC, OPERATION COUNTER, DRAWOUT TYPE, 58 PIN PLUG & SOCKET.
14323 | DIGITAL FREQUENCY METER, Cut out size: 96mmX96mm, Aux. voltage:40-300V AC/DC., | METER | SWITCHGEAR | SCHI-DM3000-FM | SCHNEIDER | - | - | Nos. |  | Inventory | DIGITAL FREQUENCY METER, Cut out size: 96mmX96mm, Aux. voltage:40-300V AC/DC.,
14324 | CONZERV EM6436H VAF+ PF + Power & Energy Meter, Class accuracy - 1.0, RS485 port | METER | SWITCHGEAR | SCHI-EM6436H-CL1 | SCHNEIDER | - | - | Nos. |  | Inventory | CONZERV EM6436H VAF+ PF + Power & Energy Meter, Class accuracy - 1.0, RS485 port
16125 | V11VL10N1N2N0NN11N; UNDER & OVER VOLTAGE RELAY, NUMERICAL TYPE, FLUSH MOUNTING, 3NO OUTPUT CONTACT, AUX VOLT: 24 - 240V AC/DC, Vn: 110V AC, L MODEL, | RELAY | SWITCHGEAR | V11VL10N1N2N0NN11N | SCHNEIDER | _ | NA | Nos | None | Inventory | V11VL10N1N2N0NN11N; UNDER & OVER VOLTAGE RELAY, NUMERICAL TYPE, FLUSH MOUNTING, 3NO OUTPUT CONTACT, AUX VOLT: 24 - 240V AC/DC, Vn: 110V AC, L MODEL,
16126 | VAMP 11 V, MODEL:N, UNDER & OVER VOLTAGE RELAY, NUMERICAL TYPE, FLUSH MOUNTING, 4 VOLTAGE INPUT, 2BI,6BO, AUX VOLT: 24-60V AC/DC, Vn: 110V AC, | RELAY | SWITCHGEAR | V11VN11N1N1N1NN11N | SCHNEIDER | _ | NA | Nos | None | Inventory | VAMP 11 V, MODEL:N, UNDER & OVER VOLTAGE RELAY, NUMERICAL TYPE, FLUSH MOUNTING, 4 VOLTAGE INPUT, 2BI,6BO, AUX VOLT: 24-60V AC/DC, Vn: 110V AC,
14204 | BLIND STAND OFF, SIZE : 3mmX8mm | MS HARD | HARDWARE & ACCESSORIES | RIVET 3X8 | REPUTED | RIVET | NA | Nos | None | Inventory | BLIND STAND OFF, SIZE : 3mmX8mm
14205 | RIVET FLAT HEAD , SIZE : 4mmx12.5mm | MS HARD | HARDWARE & ACCESSORIES | RIVET 4X12.5MM | REPUTED | RIVET | NA | Nos | None | Inventory | RIVET FLAT HEAD , SIZE : 4mmx12.5mm
14206 | RIVET FLAT HEAD , SIZE : 4.9X9MM-SS | SS HARD | HARDWARE & ACCESSORIES | RIVET-4.9X9MM-SS | - | - | - | Nos |  | Inventory | RIVET FLAT HEAD , SIZE : 4.9X9MM-SS
14207 | RIVET-4X8 | MS HARD | HARDWARE & ACCESSORIES | RIVET-4X8 | REPUTED | RIVET | - | Nos |  | Inventory | RIVET-4X8
14208 | HAND RIVET MACHINE | SHOP | TOOLS | RIVET-MACHINE | REPUTED | - | - | Nos |  | Inventory | HAND RIVET MACHINE
14209 | BLIND STAND OFF, SIZE : 4mmx8mm | MS HARD | HARDWARE & ACCESSORIES | RIVET_4X8 | REPUTED | RIVET | NA | Nos |  | Inventory | BLIND STAND OFF, SIZE : 4mmx8mm
16127 | VAMP 11 V, MODEL:N, UNDER & OVER VOLTAGE RELAY, NUMERICAL TYPE, FLUSH MOUNTING, 4 VOLTAGE INPUT, 2BI,6BO, AUX VOLT: 90-240V AC/DC, Vn: 110V AC, with Modbus Protocol with RS 485Port, MAKE:SCHNEIDER | RELAY | SWITCHGEAR | V11VN11N1N2N1NN11N | SCHNEIDER | _ | NA | Nos | None | Inventory | VAMP 11 V, MODEL:N, UNDER & OVER VOLTAGE RELAY, NUMERICAL TYPE, FLUSH MOUNTING, 4 VOLTAGE INPUT, 2BI,6BO, AUX VOLT: 90-240V AC/DC, Vn: 110V AC, with Modbus Protocol with RS 485Port, MAKE:SCHNEIDER
16130 | PROTECTION LED APPLICATION FEEDER/MOTOR. 2DI 5DO, 1A/5A AUX VOL-48-265V AC/DC RJ45+8DI FUTURE (50+51+50N+27+59+95) WITH IEC61580 | RELAY | SWITCHGEAR | V57F3AAA2BCA | SCHNEIDER | _ | NA | Nos |  | Inventory | PROTECTION LED APPLICATION FEEDER/MOTOR. 2DI 5DO, 1A/5A AUX VOL-48-265V AC/DC RJ45+8DI FUTURE (50+51+50N+27+59+95) WITH IEC61580
16131 | PROTECTION LED APPLICATION FEEDER/MOTOR. 2DI 5DO, 1A/5A AUX VOL-18-36V DC RJ45+8DI FUTURE (50+51+50N+51N+27+59+95) WITH IEC61580 | RELAY | SWITCHGEAR | V57F4ABA1BCA | SCHNEIDER | _ | NA | Nos |  | Inventory | PROTECTION LED APPLICATION FEEDER/MOTOR. 2DI 5DO, 1A/5A AUX VOL-18-36V DC RJ45+8DI FUTURE (50+51+50N+51N+27+59+95) WITH IEC61580
14287 | 8W ANN. 20-150V DC | ANNUNCIATOR | SWITCHGEAR | SAN 200/B108D | SECO | _ | NA | Nos | None | Inventory | 8W ANN. 20-150V DC
14288 | 12W ANN. 75-275V AC/ DC | ANNUNCIATOR | SWITCHGEAR | SAN 200/B210U | SECO | _ | NA | Nos | None | Inventory | 12W ANN. 75-275V AC/ DC
14289 | 12W ANN. 20-150V DC | ANNUNCIATOR | SWITCHGEAR | SAN 200/B212D | SECO | _ | NA | Nos | None | Inventory | 12W ANN. 20-150V DC
6481 | 1PH Digital Ammeter LED TYPE, (Cl 0.5) Aux. Supply-230V AC, 96X96MM | METER | SWITCHGEAR | DPM96-I100 | SECURE | - | - | Nos. |  | Inventory | 1PH Digital Ammeter LED TYPE, (Cl 0.5) Aux. Supply-230V AC, 96X96MM
6482 | 1PH Digital Voltmeter LED TYPE, (Cl 0.5) Aux. Supply-230V AC, 96X96MM | METER | SWITCHGEAR | DPM96-V100 | SECURE | - | - | Nos. |  | Inventory | 1PH Digital Voltmeter LED TYPE, (Cl 0.5) Aux. Supply-230V AC, 96X96MM
7143 | MODEM FOR TVM METER | METER | SWITCHGEAR | ECD210 GSM | SECURE | _ | NA | Nos | None | Inventory | MODEM FOR TVM METER
14219 | RL2 COILS SUITABLE FOR VD4 BREAKER, VOLATGE - 24V DC | BREAKER COILS | ACCESSORIES | RL2-24VDC | ABB | _ | NA | Nos |  | Inventory | RL2 COILS SUITABLE FOR VD4 BREAKER, VOLATGE - 24V DC
14220 | RL2 COILS SUITABLE FOR VD4 BREAKER, VOLATGE - 30V DC | BREAKER COILS | ACCESSORIES | RL2-30VDC | ABB | _ | NA | Nos |  | Inventory | RL2 COILS SUITABLE FOR VD4 BREAKER, VOLATGE - 30V DC
14221 | RL2 COILS SUITABLE FOR VD4 BREAKER, VOLATGE - 48V DC | BREAKER COILS | ACCESSORIES | RL2-48VDC | ABB | _ | NA | Nos |  | Inventory | RL2 COILS SUITABLE FOR VD4 BREAKER, VOLATGE - 48V DC
14222 | RL COIL SUITABLE FOR VD4 BREAKER , VOLTAGE - 24V DC. | BREAKER COILS | ACCESSORIES | RL2COIL-24VDC | ABB | _ | NA | Nos |  | Inventory | RL COIL SUITABLE FOR VD4 BREAKER , VOLTAGE - 24V DC.
14223 | RL COIL SUITABLE FOR VD4 BREAKER , VOLTAGE - 110V DC. | BREAKER COILS | ACCESSORIES | RLCOIL-110VDC | ABB | _ | NA | Nos |  | Inventory | RL COIL SUITABLE FOR VD4 BREAKER , VOLTAGE - 110V DC.
14224 | RL COIL SUITABLE FOR VD4 BREAKER , VOLTAGE - 220V DC. | BREAKER COILS | ACCESSORIES | RLCOIL-220VDC | ABB | _ | NA | Nos |  | Inventory | RL COIL SUITABLE FOR VD4 BREAKER , VOLTAGE - 220V DC.
14225 | BUSBAR SUPPORT MAKE:TERMATE | ArTuK | LV PANEL | RMS310 | ABB | - | - | Nos |  | Inventory | BUSBAR SUPPORT MAKE:TERMATE
7187 | ALPHA ABT METER | METER | SWITCHGEAR | EL-TVM-ABT-ALPHA-0.5S | SECURE | _ | NA | Nos | None | Inventory | ALPHA ABT METER
7188 | ALPHA METER | METER | SWITCHGEAR | EL-TVM-ALPHA-0.5S-RS485 | SECURE | _ | NA | Nos | None | Inventory | ALPHA METER
7196 | ELITE P300, POWER FACTOR METER, CLASS-1.0,110VAC | METER | SWITCHGEAR | ELITE P300 | SECURE | _ | NA | Nos | None | Inventory | ELITE P300, POWER FACTOR METER, CLASS-1.0,110VAC
7197 | ELITE-442, MULTIFUNCTION METER, WITH RS 485, CLASS-0.5S, , | METER | SWITCHGEAR | ELITE-442 | SECURE | _ | NA | Nos | None | Inventory | ELITE-442, MULTIFUNCTION METER, WITH RS 485, CLASS-0.5S, ,
7198 | ELITE-443, MULTIFUNTION METER, WITH RS 485, CLASS-0.5S, , AUX. SUPPLY-24V DC, | METER | SWITCHGEAR | ELITE-443 | SECURE | _ | NA | Nos | None | Inventory | ELITE-443, MULTIFUNTION METER, WITH RS 485, CLASS-0.5S, , AUX. SUPPLY-24V DC,
7199 | ELITE-445 HOURE RUN METER, WITH RS 485, CLASS-0.5S, , AUX. SUPPLY-24V DC, | METER | SWITCHGEAR | ELITE-445 | SECURE | _ | NA | Nos | None | Inventory | ELITE-445 HOURE RUN METER, WITH RS 485, CLASS-0.5S, , AUX. SUPPLY-24V DC,
14232 | Round rough file 12 inch,Make-J.K. | Welding ACC | ACCESSORIES | RND-FILE-12 INCH | J.K | _ | NA | Nos | None | Inventory | Round rough file 12 inch,Make-J.K.
14233 | 48kgs density per sqm | PACKING MATERIAL | PACKING | ROCKWOOL-50MM | REPUTED | _ | NA | MTRS |  | Inventory | 48kgs density per sqm
14234 | 3 POINT DOOR LOCK ROD FOR BOTTOM FOR STANDARD 33KV O/D METERING BOX, DRG NO - 4-3VC-12393-G, REV-1 DT. 30.11.2018 | DOOR LOCK | ACCESSORIES | ROD-MTR-STD-12393-G-BOTTOM | TSPL | _ | NA | Nos | None | Inventory | 3 POINT DOOR LOCK ROD FOR BOTTOM FOR STANDARD 33KV O/D METERING BOX, DRG NO - 4-3VC-12393-G, REV-1 DT. 30.11.2018
14235 | 3 POINT DOOR LOCK ROD FOR TOP FOR STANDARD 33KV O/D METERING BOX, DRG NO - 4-3VC-12394-H, REV-1 DT. 30.11.2018 | DOOR LOCK | ACCESSORIES | ROD-MTR-STD-12394-H-TOP | TSPL | _ | NA | Nos | None | Inventory | 3 POINT DOOR LOCK ROD FOR TOP FOR STANDARD 33KV O/D METERING BOX, DRG NO - 4-3VC-12394-H, REV-1 DT. 30.11.2018
7200 | ELITE 307, CLASS-0.5S IMPORT/EXPORT RS-485 | METER | SWITCHGEAR | ELITE307-0.5S-RS485-I/E | SECURE | _ | NA | Nos |  | Inventory | ELITE 307, CLASS-0.5S IMPORT/EXPORT RS-485
14237 | ROUND DIA SIZE - | CAPITAL GOODS | TOOLS | ROUND-DIA-0% | REPUTED | _ | NA | SET |  | Non Inventory | ROUND DIA SIZE -
7201 | ELITE 440-441, CLASS-0.5 RS-485 | METER | SWITCHGEAR | ELITE440-441-0.5-RS485 | SECURE | _ | NA | Nos | None | Inventory | ELITE 440-441, CLASS-0.5 RS-485
7202 | ELITE 440-442 CLASS-0.5 RS-485 | METER | SWITCHGEAR | ELITE440-442-0.5-RS485 | SECURE | _ | NA | Nos. |  | Inventory | ELITE 440-442 CLASS-0.5 RS-485
7203 | ELITE 440-442 CLASS-0.5 IMPORT/EXPORT RS-485 | METER | SWITCHGEAR | ELITE440-442-0.5-RS485-I/E | SECURE | _ | NA | Nos |  | Inventory | ELITE 440-442 CLASS-0.5 IMPORT/EXPORT RS-485
7204 | ELITE 440-442 CLASS-1.0 RS-485 | METER | SWITCHGEAR | ELITE440-442-1.0-RS485 | SECURE | _ | NA | Nos |  | Inventory | ELITE 440-442 CLASS-1.0 RS-485
7205 | ELITE 440-443 CLASS-0.2 RS-485 | METER | SWITCHGEAR | ELITE440-443-0.2-RS485 | SECURE | _ | NA | Nos |  | Inventory | ELITE 440-443 CLASS-0.2 RS-485
7206 | ELITE 440-443 CLASS-0.2S RS-485 | METER | SWITCHGEAR | ELITE440-443-0.2S-RS485 | SECURE | _ | NA | Nos | None | Inventory | ELITE 440-443 CLASS-0.2S RS-485
7207 | ELITE 440-443 CLASS-0.5 RS-485 | METER | SWITCHGEAR | ELITE440-443-0.5-RS485 | SECURE | _ | NA | Nos | None | Inventory | ELITE 440-443 CLASS-0.5 RS-485
7208 | DIGITAL MULTIFUNCTION METER - ELITE 440-443 CLASS-0.5S RS-485 | METER | SWITCHGEAR | ELITE440-443-0.5S-RS485 | SECURE | _ | NA | Nos |  | Inventory | DIGITAL MULTIFUNCTION METER - ELITE 440-443 CLASS-0.5S RS-485
14246 | RUBBER SHEET, WIDTH-480mm, lENGTH- 10Mtr, THICKNESS- 3mm , | Gasket | ACCESSORIES | RUBBER-SHEET | REPUTED | _ | NA | MTRS |  | Inventory | RUBBER SHEET, WIDTH-480mm, lENGTH- 10Mtr, THICKNESS- 3mm ,
14247 | 10 X 25 RUBBER WASHER Make : REPUTED | Gasket | ACCESSORIES | RUBBER-WASHER-10X25 | REPUTED | _ | NA | MTRS | None | Inventory | 10 X 25 RUBBER WASHER Make : REPUTED
14248 | RUBBER NIPPLE FOR L/R SWITCH | Gasket | ACCESSORIES | RUBBER_NIPPLE | REPUTED | _ | NA | Nos |  | Inventory | RUBBER NIPPLE FOR L/R SWITCH
7209 | ELITE 440-443 CLASS-1.0 RS-485 | METER | SWITCHGEAR | ELITE440-443-1.0-RS485 | SECURE | _ | NA | Nos | None | Inventory | ELITE 440-443 CLASS-1.0 RS-485
7210 | ELITE 440-444 CLASS-0.5 RS-485, AUX. VOLTAGE: 24V DC | METER | SWITCHGEAR | ELITE440-444-0.5-RS485 | SECURE | _ | NA | Nos |  | Inventory | ELITE 440-444 CLASS-0.5 RS-485, AUX. VOLTAGE: 24V DC
7211 | ELITE 440-445 CLASS-0.2s RS-485 | METER | SWITCHGEAR | ELITE440-445-0.2S-RS485 | SECURE | _ | NA | Nos | None | Inventory | ELITE 440-445 CLASS-0.2s RS-485
7212 | ELITE 440-445 CLASS-0.2s IMPORT/EXPORT RS-485 | METER | SWITCHGEAR | ELITE440-445-0.2S-RS485-I/E | SECURE | _ | NA | Nos | None | Inventory | ELITE 440-445 CLASS-0.2s IMPORT/EXPORT RS-485
7213 | ELITE:440-445, CLASS-0.5, RS-485 PORT | METER | SWITCHGEAR | ELITE440-445-0.5-RS485 | SECURE | - | - | Nos. |  | Inventory | ELITE:440-445, CLASS-0.5, RS-485 PORT
7214 | ELITE:440-445, CLASS-0.5, RS-485 PORT AUX. VOLTAGE - 24V-60V DC. | METER | SWITCHGEAR | ELITE440-445-0.5-RS485-AUX-VOL-24V-60V-DC | SECURE | - | - | Nos. |  | Inventory | ELITE:440-445, CLASS-0.5, RS-485 PORT AUX. VOLTAGE - 24V-60V DC.
7215 | DIGITAL MULTIFUNCTION METER, 3 PHASE, 4 WIRE, 3 ELEMENT, ELITE 445 CTR / PTR : PROGRAMMABLE TYPE, ACC. CLASS:0.5, In:1A, AUX. VOLTAGE: 80V-300V AC/DC SUPPLY, SIZE : 96x96mm. WITH RS-485 PORT, WITH IMPORT/EXPORT FACILITY. | METER | SWITCHGEAR | ELITE440-445-0.5-RS485-I/E | SECURE | - | - | Nos. |  | Inventory | DIGITAL MULTIFUNCTION METER, 3 PHASE, 4 WIRE, 3 ELEMENT, ELITE 445 CTR / PTR : PROGRAMMABLE TYPE, ACC. CLASS:0.5, In:1A, AUX. VOLTAGE: 80V-300V AC/DC SUPPLY, SIZE : 96x96mm. WITH RS-485 PORT, WITH IMPORT/EXPORT FACILITY.
7216 | DIGITAL MULTIFUNCTION METER, MODEL: ELITE 445, 3 PHASE, 4 WIRE, 3 ELEMENT, CTR / PTR : PROGRAMMABLE TYPE, ACC. CLASS : 0.5S, WITH IMPORT EXPORT FACILITY, AUX. VOLTAGE : 110V AC, SIZE : 96mmx96mm. WITH RS-485 PORT. | METER | SWITCHGEAR | ELITE440-445-0.5S-RS485 | SECURE | - | - | Nos. |  | Inventory | DIGITAL MULTIFUNCTION METER, MODEL: ELITE 445, 3 PHASE, 4 WIRE, 3 ELEMENT, CTR / PTR : PROGRAMMABLE TYPE, ACC. CLASS : 0.5S, WITH IMPORT EXPORT FACILITY, AUX. VOLTAGE : 110V AC, SIZE : 96mmx96mm. WITH RS-485 PORT.
7217 | ELITE 440-445 CLASS-0.5S IMPORT/EXPORT RS-485 | METER | SWITCHGEAR | ELITE440-445-0.5S-RS485-I/E | SECURE | _ | NA | Nos |  | Inventory | ELITE 440-445 CLASS-0.5S IMPORT/EXPORT RS-485
7218 | ELITE 440-445 CLASS-1.0 IMPORT/EXPORT RS-485 | METER | SWITCHGEAR | ELITE440-445-1.0-RS485-I/E | SECURE | _ | NA | Nos | None | Inventory | ELITE 440-445 CLASS-1.0 IMPORT/EXPORT RS-485
7219 | ELITE 440-446 CLASS-0.2S IMPORT/EXPORT WITH RJ45 PORT | METER | SWITCHGEAR | ELITE440-446-0.2S-RJ45-I/E | SECURE | _ | NA | Nos |  | Inventory | ELITE 440-446 CLASS-0.2S IMPORT/EXPORT WITH RJ45 PORT
7220 | ELITE 440-446 CLASS-0.2S IMPORT/EXPORT RS-485 | METER | SWITCHGEAR | ELITE440-446-0.2S-RS485-I/E | SECURE | _ | NA | Nos | None | Inventory | ELITE 440-446 CLASS-0.2S IMPORT/EXPORT RS-485
7221 | ELITE 440-446 CLASS-0.5 IMPORT/EXPORT RS-485 | METER | SWITCHGEAR | ELITE440-446-0.5-RS485-I/E | SECURE | _ | NA | Nos | None | Inventory | ELITE 440-446 CLASS-0.5 IMPORT/EXPORT RS-485
7222 | DIGITAL MULTIFUNCTION METER, MODEL: ELITE 446, 3 PHASE, 4 WIRE, 3 ELEMENT SYSTEM, AUX. VOLTAGE: 80-300V AC/DC, CTR/PTR: PROGRAMMABLE, CLASS : 0.5S, WITH RJ45 PORT MODBUS TCP/IP . | METER | SWITCHGEAR | ELITE440-446-0.5S-RJ45 | SECURE | _ | NA | Nos |  | Inventory | DIGITAL MULTIFUNCTION METER, MODEL: ELITE 446, 3 PHASE, 4 WIRE, 3 ELEMENT SYSTEM, AUX. VOLTAGE: 80-300V AC/DC, CTR/PTR: PROGRAMMABLE, CLASS : 0.5S, WITH RJ45 PORT MODBUS TCP/IP .
7223 | ELITE 440-446 CL-0.5S WITH RS 485 PORT, Aux. Supply-230V AC, Voltage-415V AC | METER | SWITCHGEAR | ELITE440-446-0.5S-RS485-I/E | SECURE | _ | NA | Nos |  | Inventory | ELITE 440-446 CL-0.5S WITH RS 485 PORT, Aux. Supply-230V AC, Voltage-415V AC
7224 | ELITE 440-447 CLASS-0.2 IMPORT/EXPORT RS-485 | METER | SWITCHGEAR | ELITE440-447-0.2-RS485-I/E | SECURE | _ | NA | Nos | None | Inventory | ELITE 440-447 CLASS-0.2 IMPORT/EXPORT RS-485
7225 | ELITE 440-447 CLASS-0.2S IMPORT/EXPORT RS-485 | METER | SWITCHGEAR | ELITE440-447-0.2S-RS485-I/E | SECURE | _ | NA | Nos. |  | Inventory | ELITE 440-447 CLASS-0.2S IMPORT/EXPORT RS-485
7226 | ELITE 440-448 CLASS-0.5 IMPORT/EXPORT RS-485 | METER | SWITCHGEAR | ELITE440-448 CL-0.5 | SECURE | _ | NA | Nos | None | Inventory | ELITE 440-448 CLASS-0.5 IMPORT/EXPORT RS-485
7227 | ELITE 440-448 CLASS-0.2s IMPORT/EXPORT RS-485 | METER | SWITCHGEAR | ELITE440-448-0.2S-RS485-I/E | SECURE | _ | NA | Nos |  | Inventory | ELITE 440-448 CLASS-0.2s IMPORT/EXPORT RS-485
7228 | ELITE 440-448 CLASS-0.2S IMPORT/EXPORT RS-485- | METER | SWITCHGEAR | ELITE440-448-0.2S-RS485-I/E-0.2S | SECURE | - | NA | Nos. |  | Inventory | ELITE 440-448 CLASS-0.2S IMPORT/EXPORT RS-485-
7229 | ELITE 440-448 CLASS-0.5S IMPORT/EXPORT RS-485 | METER | SWITCHGEAR | ELITE440-448-0.5S | SECURE | _ | NA | Nos |  | Inventory | ELITE 440-448 CLASS-0.5S IMPORT/EXPORT RS-485
7230 | DIGITAL MULTIFUNCTION METER, TYPE: ELITE 445, 3 PHASE, 4 WIRE, 3 ELEMENT SYSTEM, AUX. VOLTAGE: 220V DC, CTR/PTR: PROGRAMMABLE, CLASS : 0.2S, MODBUS PROTOCOL-RS485 PORT. | METER | SWITCHGEAR | ELITE445-0.2S-RS485 | SECURE | _ | NA | Nos |  | Inventory | DIGITAL MULTIFUNCTION METER, TYPE: ELITE 445, 3 PHASE, 4 WIRE, 3 ELEMENT SYSTEM, AUX. VOLTAGE: 220V DC, CTR/PTR: PROGRAMMABLE, CLASS : 0.2S, MODBUS PROTOCOL-RS485 PORT.
7231 | ELITE 445 CLASS-0.5 RS-485 | METER | SWITCHGEAR | ELITE445-0.5-RS485 | SECURE | _ | NA | Nos |  | Inventory | ELITE 445 CLASS-0.5 RS-485
7232 | DIGITAL MULTIFUNCTION METER, TYPE: ELITE 446, 3 PHASE, 4 WIRE, 3 ELEMENT SYSTEM, AUX. VOLTAGE: 220V DC, CTR/PTR: PROGRAMMABLE, CLASS : 0.2S, MODBUS PROTOCOL-RS485 PORT. | METER | SWITCHGEAR | ELITE446-0.2S-RS485 | SECURE | _ | NA | Nos |  | Inventory | DIGITAL MULTIFUNCTION METER, TYPE: ELITE 446, 3 PHASE, 4 WIRE, 3 ELEMENT SYSTEM, AUX. VOLTAGE: 220V DC, CTR/PTR: PROGRAMMABLE, CLASS : 0.2S, MODBUS PROTOCOL-RS485 PORT.
7233 | ELITE500_WITH_RS485_PORT, CLASS : 0.5S,MODBUS PROTOCOL | METER | SWITCHGEAR | ELITE500-0.5S_WITH_RS485_PORT | SECURE | _ | NA | Nos |  | Inventory | ELITE500_WITH_RS485_PORT, CLASS : 0.5S,MODBUS PROTOCOL
14344 | 1 PHASE DIGITAL AMMETER,CLASS-0.5,SIZE 96X96,AUX VOLTAGE- 110V-230VAC/DC; MODEL- | METER | SWITCHGEAR | SE-1PH-1A-0.5 | SECURE | _ | NA | Nos |  | Inventory | 1 PHASE DIGITAL AMMETER,CLASS-0.5,SIZE 96X96,AUX VOLTAGE- 110V-230VAC/DC; MODEL-
14345 | DIGITAL VOLTMETER SINGLE PHASE, CTR: PROGRAMMABLE TYPE, AUX. VOLTAGE: 110V-230V AC/DC SUPPLY, ACC CLASS: 0.5, SIZE: 96X96mm. | METER | SWITCHGEAR | SE-1PH-1V-0.5 | SECURE | _ | NA | Nos |  | Inventory | DIGITAL VOLTMETER SINGLE PHASE, CTR: PROGRAMMABLE TYPE, AUX. VOLTAGE: 110V-230V AC/DC SUPPLY, ACC CLASS: 0.5, SIZE: 96X96mm.
14346 | 3PHASE DIGITAL AMMETER,CLASS-0.5,SIZE 96X96,AUX VOLTAGE- 110V-230VAC/DC; MODEL- | METER | SWITCHGEAR | SE-3PH-3A-0.5 | SECURE | _ | NA | Nos |  | Inventory | 3PHASE DIGITAL AMMETER,CLASS-0.5,SIZE 96X96,AUX VOLTAGE- 110V-230VAC/DC; MODEL-
14347 | 3PHASE DIGITAL AMMETER,CLASS-0.5,SIZE 96X96,AUX VOLTAGE-30DC; MODEL- | METER | SWITCHGEAR | SE-3PH-3A-0.5-30DC | SECURE | _ | NA | Nos |  | Inventory | 3PHASE DIGITAL AMMETER,CLASS-0.5,SIZE 96X96,AUX VOLTAGE-30DC; MODEL-
14348 | 3PHASE DIGITAL AMMETER,CLASS-0.5,SIZE 96X48,AUX VOLTAGE- 110V-230VAC/DC; MODEL- | METER | SWITCHGEAR | SE-3PH-3A-0.5-96X48 | SECURE | _ | NA | Nos |  | Inventory | 3PHASE DIGITAL AMMETER,CLASS-0.5,SIZE 96X48,AUX VOLTAGE- 110V-230VAC/DC; MODEL-
14349 | DIGITAL AMMETER WITH BUILT IN SELECTOR SWITCH, CTR : 80/1A, In: 1A, AUX VOLTAGE: 230V AC, ACC CLASS: 0.5, SIZE : 96mmx48mm. | METER | SWITCHGEAR | SE-3PH-3A-1 | SECURE | _ | NA | Nos |  | Inventory | DIGITAL AMMETER WITH BUILT IN SELECTOR SWITCH, CTR : 80/1A, In: 1A, AUX VOLTAGE: 230V AC, ACC CLASS: 0.5, SIZE : 96mmx48mm.
14350 | 3PHASE DIGITAL FREQUENCY METER,CLASS-0.2,SIZE 96X96,AUX VOLTAGE- 110V-230VAC/DC; MODEL- | METER | SWITCHGEAR | SE-3PH-3HZ-0.2 | SECURE | _ | NA | Nos |  | Inventory | 3PHASE DIGITAL FREQUENCY METER,CLASS-0.2,SIZE 96X96,AUX VOLTAGE- 110V-230VAC/DC; MODEL-
14351 | 3PHASE DIGITAL VOLTMETER,CLASS-0.5,SIZE 96X96,AUX VOLTAGE- 110V-230VAC/DC-; MODEL- | METER | SWITCHGEAR | SE-3PH-3V-0.5 | SECURE | _ | NA | Nos |  | Inventory | 3PHASE DIGITAL VOLTMETER,CLASS-0.5,SIZE 96X96,AUX VOLTAGE- 110VAC; MODEL-
14282 | LIFTING REINFORCEMENTS-SA1350-01-ArTu M-K | ArTuK | LV PANEL | SA1350-001 | ABB | - | - | Nos |  | Inventory | LIFTING REINFORCEMENTS-SA1350-01-ArTu M-K
14283 | N° 2 lifting reinforcements for side-by-side structures | ArTuK | LV PANEL | SA1350-1 | ABB | - | - | KGS |  | Inventory | N° 2 lifting reinforcements for side-by-side structures
14284 | SAFETY JACKET | OWN USE ITEMS | ACCESSORIES | SAFETY-JACKET | REPUTED | - | - | Nos |  | Non Inventory | SAFETY JACKET
14285 | SAFETY-SHOES MS TORP REDDING. | OWN USE ITEMS | ACCESSORIES | SAFETY-SHOES | REPUTED | - | - | Nos |  | Non Inventory | SAFETY-SHOES MS TORP REDDING.
14352 | 3PHASE DIGITAL VOLTMETER,CLASS-0.5,SIZE 96X96,AUX VOLTAGE- 30VDC-; MODEL- | METER | SWITCHGEAR | SE-3PH-3V-0.5-30DC | SECURE | _ | NA | Nos |  | Inventory | 3PHASE DIGITAL VOLTMETER,CLASS-0.5,SIZE 96X96,AUX VOLTAGE- 30VDC; MODEL-
14353 | 3PHASE DIGITAL VOLTMETER,CLASS-0.5,SIZE 96X48,AUX VOLTAGE- 110V-230VAC/DC-; MODEL- | METER | SWITCHGEAR | SE-3PH-3V-0.5-96X48 | SECURE | _ | NA | Nos |  | Inventory | 3PHASE DIGITAL VOLTMETER,CLASS-0.5S,SIZE 96X48,AUX VOLTAGE- 110V-230VAC/DC-; MODEL-
14354 | DIGITAL VOLTMETER WITH BUILT IN SELECTOR SWITCH, PTR : 11kV/110V AC, AUX VOLTAGE: 230V AC, ACC CLASS: 0.5, SIZE : 96mmx48mm. | METER | SWITCHGEAR | SE-3PH-3V-1 | SECURE | _ | NA | Nos |  | Inventory | DIGITAL VOLTMETER WITH BUILT IN SELECTOR SWITCH, PTR : 11kV/110V AC, AUX VOLTAGE: 230V AC, ACC CLASS: 0.5, SIZE : 96mmx48mm.
14355 | DIGITAL AMMETER WITH BUILT IN SELECTOR SWITCH, CTR: PROGRAMMABLE, In: 1A,AUX. VOLTAGE: 110V DC, ACC. CLASS: 1.0, SIZE: 96mmX48mm. | METER | SWITCHGEAR | SE-3PH-A-1.0 | SECURE | _ | NA | Nos |  | Inventory | DIGITAL AMMETER WITH BUILT IN SELECTOR SWITCH, CTR: PROGRAMMABLE, In: 1A,AUX. VOLTAGE: 110V DC, ACC. CLASS: 1.0, SIZE: 96mmX48mm.
14356 | DIGITAL VOLTMTER WITH BUILT IN SELECTOR SWITCH, PTR: PROGRAMMABLE, AUX. VOLTAGE: 110V DC, ACC. CLASS: 1.0, SIZE: 96mmX48mm. | METER | SWITCHGEAR | SE-3PH-V-1.0 | SECURE | _ | NA | Nos |  | Inventory | DIGITAL VOLTMTER WITH BUILT IN SELECTOR SWITCH, PTR: PROGRAMMABLE, AUX. VOLTAGE: 110V DC, ACC. CLASS: 1.0, SIZE: 96mmX48mm.
14357 | ABT METER, MODEL: APEX 100, 3 PHASE, 4 WIRE, 3 ELEMENT SYSTEM, CTR-800/1A , PTR: 6.6kV/110V AC, AUX. VOLTAGE: 230V AC, CLASS : 0.2S, WITH RS-485 PORT, STATE : ODISHA | METER | SWITCHGEAR | SE-ABT-APEX100-0.2S-800/1A-6.6/110VAC:STATE:ODISHA | SECURE | _ | NA | Nos |  | Inventory | ABT METER, MODEL: APEX 100, 3 PHASE, 4 WIRE, 3 ELEMENT SYSTEM, CTR-800/1A , PTR: 6.6kV/110V AC, AUX. VOLTAGE: 230V AC, CLASS : 0.2S, WITH RS-485 PORT, STATE : ODISHA
14358 | APEX 150 ABT METER, 3PHASE ,4WIRE,3ELEMENT, CLASS:0.2S, MODBUS PROTOCOL WITH RS485 PORT | METER | SWITCHGEAR | SE-ABT-APEX150-0.2S | SECURE | _ | NA | Nos |  | Inventory | APEX 150 ABT METER, 3PHASE ,4WIRE,3ELEMENT, CLASS:0.2S, MODBUS PROTOCOL WITH RS485 PORT
14359 | DIGITAL ABT METER, 3 PHASE, 4 WIRE, 3 ELEMENT SYSTEM, AUX. VOLTAGE: 230V AC, CTR-100/1A, PTR: 33KV/RT3/110V/RT3, CLASS : 0.2S, DUAL MASTER, WITH IMPORT/EXPORT FACILITY, MODBUS PROTOCOL WITH RS485, State:- Telangana, MODEL - APEX 150 | METER | SWITCHGEAR | SE-ABT-APEX150-0.2S-100/1A-33KV/110VAC | SECURE | _ | NA | Nos |  | Inventory | DIGITAL ABT METER, 3 PHASE, 4 WIRE, 3 ELEMENT SYSTEM, AUX. VOLTAGE: 230V AC, CTR-100/1A, PTR: 33KV/RT3/110V/RT3, CLASS : 0.2S, DUAL MASTER, WITH IMPORT/EXPORT FACILITY, MODBUS PROTOCOL WITH RS485, State:- Telangana, MODEL - APEX 150
14360 | ABT METER, MODEL: APEX 150, 3 PHASE, 4 WIRE, 3 ELEMENT SYSTEM, CTR-1250/1A , PTR: 33kV/110V AC, AUX. VOLTAGE: 230V AC, CLASS : 0.2S, WITH RS-485 PORT MODBUS PROTOCOL, STATE : RAJASTHAN, | METER | SWITCHGEAR | SE-ABT-APEX150-0.2S-1250/1A | SECURE | _ | NA | Nos |  | Inventory | ABT METER, MODEL: APEX 150, 3 PHASE, 4 WIRE, 3 ELEMENT SYSTEM, CTR-1250/1A , PTR: 33kV/110V AC, AUX. VOLTAGE: 230V AC, CLASS : 0.2S, WITH RS-485 PORT MODBUS PROTOCOL, STATE : RAJASTHAN,
14361 | DIGITAL ABT METER-CHECK, 3 PHASE, 4 WIRE, 3 ELEMENT SYSTEM, AUX. VOLTAGE: 230V AC, CTR-350/1A, PTR: 33KV/RT3/110V/RT3, CLASS : 0.2S, DUAL MASTER, MODBUS PROTOCOL with RS232, RS485, Ethernet port AS PER JHARKHAND STATE NORMS, MODEL - APEX 150 (ONLY FOR INTERNAL MONITORING) | METER | SWITCHGEAR | SE-ABT-APEX150-0.2S-350/1A-33KV/110VAC | SECURE | _ | NA | Nos |  | Inventory | DIGITAL ABT METER-CHECK, 3 PHASE, 4 WIRE, 3 ELEMENT SYSTEM, AUX. VOLTAGE: 230V AC, CTR-350/1A, PTR: 33KV/RT3/110V/RT3, CLASS : 0.2S, DUAL MASTER, MODBUS PROTOCOL with RS232, RS485, Ethernet port AS PER JHARKHAND STATE NORMS, MODEL - APEX 150 (ONLY FOR INTERNAL MONITORING)
14362 | DIGITAL ABT METER, 3 PHASE, 4 WIRE, 3 ELEMENT SYSTEM, AUX. VOLTAGE: 230V AC, CTR-50/1A, PTR: 33KV/RT3/110V/RT3, CLASS : 0.2S, DUAL MASTER, WITH IMPORT/EXPORT FACILITY, MODBUS PROTOCOL WITH RS485, State:- Telangana, MODEL - APEX 150 | METER | SWITCHGEAR | SE-ABT-APEX150-0.2S-50/1A-33KV/110VAC | SECURE | _ | NA | Nos |  | Inventory | DIGITAL ABT METER, 3 PHASE, 4 WIRE, 3 ELEMENT SYSTEM, AUX. VOLTAGE: 230V AC, CTR-50/1A, PTR: 33KV/RT3/110V/RT3, CLASS : 0.2S, DUAL MASTER, WITH IMPORT/EXPORT FACILITY, MODBUS PROTOCOL WITH RS485, State:- Telangana, MODEL - APEX 150
14363 | APEX 150 ABT METER check, 3PHASE ,4WIRE,3ELEMENT, CLASS:0.2S, MODBUS PROTOCOL WITH RS485 PORT, WITH IMPORT & EXPORT FEATURE, AUX VOLTAGE :l 110VDC, CTR: 2000/1A; PTR:6.6kV/110VAC, STATE ANDHRA PRADESH | METER | SWITCHGEAR | SE-ABT-APEX150-0.2S-CHECK | SECURE | _ | NA | Nos |  | Inventory | APEX 150 ABT METER check, 3PHASE ,4WIRE,3ELEMENT, CLASS:0.2S, MODBUS PROTOCOL WITH RS485 PORT, WITH IMPORT & EXPORT FEATURE, AUX VOLTAGE :l 110VDC, CTR: 2000/1A; PTR:6.6kV/110VAC, STATE ANDHRA PRADESH
14364 | APEX 150 ABT METER MAIN, 3PHASE ,4WIRE,3ELEMENT, CLASS:0.2S, MODBUS PROTOCOL WITH RS485 PORT, WITH IMPORT & EXPORT FEATURE, AUX VOLTAGE :l 110VDC, CTR: 2000/1A; PTR:6.6kV/110VAC, STATE ANDHRA PRADESH | METER | SWITCHGEAR | SE-ABT-APEX150-0.2S-MAIN | SECURE | _ | NA | Nos |  | Inventory | APEX 150 ABT METER MAIN, 3PHASE ,4WIRE,3ELEMENT, CLASS:0.2S, MODBUS PROTOCOL WITH RS485 PORT, WITH IMPORT & EXPORT FEATURE, AUX VOLTAGE :l 110VDC, CTR: 2000/1A; PTR:6.6kV/110VAC, STATE ANDHRA PRADESH
14365 | ABT METER-CHECK,3 PHASE, 4 WIRE, 3 ELEMENT SYSTEM, TYPE:- APEX 150 CTR: 500/1A, PTR: 6.6kV/110V AC, CLASS: 0.2S, WITH RS-485 PORT, STATE :TELANGANA, AS PER APTRANSCO NORMS,AUX SUPPLY 110V DC, NABL TESTED | METER | SWITCHGEAR | SE-ABT-APEX150-CHECK-0.2S-500/1A-6.6KV/110VAC-STATE-TELANGANA | SECURE | _ | NA | Nos |  | Inventory | ABT METER-CHECK,3 PHASE, 4 WIRE, 3 ELEMENT SYSTEM, TYPE:- APEX 150 CTR: 500/1A, PTR: 6.6kV/110V AC, CLASS: 0.2S, WITH RS-485 PORT, STATE :TELANGANA, AS PER APTRANSCO NORMS,AUX SUPPLY 110V DC, NABL TESTED
14366 | ABT METER-MAIN,3 PHASE, 4 WIRE, 3 ELEMENT SYSTEM, TYPE:- APEX 150 CTR: 500/1A, PTR: 6.6kV/110V AC, CLASS: 0.2S, WITH RS-485 PORT, STATE :TELANGANA, AS PER APTRANSCO NORMS,AUX SUPPLY 110V DC, NABL TESTED | METER | SWITCHGEAR | SE-ABT-APEX150-MAIN-0.2S-500/1A-6.6KV/110VAC-STATE-TELANGANA | SECURE | _ | NA | Nos |  | Inventory | ABT METER-MAIN,3 PHASE, 4 WIRE, 3 ELEMENT SYSTEM, TYPE:- APEX 150 CTR: 500/1A, PTR: 6.6kV/110V AC, CLASS: 0.2S, WITH RS-485 PORT, STATE :TELANGANA, AS PER APTRANSCO NORMS,AUX SUPPLY 110V DC, NABL TESTED
14367 | ENERGY METER | METER | SWITCHGEAR | SE-APEX-100-0.2S | SECURE | _ | NA | Nos | None | Inventory | ENERGY METER
14368 | DIGITAL ABT METER, MODEL: APEX100, 3 PHASE, 4 WIRE, 3 ELEMENT SYSTEM, AUX 1: 48-276V AC/DC, AUX 2: 48-276V AC/DC OR 24-48V DC,CTR:-200/1-1A, PTR:-33kV/RT3/110V/RT3, CLASS : 0.2S, WITH MODBUS PROTOCOL RS485 PORT, STATE:-CHATTISHGARH | METER | SWITCHGEAR | SE-APEX-100-0.2S-200/1A-33KV/110V | SECURE | _ | NA | Nos |  | Inventory | DIGITAL ABT METER, MODEL: APEX100, 3 PHASE, 4 WIRE, 3 ELEMENT SYSTEM, AUX 1: 48-276V AC/DC, AUX 2: 48-276V AC/DC OR 24-48V DC,CTR:-200/1-1A, PTR:-33kV/RT3/110V/RT3, CLASS : 0.2S, WITH MODBUS PROTOCOL RS485 PORT, STATE:-CHATTISHGARH
14369 | DIGITAL ABT METER, MODEL: APEX100, 3 PHASE, 4 WIRE, 3 ELEMENT SYSTEM, AUX :110V DC, CTR:-360/1A, PTR:-33kV/RT3/110V/RT3, CLASS : 0.2S, WITH MODBUS PROTOCOL RS485 PORT, WITH IMPORT/EXPORT | METER | SWITCHGEAR | SE-APEX-100-0.2S-360/1A-33KV/110V | SECURE | _ | NA | Nos |  | Inventory | DIGITAL ABT METER, MODEL: APEX100, 3 PHASE, 4 WIRE, 3 ELEMENT SYSTEM, AUX :110V DC, CTR:-360/1A, PTR:-33kV/RT3/110V/RT3, CLASS : 0.2S, WITH MODBUS PROTOCOL RS485 PORT, WITH IMPORT/EXPORT
14370 | 1PH AMMETER,I100,CLASS-0.5,1A/5A 96X96 | METER | SWITCHGEAR | SE-FLAIR-I100-0.5 | SECURE | _ | NA | Nos | None | Inventory | 1PH AMMETER,I100,CLASS-0.5,1A/5A 96X96
14371 | 1PH AMMETER,I100,CLASS-1.0,1A/5A 96X96 | METER | SWITCHGEAR | SE-FLAIR-I100-1.0 | SECURE | _ | NA | Nos | None | Inventory | 1PH AMMETER,I100,CLASS-1.0,1A/5A 96X96
14372 | 3PH AMMETER,I300,CLASS-0.5,1A/5A 96X96 | METER | SWITCHGEAR | SE-FLAIR-I300-0.5 | SECURE | _ | NA | Nos | None | Inventory | 3PH AMMETER,I300,CLASS-0.5,1A/5A 96X96
14373 | 3PH AMMETER,I300,WITH BUILT IN SELECTOR SWITCH, CLASS-1.0,1A/5A, SIZE: 96X96 | METER | SWITCHGEAR | SE-FLAIR-I300-1.0 | SECURE | _ | NA | Nos |  | Inventory | 3PH AMMETER,I300,WITH BUILT IN SELECTOR SWITCH, CLASS-1.0,1A/5A, SIZE: 96X96
14308 | Relay Reset Cord for MN Relay - 400mm | OLR Accessories | LV_Switchgear | SB94207OOOO | L&T | 0 | Relay Reset Cord | Nos. | None | Inventory | Relay Reset Cord for MN Relay - 400mm
14309 | Relay Reset Cord for MN Relay - 650mm | OLR Accessories | LV_Switchgear | SB94208OOOO | L&T | 0 | Relay Reset Cord | Nos. | None | Inventory | Relay Reset Cord for MN Relay - 650mm
14310 | Relay Reset Cord for MN Relay - 900mm | OLR Accessories | LV_Switchgear | SB94209OOOO | L&T | 0 | Relay Reset Cord | Nos. | None | Inventory | Relay Reset Cord for MN Relay - 900mm
14311 | Relay Reset Cord for MN Relay - 1200mm | OLR Accessories | LV_Switchgear | SB94210OOOO | L&T | 0 | Relay Reset Cord | Nos. | None | Inventory | Relay Reset Cord for MN Relay - 1200mm
14312 | 28-46.5A MN Thermal overload relay, suitable for separate mounting, Type MN 12 | OLR | LV_Switchgear | SB94211OOGO | L&T | 28-46.5A | Thermal | Nos. | None | Inventory | 28-46.5A MN Thermal overload relay, suitable for separate mounting, Type MN 12
14374 | POWER FACTOR METER | METER | SWITCHGEAR | SE-FLAIR-PF-1.0 | SECURE | _ | NA | Nos | None | Inventory | POWER FACTOR METER
14375 | 1PH VOLTMETER,V100,CLASS-0.5, | METER | SWITCHGEAR | SE-FLAIR-V100-0.5 | SECURE | _ | NA | Nos | None | Inventory | 1PH VOLTMETER,V100,CLASS-0.5,
14376 | 1PH VOLTMETER,V100,CLASS-1.0, | METER | SWITCHGEAR | SE-FLAIR-V100-1.0 | SECURE | _ | NA | Nos | None | Inventory | 1PH VOLTMETER,V100,CLASS-1.0,
14377 | 3PH VOLTMETER,V300,CLASS-0.5, | METER | SWITCHGEAR | SE-FLAIR-V300-0.5 | SECURE | _ | NA | Nos | None | Inventory | 3PH VOLTMETER,V300,CLASS-0.5,
14378 | 3PH VOLTMETER, V300, CLASS-0.5, SIZE-96X96mm, WITH RS485 PORT | METER | SWITCHGEAR | SE-FLAIR-V300-0.5-RS485 | SECURE | _ | NA | Nos |  | Inventory | 3PH VOLTMETER, V300, CLASS-0.5, SIZE-96X96mm, WITH RS485 PORT
14379 | 3PH VOLTMETER,V300,WITH BUILT IN SELECTOR SWITCH,CLASS-1.0,SIZE:96x96, | METER | SWITCHGEAR | SE-FLAIR-V300-1.0 | SECURE | _ | NA | Nos |  | Inventory | 3PH VOLTMETER,V300,WITH BUILT IN SELECTOR SWITCH,CLASS-1.0,SIZE:96x96,
14380 | ECD 210 GSM and GPRS Modem, AUX. SUPPLY:- 230V AC. | METER | SWITCHGEAR | SE-GSM_GPRS_MODEM | SECURE | _ | NA | Nos |  | Inventory | ECD 210 GSM and GPRS Modem, AUX. SUPPLY:- 230V AC.
14381 | MAXIMUM DEMAND CONTROLLER WITH TRIP CONTACT, AMMETER,VOLTMETER,KW METER,KVA,KVAr,PF,F,THD I AND U UPTO 13th HARMONIC, 3 PHASE, 4 WIRE, 3 ELEMENT, CTR / PTR : PROGRAMMABLE TYPE, ACC. CLASS: 0.2, In:5A, AUX. VOLTAGE: 110V AC, SIZE : 96x96mm. WITH MODBUS PROTOCOL RS-485.ORDER CODE:-D3B052-000*3439953 | METER | SWITCHGEAR | A | SECURE | _ | NA | Nos |  | Inventory | MAXIMUM DEMAND CONTROLLER WITH TRIP CONTACT, AMMETER,VOLTMETER,KW METER,KVA,KVAr,PF,F,THD I AND U UPTO 13th HARMONIC, 3 PHASE, 4 WIRE, 3 ELEMENT, CTR / PTR : PROGRAMMABLE TYPE, ACC. CLASS: 0.2, In:5A, AUX. VOLTAGE: 110V AC, SIZE : 96x96mm. WITH MODBUS PROTOCOL RS-485.ORDER CODE:-D3B052-000*3439953
14382 | MAXIMUM DEMAND CONTROLLER WITH TRIP CONTACT, AMMETER,VOLTMETER,KW METER,KVA,KVAr,PF,F,THD I AND U UPTO 13th HARMONIC, 3 PHASE, 4 WIRE, 3 ELEMENT, CTR / PTR : PROGRAMMABLE TYPE, ACC. CLASS: 0.5, In:5A, AUX. VOLTAGE: 80V-300V AC/DC, SIZE : 96x96mm. WITH MODBUS PROTOCOL RS-485. ORDER CODE:-D3B052-000*3439951 | METER | SWITCHGEAR | SE-MAXCHECK-400-0.5-MDC | SECURE | _ | NA | Nos |  | Inventory | MAXIMUM DEMAND CONTROLLER WITH TRIP CONTACT, AMMETER,VOLTMETER,KW METER,KVA,KVAr,PF,F,THD I AND U UPTO 13th HARMONIC, 3 PHASE, 4 WIRE, 3 ELEMENT, CTR / PTR : PROGRAMMABLE TYPE, ACC. CLASS: 0.5, In:5A, AUX. VOLTAGE: 80V-300V AC/DC, SIZE : 96x96mm. WITH MODBUS PROTOCOL RS-485. ORDER CODE:-D3B052-000*3439951
14322 | 11KV VD4 ZS1 EMERGENCY ON OFF PUSH BUTTON ASSLY., WITH RED & GREEN PUSH BUTTON | MECH PB | ACCESSORIES | SCB1001813R0801 | REPUTED | _ | NA | Nos |  | Inventory | 11KV VD4 ZS1 EMERGENCY ON OFF PUSH BUTTON ASSLY., WITH RED & GREEN PUSH BUTTON
14383 | ABT METER, TYPE: APEX150, 3PH, 4WI, 3ELEMENT SYSTEM | METER | SWITCHGEAR | SE-TVM-ABT-APEX150-0.2S-WITHRS485 | SECURE | _ | NA | Nos |  | Inventory | ABT METER, TYPE: APEX150, 3PH, 4WI, 3ELEMENT SYSTEM
14384 | DIGITAL TRIVECTOR METER, NON ABT TYPE, 3 PHASE, 4 WIRE, 3 ELEMENT SYSTEM, TYPE:- PREMIER 300, CTR: 1200/1A, PTR: 33kV/110V AC, CLASS: 0.2, WITH RS-485 PORT, STATE :KARNATAKA, IMPORT EXPORT FACILITY. | METER | SWITCHGEAR | SE-TVM-PRE300-0.2-1200/1A-33KV/110VAC | SECURE | _ | NA | Nos |  | Inventory | DIGITAL TRIVECTOR METER, NON ABT TYPE, 3 PHASE, 4 WIRE, 3 ELEMENT SYSTEM, TYPE:- PREMIER 300, CTR: 1200/1A, PTR: 33kV/110V AC, CLASS: 0.2, WITH RS-485 PORT, STATE :KARNATAKA, IMPORT EXPORT FACILITY.
14385 | DIGITAL TRIVECTOR METER, NON ABT TYPE, 3 PHASE, 4 WIRE, 3 ELEMENT SYSTEM, TYPE:- PREMIER 300, CTR: 150/1A, PTR: 33kV/110V AC, CLASS: 0.2, WITH RS-485 PORT, STATE :KARNATAKA, IMPORT EXPORT FACILITY. | METER | SWITCHGEAR | SE-TVM-PRE300-0.2-150/1A-33KV/110VAC | SECURE | _ | NA | Nos |  | Inventory | DIGITAL TRIVECTOR METER, NON ABT TYPE, 3 PHASE, 4 WIRE, 3 ELEMENT SYSTEM, TYPE:- PREMIER 300, CTR: 150/1A, PTR: 33kV/110V AC, CLASS: 0.2, WITH RS-485 PORT, STATE :KARNATAKA, IMPORT EXPORT FACILITY.
14386 | DIGITAL TRIVECTOR METER, NON ABT TYPE, 3 PHASE, 4 WIRE, 3 ELEMENT SYSTEM, TYPE:- PREMIER 300, CTR: 250/1A, PTR: 33kV/110V AC, CLASS: 0.2, WITH RS-485 PORT, STATE :KARNATAKA, IMPORT EXPORT FACILITY. | METER | SWITCHGEAR | SE-TVM-PRE300-0.2-250/1A-33KV/110VAC | SECURE | _ | NA | Nos |  | Inventory | DIGITAL TRIVECTOR METER, NON ABT TYPE, 3 PHASE, 4 WIRE, 3 ELEMENT SYSTEM, TYPE:- PREMIER 300, CTR: 250/1A, PTR: 33kV/110V AC, CLASS: 0.2, WITH RS-485 PORT, STATE :KARNATAKA, IMPORT EXPORT FACILITY.
14387 | DIGITAL TRIVECTOR METER, NON ABT TYPE, 3 PHASE, 4 WIRE, 3 ELEMENT SYSTEM, TYPE:- PREMIER 300, CTR: 350/1A, PTR: 33kV/110V AC, CLASS: 0.2, WITH RS-485 PORT, STATE :KARNATAKA, IMPORT EXPORT FACILITY. | METER | SWITCHGEAR | SE-TVM-PRE300-0.2-350/1A-33KV/110VAC | SECURE | _ | NA | Nos |  | Inventory | DIGITAL TRIVECTOR METER, NON ABT TYPE, 3 PHASE, 4 WIRE, 3 ELEMENT SYSTEM, TYPE:- PREMIER 300, CTR: 350/1A, PTR: 33kV/110V AC, CLASS: 0.2, WITH RS-485 PORT, STATE :KARNATAKA, IMPORT EXPORT FACILITY.
14388 | DIGITAL TRIVECTOR METER, MODE : PREMIER 300, 3 PHASE, 4 WIRE, 3 ELEMENT, CTR: 500/1A, PTR: 11kV/110V AC, ACC. CLASS : 0.2, WITH RS-485 PORT MODBUS PROTOCOL , WITH IMPORT & EXPORT FACILITY, STATE : UP | METER | SWITCHGEAR | SE-TVM-PRE300-0.2-500/1A-11KV/110VAC-UP | SECURE | _ | NA | Nos |  | Inventory | DIGITAL TRIVECTOR METER, MODE : PREMIER 300, 3 PHASE, 4 WIRE, 3 ELEMENT, CTR: 500/1A, PTR: 11kV/110V AC, ACC. CLASS : 0.2, WITH RS-485 PORT MODBUS PROTOCOL , WITH IMPORT & EXPORT FACILITY, STATE : UP
14389 | DIGITAL TRIVECTOR METER, MODEL: PMEMIER 300, 3 PHASE, 4 WIRE, 3 ELEMENT, CTR: 800/1A, PTR :6.6KV/110V AC, ACC. CLASS : 0.2S, COMMUNICABLE TYPE WITH RS-485 PORT & IMPORT/ EXPORT FACILITY, STATE: KARNATAKA. | METER | SWITCHGEAR | SE-TVM-PRE300-0.2-800/1A-6.6KV/110VAC | SECURE | _ | NA | Nos |  | Inventory | DIGITAL TRIVECTOR METER, MODEL: PMEMIER 300, 3 PHASE, 4 WIRE, 3 ELEMENT, CTR: 800/1A, PTR :6.6KV/110V AC, ACC. CLASS : 0.2S, COMMUNICABLE TYPE WITH RS-485 PORT & IMPORT/ EXPORT FACILITY, STATE: KARNATAKA.
14390 | DIGITAL TRIVECTOR METER, NON ABT TYPE , 3 PHASE, 4 WIRE, 3 ELEMENT SYSTEM, TYPE:- PREMIER300 CTR: 150/1A, PTR: 33kV/110V AC, CLASS: 0.2, WITH RS-485 PORT, STATE :KARNATAKA, IMPORT EXPORT FACILITY. | METER | SWITCHGEAR | SE-TVM-PRE300-0.2-RS485-150/1A-33KV/110VAC | SECURE | - | - | Nos. |  | Inventory | DIGITAL TRIVECTOR METER, NON ABT TYPE , 3 PHASE, 4 WIRE, 3 ELEMENT SYSTEM, TYPE:- PREMIER300 CTR: 150/1A, PTR: 33kV/110V AC, CLASS: 0.2, WITH RS-485 PORT, STATE :KARNATAKA, IMPORT EXPORT FACILITY.
14391 | DIGITAL TRIVECTOR METER, NON ABT TYPE, 3 PHASE, 4 WIRE, 3 ELEMENT SYSTEM, TYPE:- PREMIER300 CTR: 200/1A, PTR: 33kV/110V AC, CLASS: 0.2, WITH RS-485 PORT, STATE :KARNATAKA, IMPORT EXPORT FACILITY. | METER | SWITCHGEAR | SE-TVM-PRE300-0.2-RS485-200/1A-33KV/110VAC | SECURE | - | - | Nos. |  | Inventory | DIGITAL TRIVECTOR METER, NON ABT TYPE, 3 PHASE, 4 WIRE, 3 ELEMENT SYSTEM, TYPE:- PREMIER300 CTR: 200/1A, PTR: 33kV/110V AC, CLASS: 0.2, WITH RS-485 PORT, STATE :KARNATAKA, IMPORT EXPORT FACILITY.
14392 | DIGITAL TRIVECTOR METER,3 PHASE, 4 WIRE, 3 ELEMENT SYSTEM, TYPE:- PREMIER300 CTR: 100/1A, PTR: 33kV/110V AC, CLASS: 0.2S, WITH RS-485 PORT, STATE : TAMILNADU. | METER | SWITCHGEAR | SE-TVM-PRE300-0.2S-100/1A-33KV/110VAC-TAMILNADU | SECURE | _ | NA | Nos |  | Inventory | DIGITAL TRIVECTOR METER,3 PHASE, 4 WIRE, 3 ELEMENT SYSTEM, TYPE:- PREMIER300 CTR: 100/1A, PTR: 33kV/110V AC, CLASS: 0.2S, WITH RS-485 PORT, STATE : TAMILNADU.
14393 | TRIVECTOR METER, MODEL: PREMIER 300, 3 PHASE, 4 WIRE, 3 ELEMENT, CTR: 100/1A, PTR: 33kV/110V AC, CLASS: 0.2S COMMUNICABLE TYPE, WITH RS 485 PORT. STATE: TELANGANA | METER | SWITCHGEAR | SE-TVM-PRE300-0.2S-100/1A-33KV/110VAC-TELANGANA | SECURE | _ | NA | Nos |  | Inventory | TRIVECTOR METER, MODEL: PREMIER 300, 3 PHASE, 4 WIRE, 3 ELEMENT, CTR: 100/1A, PTR: 33kV/110V AC, CLASS: 0.2S COMMUNICABLE TYPE, WITH RS 485 PORT. STATE: TELANGANA
14394 | DIGITAL TRIVECTOR METER, PRE300, 3 PHASE, 4 WIRE, 3 ELEMENT, CTR: 1250/1A, PTR: 33kV/RT3110V/RT3, ACC. CLASS: 0.2S, In:1A, WITH RS-485 PORT STATE -BHADLA RAJASTHAN | METER | SWITCHGEAR | SE-TVM-PRE300-0.2S-1250/1A-33KV/RT3/110V/RT3-RAJASTHAN | SECURE | - | - | Nos. |  | Inventory | DIGITAL TRIVECTOR METER, PRE300, 3 PHASE, 4 WIRE, 3 ELEMENT, CTR: 1250/1A, PTR: 33kV/RT3110V/RT3, ACC. CLASS: 0.2S, In:1A, WITH RS-485 PORT STATE -BHADLA RAJASTHAN
14395 | DIGITAL TRIVECTOR METER,3 PHASE, 4 WIRE, 3 ELEMENT SYSTEM, TYPE:- PREMIER300 CTR: 200/1A, PTR: 33kV/110V AC, CLASS: 0.2S, WITH RS-485 PORT, STATE : TAMILNADU. | METER | SWITCHGEAR | SE-TVM-PRE300-0.2S-200/1A-33KV/110VAC-TAMILNADU | SECURE | _ | NA | Nos |  | Inventory | DIGITAL TRIVECTOR METER,3 PHASE, 4 WIRE, 3 ELEMENT SYSTEM, TYPE:- PREMIER300 CTR: 200/1A, PTR: 33kV/110V AC, CLASS: 0.2S, WITH RS-485 PORT, STATE : TAMILNADU.
14396 | DIGITAL TRIVECTOR METER, 3 PHASE, 4 WIRE, 3 ELEMENT, CTR: 250-500/1A, PTR: 230kV/RT3110V/RT3, ACC. CLASS: 0.2S, In:1A, WITH RS-485 PORT STATE - TAMILNADU. | METER | SWITCHGEAR | SE-TVM-PRE300-0.2S-250-500/1A-230KV/RT3/110V/RT3-TN | SECURE | - | - | Nos. |  | Inventory | DIGITAL TRIVECTOR METER, 3 PHASE, 4 WIRE, 3 ELEMENT, CTR: 250-500/1A, PTR: 230kV/RT3110V/RT3, ACC. CLASS: 0.2S, In:1A, WITH RS-485 PORT STATE - TAMILNADU.
14337 | 4X50 CHEASE HEAD SCREW | SS HARD | HARDWARE & ACCESSORIES | SCREW-CHE-4X50 | REPUTED | CHEASE HEAD | NA | Nos | None | Inventory | 4X50 CHEASE HEAD SCREW
14338 | SCREW-DRIVER | SHOP | TOOLS | SCREW-DRIVER | REPUTED | _ | NA | Nos |  | Non Inventory | SCREW-DRIVER
14339 | SCREWPANA 5 NO. MAKE- NAVKAR | Welding ACC | ACCESSORIES | SCREWPANA 5 NO | Navkar | _ | NA | Nos | None | Inventory | SCREWPANA 5 NO. MAKE- NAVKAR
14340 | SCREWPANA 6 NO. MAKE- NAVKAR | Welding ACC | ACCESSORIES | SCREWPNA 6 NO | Navkar | _ | NA | Nos | None | Inventory | SCREWPANA 6 NO. MAKE- NAVKAR
14397 | DIGITAL TRIVECTOR METER, MODEL: PREMIER 300, 3 PHASE, 4 WIRE, 3 ELEMENT, CTR: 250-500/1A, PTR: 230kV/RT3110V/RT3, ACC. CLASS: 0.2S, In:1A, WITH RS-485 PORT STATE - TAMILNADU.. | METER | SWITCHGEAR | SE-TVM-PRE300-0.2S-250-500/1A-230KV/RT3110V/RT3-TN | SECURE | - | - | Nos. |  | Inventory | DIGITAL TRIVECTOR METER, MODEL: PREMIER 300, 3 PHASE, 4 WIRE, 3 ELEMENT, CTR: 250-500/1A, PTR: 230kV/RT3110V/RT3, ACC. CLASS: 0.2S, In:1A, WITH RS-485 PORT STATE - TAMILNADU..
14398 | DIGITAL TRIVECTOR METER, MODEL: PREMIER 300, 3 PHASE, 4 WIRE, 3 ELEMENT, CTR: 250/1A, PTR: 230kV/RT3110V/RT3, ACC. CLASS: 0.2S, In:1A, WITH RS-485 PORT STATE - TAMILNADU.. | METER | SWITCHGEAR | SE-TVM-PRE300-0.2S-250/1A-230KV/RT3110V/RT3-TN | SECURE | - | - | Nos. |  | Inventory | DIGITAL TRIVECTOR METER, 3 PHASE, 4 WIRE, 3 ELEMENT, CTR: 250/1A, PTR: 230kV/RT3110V/RT3, ACC. CLASS: 0.2S, In:1A, WITH RS-485 PORT STATE - TAMILNADU..
14399 | TRIVECTOR METER, MODEL: PREMIER 300, 3 PHASE, 4 WIRE, CLASS: 0.2S, CTR:2500/1A, 15VA, PTR : 800V/110V | METER | SWITCHGEAR | SE-TVM-PRE300-0.2S-2500/1A-800V/110VAC | SECURE | - | - | Nos. |  | Inventory | TRIVECTOR METER, MODEL: PREMIER 300, 3 PHASE, 4 WIRE, CLASS: 0.2S, CTR:2500/1A, 15VA, PTR : 800V/110V
14400 | DIGITAL TRIVECTOR METER,3 PHASE, 4 WIRE, 3 ELEMENT SYSTEM,BI-DIRCTIONAL,MODULE : PREMIER300 CTR: 300/1A, PTR: 6.6kV/110V AC, CLASS: 0.2S, WITH RS-485 PORTOCOL, STATE: .... | METER | SWITCHGEAR | SE-TVM-PRE300-0.2S-300/1A-11KV/110VAC | SECURE | _ | NA | Nos |  | Inventory | DIGITAL TRIVECTOR METER,3 PHASE, 4 WIRE, 3 ELEMENT SYSTEM,BI-DIRCTIONAL,MODULE : PREMIER300 CTR: 300/1A, PTR: 6.6kV/110V AC, CLASS: 0.2S, WITH RS-485 PORTOCOL, STATE: ....
14401 | DIGITAL TRIVECTOR METER,3 PHASE, 4 WIRE, 3 ELEMENT SYSTEM, TYPE:- PREMIER300 CTR: 300/1A, PTR: 33kV/110V AC, CLASS: 0.2S, WITH RS-485 PORT, STATE : TAMILNADU. | METER | SWITCHGEAR | SE-TVM-PRE300-0.2S-300/1A-33KV/110VAC-TAMILNADU | SECURE | _ | NA | Nos |  | Inventory | DIGITAL TRIVECTOR METER,3 PHASE, 4 WIRE, 3 ELEMENT SYSTEM, TYPE:- PREMIER300 CTR: 300/1A, PTR: 33kV/110V AC, CLASS: 0.2S, WITH RS-485 PORT, STATE : TAMILNADU.
14402 | DIGITAL TRIVECTOR METER, MODEL: PMEMIER 300, 3 PHASE, 4 WIRE, 3 ELEMENT, CTR: 50-150/1A, PTR :11KV/110V AC, ACC. CLASS : 0.2S, COMMUNICABLE TYPE WITH RS-485 PORT & IMPORT/ EXPORT FACILITY, STATE: KARNATAKA. | METER | SWITCHGEAR | SE-TVM-PRE300-0.2S-50-150/1A-11KV/110VAC | SECURE | _ | NA | Nos |  | Inventory | DIGITAL TRIVECTOR METER, MODEL: PMEMIER 300, 3 PHASE, 4 WIRE, 3 ELEMENT, CTR: 50-150/1A, PTR :11KV/110V AC, ACC. CLASS : 0.2S, COMMUNICABLE TYPE WITH RS-485 PORT & IMPORT/ EXPORT FACILITY, STATE: KARNATAKA.
14403 | TRIVECTOR METER, MODEL: PREMIER 300, 3 PHASE, 4 WIRE, 3 ELEMENT, CTR: 50/1A, PTR: 33kV/110V AC, CLASS: 0.2S COMMUNICABLE TYPE, WITH RS 485 PORT. STATE: TELANGANA | METER | SWITCHGEAR | SE-TVM-PRE300-0.2S-50/1A-33KV/110VAC-TELANGANA | SECURE | _ | NA | Nos |  | Inventory | TRIVECTOR METER, MODEL: PREMIER 300, 3 PHASE, 4 WIRE, 3 ELEMENT, CTR: 50/1A, PTR: 33kV/110V AC, CLASS: 0.2S COMMUNICABLE TYPE, WITH RS 485 PORT. STATE: TELANGANA
14404 | DIGITAL TRIVECTOR METER,3 PHASE, 4 WIRE, 3 ELEMENT SYSTEM, TYPE:- PREMIER300 CTR: 60/1-1A, PTR: 33kV/110V AC, CLASS: 0.2S, WITH RS-485 PORT, STATE : CHHATTISGHARH | METER | SWITCHGEAR | SE-TVM-PRE300-0.2S-60/1-1A-33KV/110VAC-CHHATTISGHARH | SECURE | _ | NA | Nos |  | Inventory | DIGITAL TRIVECTOR METER,3 PHASE, 4 WIRE, 3 ELEMENT SYSTEM, TYPE:- PREMIER300 CTR: 60/1-1A, PTR: 33kV/110V AC, CLASS: 0.2S, WITH RS-485 PORT, STATE : CHHATTISGHARH
14405 | DIGITAL TRIVECTOR METER,3 PHASE, 4 WIRE, 3 ELEMENT SYSTEM, TYPE:- PREMIER300 CTR: 600/1A, PTR: 33kV/110V AC, CLASS: 0.2S, WITH RS-485 PORT, STATE : TAMILNADU. | METER | SWITCHGEAR | SE-TVM-PRE300-0.2S-600/1A-33KV/110VAC-TAMILNADU | SECURE | _ | NA | Nos |  | Inventory | DIGITAL TRIVECTOR METER,3 PHASE, 4 WIRE, 3 ELEMENT SYSTEM, TYPE:- PREMIER300 CTR: 600/1A, PTR: 33kV/110V AC, CLASS: 0.2S, WITH RS-485 PORT, STATE : TAMILNADU.
14406 | TRIVECTOR METER, MODEL: PREMIER 300, 3 PHASE, 4 WIRE, 3 ELEMENT, CTR: 75/1A, PTR: 33kV/110V AC, CLASS: 0.2S, COMMUNICABLE TYPE, WITH RS 485 PORT. WITH IMPORT/EXPORT FACILITY. STATE: MAHARASHTRA. | METER | SWITCHGEAR | SE-TVM-PRE300-0.2S-75/1A-33KV/110VAC | SECURE | _ | NA | Nos |  | Inventory | TRIVECTOR METER, MODEL: PREMIER 300, 3 PHASE, 4 WIRE, 3 ELEMENT, CTR: 75/1A, PTR: 33kV/110V AC, CLASS: 0.2S, COMMUNICABLE TYPE, WITH RS 485 PORT. WITH IMPORT/EXPORT FACILITY. STATE: MAHARASHTRA.
14407 | PREMIER 300 | METER | SWITCHGEAR | SE-TVM-PRE300-0.2S-RS 232 | SECURE | _ | NA | Nos | None | Inventory | PREMIER 300
14408 | TRIVECTOR METER, MODEL: PREMIER 300, 3 PHASE, 4 WIRE, 3 ELEMENT, CLASS: 0.2S, COMMUNICABLE TYPE, WITH MODBUS PROTOCOL ,RS 485 PORT WITH IMPORT/EXPORT | METER | SWITCHGEAR | SE-TVM-PRE300-0.2S-RS485 | SECURE | - | - | Nos. |  | Inventory | TRIVECTOR METER, MODEL: PREMIER 300, 3 PHASE, 4 WIRE, 3 ELEMENT, CLASS: 0.2S, COMMUNICABLE TYPE, WITH MODBUS PROTOCOL ,RS 485 PORT WITH IMPORT/EXPORT
14409 | DIGITAL TRIVECTOR METER,3 PHASE, 4 WIRE, 3 ELEMENT SYSTEM, TYPE:- PREMIER300 CTR: 100/1A, PTR: 33kV/110V AC, CLASS: 0.2S, WITH RS-485 PORT, STATE :TELANGANA. | METER | SWITCHGEAR | SE-TVM-PRE300-0.2S-RS485-100/1A-33KV/110VAC | SECURE | - | - | Nos. |  | Inventory | DIGITAL TRIVECTOR METER,3 PHASE, 4 WIRE, 3 ELEMENT SYSTEM, TYPE:- PREMIER300 CTR: 100/1A, PTR: 33kV/110V AC, CLASS: 0.2S, WITH RS-485 PORT, STATE :TELANGANA.
14410 | TRIVECTOR METER, MODEL: PREMIER 300, 3 PHASE, 4 WIRE, 3 ELEMENT, CLASS: 0.2S, COMMUNICABLE TYPE, WITH MODBUS PROTOCOL ,RS 485 PORT.SE-TVM-PRE300-0.2S-RS485-CTR:125/1A-PTR: 33KV/110VAC | METER | SWITCHGEAR | SE-TVM-PRE300-0.2S-RS485-125/1A-33KV/110VAC | SECURE | - | - | Nos. |  | Inventory | TRIVECTOR METER, MODEL: PREMIER 300, 3 PHASE, 4 WIRE, 3 ELEMENT, CLASS: 0.2S, COMMUNICABLE TYPE, WITH MODBUS PROTOCOL ,RS 485 PORT.SE-TVM-PRE300-0.2S-RS485-CTR:125/1A-PTR: 33KV/110VAC
14411 | TRIVECTOR METER, MODEL: PREMIER 300, 3 PHASE, 4 WIRE, 3 ELEMENT, CLASS: 0.2S, COMMUNICABLE TYPE, WITH MODBUS PROTOCOL ,RS 485 PORT.SE-TVM-PRE300-0.2S-RS485-CTR:1400/1A-PTR: 33KV/110VAC | METER | SWITCHGEAR | SE-TVM-PRE300-0.2S-RS485-1400/1A-33KV/110VAC | SECURE | - | - | Nos. |  | Inventory | TRIVECTOR METER, MODEL: PREMIER 300, 3 PHASE, 4 WIRE, 3 ELEMENT, CLASS: 0.2S, COMMUNICABLE TYPE, WITH MODBUS PROTOCOL ,RS 485 PORT.SE-TVM-PRE300-0.2S-RS485-CTR:1400/1A-PTR: 33KV/110VAC
14412 | DIGITAL TRIVECTOR METER (NON-ABT), TYPE: PREMIER 300, 3 PHASE, 4 WIRE, 3 ELEMENT SYSTEM, CTR - 150-300/1, PTR - 132KV/R3/110V/R3, WITH IMPORT / EXPORT FACILITY, CLASS : 0.2S, MODBUS PROTOCOL-RS485 PORT. | METER | SWITCHGEAR | SE-TVM-PRE300-0.2S-RS485-150-300/1A-132KV/110V | SECURE | - | - | Nos. |  | Inventory | DIGITAL TRIVECTOR METER (NON-ABT), TYPE: PREMIER 300, 3 PHASE, 4 WIRE, 3 ELEMENT SYSTEM, CTR - 150-300/1, PTR - 132KV/R3/110V/R3, WITH IMPORT / EXPORT FACILITY, CLASS : 0.2S, MODBUS PROTOCOL-RS485 PORT.
14413 | DIGITAL TRIVECTOR METER, PREMIER 300, 3 PHASE, 4 WIRE, 3 ELEMENT, CTR: 150/1A, PTR: 33kV/110V AC, CLASS : 0.2S, MODBUS PROTOCOL-RS485 PORT. | METER | SWITCHGEAR | SE-TVM-PRE300-0.2S-RS485-150/1A-33KV/110VAC | SECURE | - | - | Nos. |  | Inventory | DIGITAL TRIVECTOR METER, PREMIER 300, 3 PHASE, 4 WIRE, 3 ELEMENT, CTR: 150/1A, PTR: 33kV/110V AC, CLASS : 0.2S, MODBUS PROTOCOL-RS485 PORT.
14414 | DIGITAL TRIVECTOR METER, TYPE: PREMIER 300, 3 PHASE, 4 WIRE, 3 ELEMENT SYSTEM, CTR: 150/1A, PTR: 33kV/110V AC, CLASS : 0.2, WITH MODBUS PROTOCOL-RS485 PORT. STATE - UTTAR PRADESH, NON ABT WITH IMPORT /EXPORT FACILITY | - | SWITCHGEAR | SE-TVM-PRE300-0.2S-RS485-150/1A-33KV/110VAC-UTTARPRADESH | SECURE | - | - | Nos. |  | Inventory | DIGITAL TRIVECTOR METER, TYPE: PREMIER 300, 3 PHASE, 4 WIRE, 3 ELEMENT SYSTEM, CTR: 150/1A, PTR: 33kV/110V AC, CLASS : 0.2, WITH MODBUS PROTOCOL-RS485 PORT. STATE - UTTAR PRADESH, NON ABT WITH IMPORT /EXPORT FACILITY
14415 | DIGITAL TRIVECTOR METER, PREMIER 300, 3 PHASE, 4 WIRE, 3 ELEMENT, CTR: 150/1A, PTR: 33kV/110V AC, CLASS : 0.2S, MODBUS PROTOCOL-RS485 PORT.WITH IMPORT & EXPORT FACILITY :STATE ODISHA | METER | SWITCHGEAR | SE-TVM-PRE300-0.2S-RS485-150/1A-33KV/110VAC_STATE:_ODISHA | SECURE | - | - | Nos. |  | Inventory | DIGITAL TRIVECTOR METER, PREMIER 300, 3 PHASE, 4 WIRE, 3 ELEMENT, CTR: 150/1A, PTR: 33kV/110V AC, CLASS : 0.2S, MODBUS PROTOCOL-RS485 PORT.WITH IMPORT & EXPORT FACILITY :STATE ODISHA
14416 | DIGITAL TRIVECTOR METER,PRE300, 3 PHASE, 4 WIRE, 3 ELEMENT, CTR: 150/1A, PTR: 6.6kV/110 V AC, ACC. CLASS : 0.2S, WITH RS-485 PORT WITH IMPORT & EXPORT FACILITY , WITH MODBUS PROTOCOL,STATE- ANDRAPRADESH (NON-ABT TYPE) | METER | SWITCHGEAR | SE-TVM-PRE300-0.2S-RS485-150/1A-6.6KV/110VAC_STATE:_AP | SECURE | - | - | Nos. |  | Inventory | DIGITAL TRIVECTOR METER,PRE300, 3 PHASE, 4 WIRE, 3 ELEMENT, CTR: 150/1A, PTR: 6.6kV/110 V AC, ACC. CLASS : 0.2S, WITH RS-485 PORT WITH IMPORT & EXPORT FACILITY , WITH MODBUS PROTOCOL,STATE- ANDRAPRADESH (NON-ABT TYPE)
14417 | DIGITAL TRIVECTO METER, TYPE: PREMEIER300, 3 PHASE, 4 WIRE, 3 ELEMENT SYSTEM, IMPORT/EXPORT FACILITY, AUX. VOLTAGE: 110V DC, CTR: 1600/1A, PTR: 33KV/110VAC, CLASS : 0.2S, STATE : GUJARAT, MODBUS PROTOCOL-RS485 PORT. | METER | SWITCHGEAR | SE-TVM-PRE300-0.2S-RS485-1600/1A-33KV/110VAC_STATE:_GUJRAT | SECURE | - | - | Nos. |  | Inventory | DIGITAL TRIVECTO METER, TYPE: PREMEIER300, 3 PHASE, 4 WIRE, 3 ELEMENT SYSTEM, IMPORT/EXPORT FACILITY, AUX. VOLTAGE: 110V DC, CTR: 1600/1A, PTR: 33KV/110VAC, CLASS : 0.2S, STATE : GUJARAT, MODBUS PROTOCOL-RS485 PORT.
14418 | TRIVECTOR METER, 3 PHASE, 4 WIRE, 3 ELEMENT SYSTEM, , CTR: 20/1A ,PTR: 33KV/110VAC, CLASS : 0.2S, MODBUS PROTOCOL-RS485 PORT. STATE : Telangana | METER | SWITCHGEAR | SE-TVM-PRE300-0.2S-RS485-20/1A-33KV/110VAC | SECURE | - | - | Nos. |  | Inventory | TRIVECTOR METER, 3 PHASE, 4 WIRE, 3 ELEMENT SYSTEM, , CTR: 20/1A ,PTR: 33KV/110VAC, CLASS : 0.2S, MODBUS PROTOCOL-RS485 PORT. STATE : Telangana
14419 | TRIVECTOR METER, MODEL: PREMIER 300, 3 PHASE, 4 WIRE, 3 ELEMENT, CTR: 200/1A, PTR: 11kV/110V AC, CLASS: 0.2S COMMUNICABLE TYPE, WITH RS 485 PORT. STATE: KARNATAKA. | METER | SWITCHGEAR | SE-TVM-PRE300-0.2S-RS485-200/1A-11KV/110V-STATE:KARNATKA | SECURE | - | - | Nos. |  | Inventory | TRIVECTOR METER, MODEL: PREMIER 300, 3 PHASE, 4 WIRE, 3 ELEMENT, CTR: 200/1A, PTR: 11kV/110V AC, CLASS: 0.2S COMMUNICABLE TYPE, WITH RS 485 PORT. STATE: KARNATAKA.
14420 | TRIVECTOR METER, MODEL: PREMIER 300, 3 PHASE, 4 WIRE, 3 ELEMENT, CLASS: 0.2S, COMMUNICABLE TYPE, WITH RS 485 PORT. CTR:200/1A, PTR:11KV/110VAC: STATE:KARNTAKA | METER | SWITCHGEAR | SE-TVM-PRE300-0.2S-RS485-200/1A-11KV/110VAC-KN | SECURE | - | - | Nos. |  | Inventory | TRIVECTOR METER, MODEL: PREMIER 300, 3 PHASE, 4 WIRE, 3 ELEMENT, CLASS: 0.2S, COMMUNICABLE TYPE, WITH RS 485 PORT. CTR:200/1A, PTR:11KV/110VAC: STATE:KARNTAKA
14421 | TRIVECTOR METER, MODEL: PREMIER 300, 3 PHASE, 4 WIRE, 3 ELEMENT, CLASS: 0.2S, COMMUNICABLE TYPE, WITH MODBUS PROTOCOL ,RS 485 PORT.SE-TVM-PRE300-0.2S-RS485-CTR:200/1A-PTR: 33KV/110VAC, WITH IMPORT & EXPORT FACILITY | METER | SWITCHGEAR | SE-TVM-PRE300-0.2S-RS485-200/1A-33KV/110VAC | SECURE | - | - | Nos. |  | Inventory | TRIVECTOR METER, MODEL: PREMIER 300, 3 PHASE, 4 WIRE, 3 ELEMENT, CLASS: 0.2S, COMMUNICABLE TYPE, WITH MODBUS PROTOCOL ,RS 485 PORT.SE-TVM-PRE300-0.2S-RS485-CTR:200/1A-PTR: 33KV/110VAC, WITH IMPORT & EXPORT FACILITY
14422 | DIGITAL TRIVECTOR METER, TYPE: PREMIER 300, 3 PHASE, 4 WIRE, 3 ELEMENT SYSTEM, CTR: 2000/1-1A, PTR: 6.6kV/110V AC, CLASS : 0.2S, WITH MODBUS PROTOCOL-RS485 PORT. IMPORT/EXPORT FEATURE, STATE - ANDHRA PRADESH PREMIER 300 | METER | SWITCHGEAR | SE-TVM-PRE300-0.2S-RS485-2000/1-1A-6.6KV/110VAC | SECURE | - | - | Nos. |  | Inventory | DIGITAL TRIVECTOR METER, TYPE: PREMIER 300, 3 PHASE, 4 WIRE, 3 ELEMENT SYSTEM, CTR: 2000/1-1A, PTR: 6.6kV/110V AC, CLASS : 0.2S, WITH MODBUS PROTOCOL-RS485 PORT. IMPORT/EXPORT FEATURE, STATE - ANDHRA PRADESH PREMIER 300
14423 | TRIVECTOR METER, MODEL: PREMIER 300, 3 PHASE, 4 WIRE, 3 ELEMENT, CLASS: 0.2S, COMMUNICABLE TYPE, WITH MODBUS PROTOCOL ,RS 485 PORT.SE-TVM-PRE300-0.2S-RS485-CTR:25/1A-PTR: 33KV/110VAC | METER | SWITCHGEAR | SE-TVM-PRE300-0.2S-RS485-25/1A-33KV/110VAC | SECURE | - | - | Nos. |  | Inventory | TRIVECTOR METER, MODEL: PREMIER 300, 3 PHASE, 4 WIRE, 3 ELEMENT, CLASS: 0.2S, COMMUNICABLE TYPE, WITH MODBUS PROTOCOL ,RS 485 PORT.SE-TVM-PRE300-0.2S-RS485-CTR:25/1A-PTR: 33KV/110VAC
14424 | DIGITAL TRIVECTOR METER, 3 PHASE, 4 WIRE, 3 ELEMENT SYSTEM, CTR: 250/1A, PTR: 33kV/110V AC, CLASS : 0.2S, WITH MODBUS PROTOCOL-RS485 PORT. STATE - UTTAR PRADESH, NON ABT WITH IMPORT /EXPORT FACILITY, MODEL-PM130EH | - | SWITCHGEAR | SE-TVM-PRE300-0.2S-RS485-250/1A-33KV/110VAC-UTTARPRADESH | SECURE | - | - | Nos. |  | Inventory | DIGITAL TRIVECTOR METER, 3 PHASE, 4 WIRE, 3 ELEMENT SYSTEM, CTR: 250/1A, PTR: 33kV/110V AC, CLASS : 0.2S, WITH MODBUS PROTOCOL-RS485 PORT. STATE - UTTAR PRADESH, NON ABT WITH IMPORT /EXPORT FACILITY, MODEL-PM130EH
14425 | DIGITAL TRIVECTOR METER, TYPE: PREMIER 300, 3 PHASE, 4 WIRE, 3 ELEMENT SYSTEM, CTR: 30-60/5A, PTR: 11kV/110VAC, CLASS : 0.2S, WITH MODBUS PROTOCOL-RS485 PORT. WITH IMPORT & EXPORT FACILITY | METER | SWITCHGEAR | SE-TVM-PRE300-0.2S-RS485-30-60/5A-11KV/110VAC | SECURE | - | - | Nos. |  | Inventory | DIGITAL TRIVECTOR METER, TYPE: PREMIER 300, 3 PHASE, 4 WIRE, 3 ELEMENT SYSTEM, CTR: 30-60/5A, PTR: 11kV/110VAC, CLASS : 0.2S, WITH MODBUS PROTOCOL-RS485 PORT. WITH IMPORT & EXPORT FACILITY
14426 | TRIVECTOR METER, MODEL: PREMIER 300, 3 PHASE, 4 WIRE, 3 ELEMENT, CTR: 300/1A, PTR: 11kV/110V AC, CLASS: 0.2S COMMUNICABLE TYPE, WITH RS 485 PORT. STATE: MAHARASHTRA. | METER | SWITCHGEAR | SE-TVM-PRE300-0.2S-RS485-300/1A-11KV/110V-STATE:MAHARASHTRA | SECURE | - | - | Nos. |  | Inventory | TRIVECTOR METER, MODEL: PREMIER 300, 3 PHASE, 4 WIRE, 3 ELEMENT, CTR: 300/1A, PTR: 11kV/110V AC, CLASS: 0.2S COMMUNICABLE TYPE, WITH RS 485 PORT. STATE: MAHARASHTRA.
14427 | DIGITAL TRIVECTOR METER,3 PHASE, 4 WIRE, 3 ELEMENT SYSTEM, TYPE:- PREMIER300 CTR: 300/1A, PTR: 33kV/110V AC, CLASS: 0.2S, WITH RS-485 PORT, STATE :CHHATTISGARH. | METER | SWITCHGEAR | SE-TVM-PRE300-0.2S-RS485-300/1A-33KV/110VAC | SECURE | - | - | Nos. |  | Inventory | DIGITAL TRIVECTOR METER,3 PHASE, 4 WIRE, 3 ELEMENT SYSTEM, TYPE:- PREMIER300 CTR: 300/1A, PTR: 33kV/110V AC, CLASS: 0.2S, WITH RS-485 PORT, STATE :CHHATTISGARH.
14428 | DIGITAL TRIVECTOR METER, TYPE: PREMIER 300, 3 PHASE, 4 WIRE, 3 ELEMENT SYSTEM, CTR: 300/1-1A, PTR: 33kV/110V AC, CLASS : 0.2S, WITH MODBUS PROTOCOL-RS485 PORT. STATE - GUJRAT PREMIER 300 | METER | SWITCHGEAR | SE-TVM-PRE300-0.2S-RS485-300/1A-33KV/110VAC_STATE:_GUJRAT | SECURE | - | - | Nos. |  | Inventory | DIGITAL TRIVECTOR METER, TYPE: PREMIER 300, 3 PHASE, 4 WIRE, 3 ELEMENT SYSTEM, CTR: 300/1-1A, PTR: 33kV/110V AC, CLASS : 0.2S, WITH MODBUS PROTOCOL-RS485 PORT. STATE - GUJRAT PREMIER 300
14429 | DIGITAL TRIVECTOR METER, TYPE: PREMIER 300, 3 PHASE, 4 WIRE, 3 ELEMENT SYSTEM, CTR: 300/1-1A, PTR: 33kV/110V AC, CLASS : 0.2S, WITH MODBUS PROTOCOL-RS485 PORT. STATE -MAHARASHTRA PREMIER 300 | METER | SWITCHGEAR | SE-TVM-PRE300-0.2S-RS485-300/1A-33KV/110VAC_STATE:_MAHARASHTRA | SECURE | - | - | Nos. |  | Inventory | DIGITAL TRIVECTOR METER, TYPE: PREMIER 300, 3 PHASE, 4 WIRE, 3 ELEMENT SYSTEM, CTR: 300/1-1A, PTR: 33kV/110V AC, CLASS : 0.2S, WITH MODBUS PROTOCOL-RS485 PORT. STATE -MAHARASHTRA PREMIER 300
14430 | DIGITAL TRIVECTOR METER, PREMIER 300, 3 PHASE, 4 WIRE, 3 ELEMENT, CTR: 300/1A, PTR: 33kV/110V AC, CLASS : 0.2S, MODBUS PROTOCOL-RS485 PORT.WITH IMPORT & EXPORT FACILITY :STATE ODISHA | METER | SWITCHGEAR | SE-TVM-PRE300-0.2S-RS485-300/1A-33KV/110VAC_STATE:_ODISHA | SECURE | - | - | Nos. |  | Inventory | DIGITAL TRIVECTOR METER, PREMIER 300, 3 PHASE, 4 WIRE, 3 ELEMENT, CTR: 300/1A, PTR: 33kV/110V AC, CLASS : 0.2S, MODBUS PROTOCOL-RS485 PORT.WITH IMPORT & EXPORT FACILITY :STATE ODISHA
14431 | DIGITAL TRIVECTOR METER, TYPE: PREMIER 300, 3 PHASE, 4 WIRE, 3 ELEMENT SYSTEM, CTR: 40-80/5A, PTR: 11kV/110VAC, CLASS : 0.2S, WITH MODBUS PROTOCOL-RS485 PORT. WITH IMPORT & EXPORT FACILITY | METER | SWITCHGEAR | SE-TVM-PRE300-0.2S-RS485-40-80/5A-11KV/110VAC | SECURE | - | - | Nos. |  | Inventory | DIGITAL TRIVECTOR METER, TYPE: PREMIER 300, 3 PHASE, 4 WIRE, 3 ELEMENT SYSTEM, CTR: 40-80/5A, PTR: 11kV/110VAC, CLASS : 0.2S, WITH MODBUS PROTOCOL-RS485 PORT. WITH IMPORT & EXPORT FACILITY
14432 | TRIVECTOR METER, MODEL: PREMIER 300, 3 PHASE, 4 WIRE, 3 ELEMENT, CLASS: 0.2S, COMMUNICABLE TYPE, WITH MODBUS PROTOCOL ,RS 485 PORT.SE-TVM-PRE300-0.2S-RS485-CTR:400-600/1A-PTR: 33KV/110VAC | METER | SWITCHGEAR | SE-TVM-PRE300-0.2S-RS485-400-600/1A-33KV/110VAC | SECURE | - | - | Nos. |  | Inventory | TRIVECTOR METER, MODEL: PREMIER 300, 3 PHASE, 4 WIRE, 3 ELEMENT, CLASS: 0.2S, COMMUNICABLE TYPE, WITH MODBUS PROTOCOL ,RS 485 PORT.SE-TVM-PRE300-0.2S-RS485-CTR:400-600/1A-PTR: 33KV/110VAC
14433 | DIGITAL TRIVECTOR METER (NON-ABT), TYPE: PREMIER 300, 3 PHASE, 4 WIRE, 3 ELEMENT SYSTEM, CTR - 400-800/1, PTR - 132KV/R3/110V/R3, WITH IMPORT / EXPORT FACILITY, CLASS : 0.2S, MODBUS PROTOCOL-RS485 PORT. | METER | SWITCHGEAR | SE-TVM-PRE300-0.2S-RS485-400-800/1A-132KV/110V | SECURE | - | - | Nos. |  | Inventory | DIGITAL TRIVECTOR METER (NON-ABT), TYPE: PREMIER 300, 3 PHASE, 4 WIRE, 3 ELEMENT SYSTEM, CTR - 400-800/1, PTR - 132KV/R3/110V/R3, WITH IMPORT / EXPORT FACILITY, CLASS : 0.2S, MODBUS PROTOCOL-RS485 PORT.
14434 | TRIVECTOR METER, MODEL: PREMIER 300, 3 PHASE, 4 WIRE, 3 ELEMENT, CLASS: 0.2S, COMMUNICABLE TYPE, WITH MODBUS PROTOCOL ,RS 485 PORT.SE-TVM-PRE300-0.2S-RS485-CTR:400/1A-PTR: 33KV/110VAC | METER | SWITCHGEAR | SE-TVM-PRE300-0.2S-RS485-400/1A-33KV/110VAC | SECURE | - | - | Nos. |  | Inventory | TRIVECTOR METER, MODEL: PREMIER 300, 3 PHASE, 4 WIRE, 3 ELEMENT, CLASS: 0.2S, COMMUNICABLE TYPE, WITH MODBUS PROTOCOL ,RS 485 PORT.SE-TVM-PRE300-0.2S-RS485-CTR:400/1A-PTR: 33KV/110VAC
14435 | TRIVECTOR METER, MODEL: PREMIER 300, 3 PHASE, 4 WIRE, 3 ELEMENT, CLASS: 0.2S, COMMUNICABLE TYPE, WITH MODBUS PROTOCOL ,RS 485 PORT.SE-TVM-PRE300-0.2S-RS485-CTR:500-1000/1A-PTR: 33KV/110VAC | METER | SWITCHGEAR | SE-TVM-PRE300-0.2S-RS485-500-1000/1A-33KV/110VAC | SECURE | - | - | Nos. |  | Inventory | TRIVECTOR METER, MODEL: PREMIER 300, 3 PHASE, 4 WIRE, 3 ELEMENT, CLASS: 0.2S, COMMUNICABLE TYPE, WITH MODBUS PROTOCOL ,RS 485 PORT.SE-TVM-PRE300-0.2S-RS485-CTR:500-1000/1A-PTR: 33KV/110VAC
14436 | DIGITAL TRIVECTOR METER, TYPE: PREMIER 300, 3 PHASE, 4 WIRE, 3 ELEMENT SYSTEM, CTR: 500/1-1A, PTR: 33kV/110V AC, CLASS : 0.2S, WITH MODBUS PROTOCOL-RS485 PORT. STATE - GUJRAT PREMIER 300 | METER | SWITCHGEAR | SE-TVM-PRE300-0.2S-RS485-500/1-1A-33KV/110VAC_STATE:_GUJRAT | SECURE | - | - | Nos. |  | Inventory | DIGITAL TRIVECTOR METER, TYPE: PREMIER 300, 3 PHASE, 4 WIRE, 3 ELEMENT SYSTEM, CTR: 500/1-1A, PTR: 33kV/110V AC, CLASS : 0.2S, WITH MODBUS PROTOCOL-RS485 PORT. STATE - GUJRAT PREMIER 300
14437 | DIGITAL TRIVECTOR METER, PREMIER 300, 3 PHASE, 4 WIRE, 3 ELEMENT, CTR: 550/1A, PTR: 33kV/110V AC, CLASS : 0.2S, MODBUS PROTOCOL-RS485 PORT.WITH IMPORT & EXPORT FACILITY :STATE ODISHA | METER | SWITCHGEAR | SE-TVM-PRE300-0.2S-RS485-550/1A-33KV/110VAC_STATE:_ODISHA | SECURE | - | - | Nos. |  | Inventory | DIGITAL TRIVECTOR METER, PREMIER 300, 3 PHASE, 4 WIRE, 3 ELEMENT, CTR: 550/1A, PTR: 33kV/110V AC, CLASS : 0.2S, MODBUS PROTOCOL-RS485 PORT.WITH IMPORT & EXPORT FACILITY :STATE ODISHA
14438 | DIGITAL TRIVECTOR METER, 3 PHASE, 4 WIRE, 3 ELEMENT SYSTEM, CTR- 75/5A, PTR: 33KV/R3/110V AC/R3, CLASS : 0.2S, MODBUS PROTOCOL-RS485 PORT MODBUS PROTOCOL, BI-DIRECTIONAL TYPE, STATE : JHARKHAND | METER | SWITCHGEAR | SE-TVM-PRE300-0.2S-RS485-75/5A-33KV/110VAC-JHARKHAND | SECURE | - | - | Nos. |  | Inventory | DIGITAL TRIVECTOR METER, 3 PHASE, 4 WIRE, 3 ELEMENT SYSTEM, CTR- 75/5A, PTR: 33KV/R3/110V AC/R3, CLASS : 0.2S, MODBUS PROTOCOL-RS485 PORT MODBUS PROTOCOL, BI-DIRECTIONAL TYPE, STATE : JHARKHAND
14439 | DIGITAL TRIVECTOR METER,3 PHASE, 4 WIRE, 3 ELEMENT SYSTEM, CTR: 80/1A, PTR: 11kV/110V AC, CLASS: 0.2S, WITH RS-485 PORTOCOL, STATE: Tamil Nadu, | METER | SWITCHGEAR | SE-TVM-PRE300-0.2S-RS485-80/1A-11KV/110VAC | SECURE | - | - | Nos. |  | Inventory | DIGITAL TRIVECTOR METER,3 PHASE, 4 WIRE, 3 ELEMENT SYSTEM, CTR: 80/1A, PTR: 11kV/110V AC, CLASS: 0.2S, WITH RS-485 PORTOCOL, STATE: Tamil Nadu,
14440 | DIGITAL TRIVECTOR METER (NON-ABT), TYPE: PREMIER 300, 3 PHASE, 4 WIRE, 3 ELEMENT SYSTEM, CTR - 800-400/1, PTR - 132KV/R3/110V/R3, WITH IMPORT / EXPORT FACILITY, CLASS : 0.2S, MODBUS PROTOCOL-RS485 PORT. | METER | SWITCHGEAR | SE-TVM-PRE300-0.2S-RS485-800-400/1A-132KV/110V | SECURE | - | - | Nos. |  | Inventory | DIGITAL TRIVECTOR METER (NON-ABT), TYPE: PREMIER 300, 3 PHASE, 4 WIRE, 3 ELEMENT SYSTEM, CTR - 800-400/1, PTR - 132KV/R3/110V/R3, WITH IMPORT / EXPORT FACILITY, CLASS : 0.2S, MODBUS PROTOCOL-RS485 PORT.
14441 | DIGITAL TRIVECTOR METER, TYPE: PREMIER 300, 3 PHASE, 4 WIRE, 3 ELEMENT SYSTEM, CTR: 800/1-1A, PTR: 11kV/110V AC, CLASS : 0.2, WITH MODBUS PROTOCOL-RS485 PORT, STATE : UP | METER | SWITCHGEAR | SE-TVM-PRE300-0.2S-RS485-800/1-1A-11KV/110VAC | SECURE | - | - | Nos. |  | Inventory | DIGITAL TRIVECTOR METER, TYPE: PREMIER 300, 3 PHASE, 4 WIRE, 3 ELEMENT SYSTEM, CTR: 800/1-1A, PTR: 11kV/110V AC, CLASS : 0.2, WITH MODBUS PROTOCOL-RS485 PORT, STATE : UP
14442 | TRIVECTOR METER, MODEL: PREMIER 300, 3 PHASE, 4 WIRE, 3 ELEMENT, CTR: 250/1A, PTR: 11kV/110V AC, CLASS: 0.2S. COMMUNICABLE TYPE, WITH RS 485 PORT. STATE: MAHARASHTRA. | METER | SWITCHGEAR | SE-TVM-PRE300-0.2S-RS485-CTR:250/1A-PTR-11KV/110VAC-MH | SECURE | - | - | Nos. |  | Inventory | TRIVECTOR METER, MODEL: PREMIER 300, 3 PHASE, 4 WIRE, 3 ELEMENT, CTR: 250/1A, PTR: 11kV/110V AC, CLASS: 0.2S. COMMUNICABLE TYPE, WITH RS 485 PORT. STATE: MAHARASHTRA.
14443 | DIGITAL TRIVECTO METER, TYPE: PREMEIER300, 3 PHASE, 4 WIRE, 3 ELEMENT SYSTEM, IMPORT/EXPORT FACILITY, AUX. VOLTAGE: 110V DC, CTR/PTR: PROGRAMMABLE, CLASS : 0.2S, STATE : GUJARAT, MODBUS PROTOCOL-RS485 PORT. | METER | SWITCHGEAR | SE-TVM-PRE300-0.2S-RS485-GUJRAT | SECURE | - | - | Nos. |  | Inventory | DIGITAL TRIVECTO METER, TYPE: PREMEIER300, 3 PHASE, 4 WIRE, 3 ELEMENT SYSTEM, IMPORT/EXPORT FACILITY, AUX. VOLTAGE: 110V DC, CTR/PTR: PROGRAMMABLE, CLASS : 0.2S, STATE : GUJARAT, MODBUS PROTOCOL-RS485 PORT.
14444 | TRIVECTOR METER, MODEL: PREMIER 300, 3 PHASE, 4 WIRE, 3 ELEMENT, CLASS: 0.2S, COMMUNICABLE TYPE, WITH RS 485 PORT & IMPORT & EXPORT FACILITY | METER | SWITCHGEAR | SE-TVM-PRE300-0.2S-RS485-I/E | SECURE | - | - | Nos. |  | Inventory | TRIVECTOR METER, MODEL: PREMIER 300, 3 PHASE, 4 WIRE, 3 ELEMENT, CLASS: 0.2S, COMMUNICABLE TYPE, WITH RS 485 PORT & IMPORT & EXPORT FACILITY
14445 | TRIVECTOR METER, MODEL: PREMIER 300, 3 PHASE, 4 WIRE, 3 ELEMENT, CLASS: 0.2S, COMMUNICABLE TYPE, WITH MODBUS PROTOCOL ,RS 485 PORT WITH IMPORT/EXPORT,(PT ratio 33kV/110VAC, CT ratio 100/5A), STATE; MAHARASHTRA. | METER | SWITCHGEAR | SE-TVM-PRE300-0.2S-RS485-MH | SECURE | - | - | Nos. |  | Inventory | TRIVECTOR METER, MODEL: PREMIER 300, 3 PHASE, 4 WIRE, 3 ELEMENT, CLASS: 0.2S, COMMUNICABLE TYPE, WITH MODBUS PROTOCOL ,RS 485 PORT WITH IMPORT/EXPORT,(PT ratio 33kV/110VAC, CT ratio 100/5A), STATE; MAHARASHTRA.
14446 | DIGITAL TVM METER,TYPE- PREMIER 300/EQUI, 3 PHASE, 4 WIRE, 3 ELEMENT, CTR: 1000-800/1A, PTR : 33kV/110V AC, ACC. CLASS : 0.2S, In:1A, WITH RS-485 PORT. STATE: MAHARASHTRA ,(PLEASE CONFIRM). | METER | SWITCHGEAR | SE-TVM-PRE300-0.2S_1000-800/1A-33KV/110VAC | SECURE | _ | NA | Nos |  | Inventory | DIGITAL TVM METER,TYPE- PREMIER 300/EQUI, 3 PHASE, 4 WIRE, 3 ELEMENT, CTR: 1000-800/1A, PTR : 33kV/110V AC, ACC. CLASS : 0.2S, In:1A, WITH RS-485 PORT. STATE: MAHARASHTRA ,(PLEASE CONFIRM).
14447 | TRIVECTOR METER, MODEL: PREMIER 300, 3 PHASE, 4 WIRE, 3 ELEMENT, CTR: 100/1A, PTR: 11kV/110V AC, CLASS: 0.5 COMMUNICABLE TYPE, WITH RS 485 PORT. STATE: KARNATAKA. | METER | SWITCHGEAR | SE-TVM-PRE300-0.5-RS485-100/1A-11KV/110V-STATE:KARNATKA | SECURE | - | - | Nos. |  | Inventory | TRIVECTOR METER, MODEL: PREMIER 300, 3 PHASE, 4 WIRE, 3 ELEMENT, CTR: 100/1A, PTR: 11kV/110V AC, CLASS: 0.5 COMMUNICABLE TYPE, WITH RS 485 PORT. STATE: KARNATAKA.
14448 | TRIVECTOR METER, MODEL: PREMIER 300, 3 PHASE, 4 WIRE, 3 ELEMENT, CTR: 200/1A, PTR: 11kV/110V AC, CLASS: 0.5 COMMUNICABLE TYPE, WITH RS 485 PORT. STATE: KARNATAKA. | METER | SWITCHGEAR | SE-TVM-PRE300-0.5-RS485-200/1A-11KV/110V-STATE:KARNATKA | SECURE | - | - | Nos. |  | Inventory | TRIVECTOR METER, MODEL: PREMIER 300, 3 PHASE, 4 WIRE, 3 ELEMENT, CTR: 200/1A, PTR: 11kV/110V AC, CLASS: 0.5 COMMUNICABLE TYPE, WITH RS 485 PORT. STATE: KARNATAKA.
14449 | TRIVECTOR METER, MODEL: PREMIER 300, 3 PHASE, 4 WIRE, 3 ELEMENT, CTR: 200/1A, PTR: 11kV/110V AC, CLASS: 0.5 COMMUNICABLE TYPE, WITH RS 485 PORT. STATE: MAHARASHTRA. | METER | SWITCHGEAR | SE-TVM-PRE300-0.5-RS485-200/1A-11KV/110V-STATE:MAHARASHTRA | SECURE | _ | NA | Nos |  | Inventory | TRIVECTOR METER, MODEL: PREMIER 300, 3 PHASE, 4 WIRE, 3 ELEMENT, CTR: 200/1A, PTR: 11kV/110V AC, CLASS: 0.5 COMMUNICABLE TYPE, WITH RS 485 PORT. STATE: MAHARASHTRA.
14450 | TRIVECTOR METER, MODEL: PREMIER 300, 3 PHASE, 4 WIRE, 3 ELEMENT, CTR:250/1A, PTR: 11kV/110V AC, CLASS: 0.5 COMMUNICABLE TYPE, WITH RS 485 PORT. STATE: KARNATAKA.. | METER | SWITCHGEAR | SE-TVM-PRE300-0.5-RS485-250/1A-11KV/110V-STATE:KARNATKA | SECURE | - | - | Nos. |  | Inventory | TRIVECTOR METER, MODEL: PREMIER 300, 3 PHASE, 4 WIRE, 3 ELEMENT, CTR:250/1A, PTR: 11kV/110V AC, CLASS: 0.5 COMMUNICABLE TYPE, WITH RS 485 PORT. STATE: KARNATAKA..
14451 | TRIVECTOR METER, MODEL: PREMIER 300, 3 PHASE, 4 WIRE, 3 ELEMENT, CTR: 300/1A, PTR: 11kV/110V AC, CLASS: 0.5 COMMUNICABLE TYPE, WITH RS 485 PORT. STATE: MAHARASHTRA. | METER | SWITCHGEAR | SE-TVM-PRE300-0.5-RS485-300/1A-11KV/110V-STATE:MAHARASHTRA | SECURE | _ | NA | Nos |  | Inventory | TRIVECTOR METER, MODEL: PREMIER 300, 3 PHASE, 4 WIRE, 3 ELEMENT, CTR: 300/1A, PTR: 11kV/110V AC, CLASS: 0.5 COMMUNICABLE TYPE, WITH RS 485 PORT. STATE: MAHARASHTRA.
14452 | TRIVECTOR METER, MODEL: PREMIER 300, 3 PHASE, 4 WIRE, 3 ELEMENT, CTR:350/1A, PTR: 11kV/110V AC, CLASS: 0.5 COMMUNICABLE TYPE, WITH RS 485 PORT. STATE: KARNATAKA. | METER | SWITCHGEAR | SE-TVM-PRE300-0.5-RS485-350/1A-11KV/110V-STATE:KARNATKA | SECURE | - | - | Nos. |  | Inventory | TRIVECTOR METER, MODEL: PREMIER 300, 3 PHASE, 4 WIRE, 3 ELEMENT, CTR:350/1A, PTR: 11kV/110V AC, CLASS: 0.5 COMMUNICABLE TYPE, WITH RS 485 PORT. STATE: KARNATAKA.
14453 | TRIVECTOR METER, MODEL: PREMIER 300, 3 PHASE, 4 WIRE, 3 ELEMENT, CTR: 400/1A, PTR: 11kV/110V AC, CLASS: 0.5 COMMUNICABLE TYPE, WITH RS 485 PORT. STATE: KARNATAKA. | METER | SWITCHGEAR | SE-TVM-PRE300-0.5-RS485-400/1A-11KV/110V-STATE:KARNATKA | SECURE | - | - | Nos. |  | Inventory | TRIVECTOR METER, MODEL: PREMIER 300, 3 PHASE, 4 WIRE, 3 ELEMENT, CTR: 400/1A, PTR: 11kV/110V AC, CLASS: 0.5 COMMUNICABLE TYPE, WITH RS 485 PORT. STATE: KARNATAKA.
14454 | DIGITAL TRIVECTOR METER, 3 PHASE, 4 WIRE, 3 ELEMENT, CTR: 630/5A, PTR: 11kV/110V AC, CLASS: 0.5, In:5A, WITH RS-485 PORT MODBUS PROTOCOL. STATE: MAHARASHTRA | METER | SWITCHGEAR | SE-TVM-PRE300-0.5-RS485-630/5A-11KV/110V-STATE:MAHARASHTRA | SECURE | - | - | Nos. |  | Inventory | DIGITAL TRIVECTOR METER, 3 PHASE, 4 WIRE, 3 ELEMENT, CTR: 630/5A, PTR: 11kV/110V AC, CLASS: 0.5, In:5A, WITH RS-485 PORT MODBUS PROTOCOL. STATE: MAHARASHTRA
14455 | DIGITAL TRIVECTOR METER,3 PHASE, 4 WIRE, 3 ELEMENT SYSTEM, TYPE:- PREMIER300 CTR: 10/1A, PTR: 11kV/110V AC, CLASS: 0.5S, WITH RS-485 PORT, STATE :MIZORAM | METER | SWITCHGEAR | SE-TVM-PRE300-0.5S-10/1A-11KV/110VAC-STATE:MIZAROM | SECURE | _ | NA | Nos |  | Inventory | DIGITAL TRIVECTOR METER,3 PHASE, 4 WIRE, 3 ELEMENT SYSTEM, TYPE:- PREMIER300 CTR: 10/1A, PTR: 11kV/110V AC, CLASS: 0.5S, WITH RS-485 PORT, STATE :MIZORAM
14456 | TRIVECTOR METER, FUNCTIONS: (ENERGY, CURRENT, VOLTAGE, PF & POWER), 3 PHASE, 4 WIRE, 3 ELEMENT SYSTEM, ACCURACY ACLASS : 0.5S, WITH MODBUS PROTOCOL RS485 | METER | SWITCHGEAR | SE-TVM-PRE300-0.5S-RS485 | SECURE | _ | NA | Nos |  | Inventory | TRIVECTOR METER, FUNCTIONS: (ENERGY, CURRENT, VOLTAGE, PF & POWER), 3 PHASE, 4 WIRE, 3 ELEMENT SYSTEM, ACCURACY ACLASS : 0.5S, WITH MODBUS PROTOCOL RS485
14457 | TRIVECTOR METER, FUNCTIONS: (ENERGY, CURRENT, VOLTAGE, PF & POWER), 3 PHASE, 4 WIRE, 3 ELEMENT SYSTEM, ACCURACY ACLASS : 0.5S, WITH MODBUS PROTOCOL RS485; CTR-400-200/1A; PTR: 33KV/110VAC | METER | SWITCHGEAR | SE-TVM-PRE300-0.5S-RS485-110VAC-400-200-1A | SECURE | _ | NA | Nos |  | Inventory | TRIVECTOR METER, FUNCTIONS: (ENERGY, CURRENT, VOLTAGE, PF & POWER), 3 PHASE, 4 WIRE, 3 ELEMENT SYSTEM, ACCURACY ACLASS : 0.5S, WITH MODBUS PROTOCOL RS485; CTR-400-200/1A; PTR: 33KV/110VAC
14458 | TRIVECTOR METER, MODEL: PREMIER 300, 3 PHASE, 4 WIRE, 3 ELEMENT, CTR: 100/1A, PTR: 11kV/110V AC, CLASS: 0.5 COMMUNICABLE TYPE, WITH RS 485 PORT. STATE: MAHARASHTRA. | METER | SWITCHGEAR | SE-TVM-PRE300-0.5S-RS485-CTR:100/1A-PTR-11KV/110VAC | SECURE | _ | NA | Nos |  | Inventory | TRIVECTOR METER, MODEL: PREMIER 300, 3 PHASE, 4 WIRE, 3 ELEMENT, CTR: 100/1A, PTR: 11kV/110V AC, CLASS: 0.5 COMMUNICABLE TYPE, WITH RS 485 PORT. STATE: MAHARASHTRA.
14459 | TRIVECTOR METER, MODEL: PREMIER 300, 3 PHASE, 4 WIRE, 3 ELEMENT, CTR: 200/1A, PTR: 11kV/110V AC, CLASS: 0.5 COMMUNICABLE TYPE, WITH RS 485 PORT. STATE: MAHARASHTRA. | METER | SWITCHGEAR | SE-TVM-PRE300-0.5S-RS485-CTR:200/1A-PTR-11KV/110VAC | SECURE | _ | NA | Nos |  | Inventory | TRIVECTOR METER, MODEL: PREMIER 300, 3 PHASE, 4 WIRE, 3 ELEMENT, CTR: 200/1A, PTR: 11kV/110V AC, CLASS: 0.5 COMMUNICABLE TYPE, WITH RS 485 PORT. STATE: MAHARASHTRA.
14460 | TRIVECTOR METER, MODEL: PREMIER 300, 3 PHASE, 4 WIRE, 3 ELEMENT, CTR: 250/1A, PTR: 11kV/110V AC, CLASS: 0.5 COMMUNICABLE TYPE, WITH RS 485 PORT. STATE: MAHARASHTRA. | METER | SWITCHGEAR | SE-TVM-PRE300-0.5S-RS485-CTR:250/1A-PTR-11KV/110VAC | SECURE | _ | NA | Nos |  | Inventory | TRIVECTOR METER, MODEL: PREMIER 300, 3 PHASE, 4 WIRE, 3 ELEMENT, CTR: 250/1A, PTR: 11kV/110V AC, CLASS: 0.5 COMMUNICABLE TYPE, WITH RS 485 PORT. STATE: MAHARASHTRA.
14461 | DIGITAL TRIVECTOR METER, TYPE: PREMIER 300, 3 PHASE, 4 WIRE, 3 ELEMENT SYSTEM, CTR: 400-200/1-1A, PTR: 11kV/110V AC, CLASS : 0.5, PLEASE INFORM THE STATE OF PROJECT WITH MODBUS PROTOCOL-RS485 PORT, STATE : UP | METER | SWITCHGEAR | SE-TVM-PRE300-0.5S-RS485-CTR:400-200/1-1A-PTR-11KV/110VAC | SECURE | _ | NA | Nos |  | Inventory | DIGITAL TRIVECTOR METER, TYPE: PREMIER 300, 3 PHASE, 4 WIRE, 3 ELEMENT SYSTEM, CTR: 400-200/1-1A, PTR: 11kV/110V AC, CLASS : 0.5, PLEASE INFORM THE STATE OF PROJECT WITH MODBUS PROTOCOL-RS485 PORT.
14462 | TRIVECTOR METER, FUNCTIONS: (ENERGY, CURRENT, VOLTAGE, PF & POWER), 3 PHASE, 4 WIRE, 3 ELEMENT SYSTEM, ACCURACY ACLASS : 0.5S, WITH MODBUS PROTOCOL RS485; CTR-400-200/1A; PTR: 33KV/110VAC; STATE : MAHARASHTRA | METER | SWITCHGEAR | SE-TVM-PRE300-0.5S-RS485-MH-110VAC-400-200-1A | SECURE | _ | NA | Nos |  | Inventory | TRIVECTOR METER, FUNCTIONS: (ENERGY, CURRENT, VOLTAGE, PF & POWER), 3 PHASE, 4 WIRE, 3 ELEMENT SYSTEM, ACCURACY ACLASS : 0.5S, WITH MODBUS PROTOCOL RS485; CTR-400-200/1A; PTR: 33KV/110VAC; STATE : MAHARASHTRA
14463 | DIGITAL TRIVICTOR METER, TYPE : PREMIER300, 3 PHASE, 4 WIRE,AUX. VOLTAGE: 110V AC, CTR : 100/1A, PTR : 6.6kV/110VAC, CLASS : 1.0, MODBUS PROTOCOL-RS485 PORT, STATE : MAHARASHTRA | METER | SWITCHGEAR | SE-TVM-PRE300-1.0-RS485-100/1A-6.6KV/110V-STATE:MH | SECURE | - | - | Nos. |  | Inventory | DIGITAL TRIVICTOR METER, TYPE : PREMIER300, 3 PHASE, 4 WIRE,AUX. VOLTAGE: 110V AC, CTR : 100/1A, PTR : 6.6kV/110VAC, CLASS : 1.0, MODBUS PROTOCOL-RS485 PORT, STATE : MAHARASHTRA
14464 | TRIVECTOR METER (TVM) CL-0.5s WITH RS485 PORT, 3phase, 4wire, 110V AC(L-L), Sec 1A. (PT ratio 630/110VAC, CT ratio 25/1A to be programmed by OEM) | METER | SWITCHGEAR | SE-TVM-PRE300-CL-0.5S-RS485 | SECURE | _ | NA | Nos |  | Inventory | TRIVECTOR METER (TVM) CL-0.5s WITH RS485 PORT, 3phase, 4wire, 110V AC(L-L), Sec 1A. (PT ratio 630/110VAC, CT ratio 25/1A to be programmed by OEM)
15544 | Synchroscope, Aux. voltage: 110V AC, Size: 96x96mm | METER | SWITCHGEAR | SYNCHROSCOPE | SECURE | _ | NA | Nos | None | Inventory | Synchroscope, Aux. voltage: 110V AC, Size: 96x96mm
15560 | TCP/IP-PORT SUITABLE FOR SECURE MAKE MULTIFUNCTION METER | METER | SWITCHGEAR | TCP/IP-PORT-SECURE | SECURE | _ | NA | Nos |  | Inventory | TCP/IP-PORT SUITABLE FOR SECURE MAKE MULTIFUNCTION METER
14466 | Temperature Indicator, 230V AC, 96x48mm | - | SWITCHGEAR | SEL-PIC101A-T-230 | SELEC | - | - | Nos |  | Inventory | Temperature Indicator, 230V AC, 96x48mm
4516 | Shavison Relay Module, 1C/O, 8 Channel, 24VDC Coil, OEN Relay, Reverse Blocking Diode, Socket Mounted Relay, Contact Rating : 28VDC/230VAC, 5A | CRM | SWITCHGEAR | AS365-24V-S-OE | SHAVISON | _ | NA | Nos |  | Inventory | Shavison Relay Module, 1C/O, 8 Channel, 24VDC Coil, OEN Relay, Reverse Blocking Diode, Socket Mounted Relay, Contact Rating : 28VDC/230VAC, 5A
4517 | 230V AC, 4 Channel,1 C/O Relay Interface Module, Socket Mounted Relay, OEN Relay | CRM | SWITCHGEAR | AS423-230VAC-S-OE | SHAVISON | _ | NA | Nos |  | Inventory | 230V AC, 4 Channel,1 C/O Relay Interface Module, Socket Mounted Relay, OEN Relay
4518 | 230V AC, 2 Channel, 2 C/O Relay Interface Module, Socket Mounted Relay, OEN 58 Relay Type | CRM | SWITCHGEAR | AS432-230VAC-S-OE | SHAVISON | _ | NA | Nos |  | Inventory | 230V AC, 2 Channel, 2 C/O Relay Interface Module, Socket Mounted Relay, OEN 58 Relay Type
7926 | MODULE : G31-120-24, CONVERTER, INPUT : 230VAC, OUTPUT : 24V DC, 120W, CURRENT AT NOMINAL INPUT : 5A. | CONVERTER | SWITCHGEAR | G31-120-24 | SHAVISON | - | - | Nos |  | Inventory | MODULE : G31-120-24, CONVERTER, INPUT : 230VAC, OUTPUT : 24V DC, 120W, CURRENT AT NOMINAL INPUT : 5A.
7927 | SMPS POWER SUPPLY - I/P-230V AC, O/P-24V DC, 10A, 250W | POWER SUPPLY | SWITCHGEAR | G31-250-24 | SHAVISON | 10A | - | Nos |  | Inventory | SMPS POWER SUPPLY - I/P-230V AC, O/P-24V DC, 10A, 250W
7928 | MODULE : G31-60-24, CONVERTER, INPUT : 230VAC, OUTPUT : 24V DC, 60W, CURRENT AT NOMINAL INPUT : 2.5A. ` | CONVERTER | SWITCHGEAR | G31-60-24 | SHAVISON | - | - | Nos |  | Inventory | MODULE : G31-60-24, CONVERTER, INPUT : 230VAC, OUTPUT : 24V DC, 60W, CURRENT AT NOMINAL INPUT : 2.5A. `
7929 | DC TO DC CONVERTER, SMPS I/P:48VDC, O/P: 24VDC:5AMP. make- Shavison | CONVERTER | SWITCHGEAR | G35-120-24 | SHAVISON | - | - | Nos |  | Inventory | DC TO DC CONVERTER, SMPS I/P:48VDC, O/P: 24VDC:5AMP. make- Shavison
14524 | AC TO DC CONVERTER, Input - 110V AC, Output - 24V DC / 5A, | CONVERTER | SWITCHGEAR | SHA-CON-G-32-120-24 | SHAVISON | - | - | Nos |  | Inventory | AC TO DC CONVERTER, Input - 110V AC, Output - 24V DC / 5A,
14525 | AC TO DC CONVERTER, Input - 230V AC, Output - 24V DC / 5A, | CONVERTER | SWITCHGEAR | SHA-CON-G31-120-24 | SHAVISON | - | - | Nos |  | Inventory | AC TO DC CONVERTER, Input - 230V AC, Output - 24V DC / 5A,
14526 | POWER SUPPLY, 24V DC 1.5A | POWER SUPPLY | SWITCHGEAR | SHA-POWER-SUPPLY-24VDC-1.5A | SHAVISON | - | - | Nos |  | Inventory | POWER SUPPLY, 24V DC 1.5A
14527 | SMPS I/P-230V AC, O/P-24V DC, 1A | CONVERTER | SWITCHGEAR | SHA-SMPS-230VAC-24VDC-1A | SHAVISON | - | - | Nos |  | Inventory | SMPS I/P-230V AC, O/P-24V DC, 1A
14528 | SMPS I/P-230V AC, O/P-24V DC, 2.5A | CONVERTER | SWITCHGEAR | SHA-SMPS-230VAC-24VDC-2.5A | SHAVISON | - | - | Nos |  | Inventory | SMPS I/P-230V AC, O/P-24V DC, 2.5A
14531 | 25kVAR 440V Heavy duty Cylindrical type capacitor | CAPACITOR | SWITCHGEAR | SHR-HDCAP-440V-25KVAR | SHREEM | 25kVAr | - | Nos. |  | Inventory | 25kVAR 440V Heavy duty Cylindrical type capacitor
14835 | 1000/1A, 10VA, CL-0.5 , RESIN CAST CT RECTANGULAR, ID-130mmx30mm, | LT CT | SWITCHGEAR | SP-LT-RC-1000/1A | SHUBHADA | _ | NA | Nos | None | Inventory | 1000/1A, 10VA, CL-0.5 , RESIN CAST CT RECTANGULAR, ID-130mmx30mm,
14836 | CTR: 150/1A– 5VA, Class 5P10 IL-0.72kV/3kV, FREQUENCY – 50Hz, FINISHED DIMENSION (in mm) – ID X OD X HT – 50mm X 102mm X 110mm, | LT CT | SWITCHGEAR | SP-LT-RC-150/1A | SHUBHADA | _ | NA | Nos | None | Inventory | CTR: 150/1A– 5VA, Class 5P10 IL-0.72kV/3kV, FREQUENCY – 50Hz, FINISHED DIMENSION (in mm) – ID X OD X HT – 50mm X 102mm X 110mm,
14837 | 160/5A CL-1 10VA CT (ID=25), RESIN CAST | LT CT | SWITCHGEAR | SP-LT-RC-160/5A | SHUBHADA | _ | NA | Nos | None | Inventory | 160/5A CL-1 10VA CT (ID=25), RESIN CAST
14838 | 20/5A CL-0.5 5VA CT-120x130x80mm, RESIN CAST | LT CT | SWITCHGEAR | SP-LT-RC-20/5A | SHUBHADA | _ | NA | Nos | None | Inventory | 20/5A CL-0.5 5VA CT-120x130x80mm, RESIN CAST
14839 | 250/5A CL-1 10VA CT (ID=28), RESIN CAST | LT CT | SWITCHGEAR | SP-LT-RC-250/5A | SHUBHADA | _ | NA | Nos | None | Inventory | 250/5A CL-1 10VA CT (ID=28), RESIN CAST
14840 | 2500/1A CL-0.5 15VA CT-235x160x35mm, RESIN CAST | LT CT | SWITCHGEAR | SP-LT-RC-2500/1A | SHUBHADA | _ | NA | Nos | None | Inventory | 2500/1A CL-0.5 15VA CT-235x160x35mm, RESIN CAST
14841 | 400/5A CL-1 10VA CT (ID=45), RESIN CAST | LT CT | SWITCHGEAR | SP-LT-RC-400/5A | SHUBHADA | _ | NA | Nos | None | Inventory | 400/5A CL-1 10VA CT (ID=45), RESIN CAST
14842 | 630/5A CL-1 15VA CT (ID=50), RESIN CAST, | LT CT | SWITCHGEAR | SP-LT-RC-630/5A | SHUBHADA | _ | NA | Nos | None | Inventory | 630/5A CL-1 15VA CT (ID=50), RESIN CAST,
14843 | 800/1A, RESIN CAST, 10VA, CL-0.5 , ID-60mm | LT CT | SWITCHGEAR | SP-LT-RC-800/1A | SHUBHADA | _ | NA | Nos | None | Inventory | 800/1A, RESIN CAST, 10VA, CL-0.5 , ID-60mm
2492 | 160A FUSE BASE, DC 800 V, 1000V AC | FUSE BASE | SWITCHGEAR | 2141101 | SIBA | 160A | NA | Nos |  | Inventory | 160A FUSE BASE, DC 800 V, 1000V AC
2846 | 20A,3WATT,500V | FUSE BASE | SWITCHGEAR | 3NW20NNSF | SIEMENS | _ | NA | Nos | None | Inventory | 20A,3WATT,500V
2924 | 2NO+2NC ,110V DC. | CONTACTOR | SWITCHGEAR | 3RH21221BF40 | SIEMENS | _ | NA | Nos |  | Inventory | 2NO+2NC ,110V DC.
2925 | 4NO ,110V DC, | CONTACTOR | SWITCHGEAR | 3RH21401BF40 | SIEMENS | _ | NA | Nos |  | Inventory | 4NO ,110V DC,
2929 | Clear Color Actuator, Normal Type, Push Button | PUSH BUTTON | SWITCHGEAR | 3SB50-01-0AH01-0PQ0 | SIEMENS | _ | NA | Nos |  | Inventory | Clear Color Actuator, Normal Type, Push Button
2930 | EM Push Button with 1NC Contact, | PUSH BUTTON | SWITCHGEAR | 3SB5203-0UC01 | SIEMENS | - | - | Nos |  | Inventory | EM Push Button with 1NC Contact,
2931 | EMERGENCY TRIP PUSH BUTTON , MUSHROOM HEAD RED COLORED STAY PUT TYPE , PRESS TO LOCK AND TURN TO RELEASE WITH 1NC CONTACT | PUSH BUTTON | SWITCHGEAR | 3SB5203-OUCO1 | SIEMENS | _ | NA | Nos | None | Inventory | EMERGENCY TRIP PUSH BUTTON , MUSHROOM HEAD RED COLORED STAY PUT TYPE , PRESS TO LOCK AND TURN TO RELEASE WITH 1NC CONTACT
2932 | WHITE RAISED ILLUMINATED ACTUATOR, | PUSH BUTTON | SWITCHGEAR | 3SB52180LG010PQ0 | SIEMENS | _ | NA | Nos | None | Inventory | WHITE RAISED ILLUMINATED ACTUATOR,
2933 | Red color Led Lamp, Aux. Voltage: 42 to 240V AC & 42 to 220V DC, | LAMP | SWITCHGEAR | 3SB5235-6HC14-42_240V DC-AC LED | SIEMENS | _ | NA | Nos | None | Inventory | Red color Led Lamp, Aux. Voltage: 42 to 240V AC & 42 to 220V DC,
2934 | Yellow color Led Lamp, Aux. Voltage: 42 to 240V AC & 42 to 220V DC, | LAMP | SWITCHGEAR | 3SB5235-6HD14-42_240V DC-AC LED | SIEMENS | _ | NA | Nos | None | Inventory | Yellow color Led Lamp, Aux. Voltage: 42 to 240V AC & 42 to 220V DC,
2935 | Green color Led Lamp, Aux. Voltage: 42 to 240V AC & 42 to 220V DC, | LAMP | SWITCHGEAR | 3SB5235-6HE-14-42_240V-DC-AC-LED | SIEMENS | _ | NA | Nos |  | Inventory | Green color Led Lamp, Aux. Voltage: 42 to 240V AC & 42 to 220V DC,
2936 | Blue color Led Lamp, Aux. Voltage: 42 to 240V AC & 42 to 220V DC, | LAMP | SWITCHGEAR | 3SB5235-6HF14-42_240V DC-AC LED | SIEMENS | _ | NA | Nos | None | Inventory | Blue color Led Lamp, Aux. Voltage: 42 to 240V AC & 42 to 220V DC,
2937 | White color Led Lamp, Aux. Voltage: 42 to 240V AC & 42 to 220V DC, | LAMP | SWITCHGEAR | 3SB5235-6HG14-42_240VDC-ACLED | SIEMENS | _ | NA | Nos |  | Inventory | White color Led Lamp, Aux. Voltage: 42 to 240V AC & 42 to 220V DC,
2938 | Amber color Led Lamp, Aux. Voltage: 42 to 240V AC & 42 to 220V DC, | LAMP | SWITCHGEAR | 3SB5235-6HL-14-42_240V-DC-AC-LED | SIEMENS | _ | NA | Nos |  | Inventory | Amber color Led Lamp, Aux. Voltage: 42 to 240V AC & 42 to 220V DC,
2939 | RED Led Lamp 24V DC, | LAMP | SWITCHGEAR | 3SB5285-6HC01 | SIEMENS | _ | NA | Nos | None | Inventory | RED Led Lamp 24V DC,
2940 | Red color Led Lamp, Aux. Voltage: 110V DC, | LAMP | SWITCHGEAR | 3SB5285-6HC04-110V DC LED | SIEMENS | _ | NA | Nos | None | Inventory | Red color Led Lamp, Aux. Voltage: 110V DC,
2941 | Red color Led Lamp Aux. 220V DC, | LAMP | SWITCHGEAR | 3SB5285-6HC05-220V DC LED | SIEMENS | _ | NA | Nos | None | Inventory | Red color Led Lamp Aux. 220V DC,
2942 | Yellow color Led Lamp, Aux. Voltage: 110V DC, | LAMP | SWITCHGEAR | 3SB5285-6HD04-110V DC LED | SIEMENS | _ | NA | Nos | None | Inventory | Yellow color Led Lamp, Aux. Voltage: 110V DC,
2943 | Green Led Lamp 24V DC, | LAMP | SWITCHGEAR | 3SB5285-6HE01 | SIEMENS | _ | NA | Nos | None | Inventory | Green Led Lamp 24V DC,
2944 | Green color Led Lamp, Aux. Voltage: 110V DC, | LAMP | SWITCHGEAR | 3SB5285-6HE04-110V DC LED | SIEMENS | _ | NA | Nos | None | Inventory | Green color Led Lamp, Aux. Voltage: 110V DC,
2945 | Green Colour Led Lamp Aux. 220V DC, | LAMP | SWITCHGEAR | 3SB5285-6HE05-220V DC LED | SIEMENS | _ | NA | Nos | None | Inventory | Green Colour Led Lamp Aux. 220V DC,
2946 | Blue Led Lamp 24V DC, | LAMP | SWITCHGEAR | 3SB5285-6HF01 | SIEMENS | _ | NA | Nos | None | Inventory | Blue Led Lamp 24V DC,
2947 | Blue color Led Lamp, Aux. Voltage: 110V DC, | LAMP | SWITCHGEAR | 3SB5285-6HF04-110V DC LED | SIEMENS | _ | NA | Nos | None | Inventory | Blue color Led Lamp, Aux. Voltage: 110V DC,
2948 | Blue color Led Lamp, Aux. Voltage: 220V DC, | LAMP | SWITCHGEAR | 3SB5285-6HF05-220V DC LED | SIEMENS | _ | NA | Nos | None | Inventory | Blue color Led Lamp, Aux. Voltage: 220V DC,
2949 | White Led Lamp 24V DC, | LAMP | SWITCHGEAR | 3SB5285-6HG01 | SIEMENS | _ | NA | Nos | None | Inventory | White Led Lamp 24V DC,
2950 | White color Led Lamp Aux. Voltage: 110V DC, | LAMP | SWITCHGEAR | 3SB5285-6HG04-110V DC LED | SIEMENS | _ | NA | Nos | None | Inventory | White color Led Lamp Aux. Voltage: 110V DC,
2951 | White color Led Lamp Aux. Voltage: 220V DC, | LAMP | SWITCHGEAR | 3SB5285-6HG05-220V DC LED | SIEMENS | _ | NA | Nos | None | Inventory | White color Led Lamp Aux. Voltage: 220V DC,
2952 | Amber Led Lamp 24V DC, | LAMP | SWITCHGEAR | 3SB5285-6HL01 | SIEMENS | _ | NA | Nos | None | Inventory | Amber Led Lamp 24V DC,
2953 | Amber color Led Lamp, Aux. Voltage: 110V DC, | LAMP | SWITCHGEAR | 3SB5285-6HL04-110V DC LED | SIEMENS | _ | NA | Nos | None | Inventory | Amber color Led Lamp, Aux. Voltage: 110V DC,
2954 | Amber color Led Lamp, Aux. Voltage: 220V DC, | LAMP | SWITCHGEAR | 3SB5285-6HL05-220V DC LED | SIEMENS | _ | NA | Nos | None | Inventory | Amber color Led Lamp, Aux. Voltage: 220V DC,
2955 | White colour, Illuminated Module with integrated LED, suitable for 110V DC | PUSH BUTTON | SWITCHGEAR | 3SB54-00-7DG | SIEMENS | _ | NA | Nos |  | Inventory | White colour, Illuminated Module with integrated LED, suitable for 110V DC
2956 | 1 NO CONTACT FOR push button, | PUSH BUTTON | SWITCHGEAR | 3SB5400-0B 1NO | SIEMENS | _ | NA | Nos | None | Inventory | 1 NO CONTACT FOR push button,
2957 | 1 NC CONTACT FOR push button, | PUSH BUTTON | SWITCHGEAR | 3SB5400-0C 1NC | SIEMENS | _ | NA | Nos | None | Inventory | 1 NC CONTACT FOR push button,
14467 | 4 X 12 SELF DRIILING | AR2K | HARDWARE & ACCESSORIES | SELF-TAPING-4X12 | REPUTED | - | - | Nos |  | Inventory | 4 X 12 SELF DRIILING
2958 | 2 NO CONTACT FOR ILLUMINATING Type push button, | PUSH BUTTON | SWITCHGEAR | 3SB5400-0E | SIEMENS | _ | NA | Nos | None | Inventory | 2 NO CONTACT FOR ILLUMINATING Type push button,
14469 | 1VCF339750R0211 - VD4 CIRCUIT BREAKER - OPENING SOLENOID KIT M03 - OPENING SOLENOID 1VCF339750R0221 - VD4 CIRCUIT BREAKER - WIRING KIT -M03 FOR FIXED C.B. - WIRING -MO3 FOR FIXED VD4 | BREAKER COILS | ACCESSORIES | SERIES TRIP COILS - MO3 | ABB | _ | NA | Nos | None | Inventory | 1VCF339750R0211 - VD4 CIRCUIT BREAKER - OPENING SOLENOID KIT M03 - OPENING SOLENOID 1VCF339750R0221 - VD4 CIRCUIT BREAKER - WIRING KIT -M03 FOR FIXED C.B. - WIRING -MO3 FOR FIXED VD4
14470 | SMB-RR-Server Protection InterceptX Central 1 to 9 Server Slab) 36months (Corp) per server | OWN USE ITEMS | ACCESSORIES | SERVER-PROTECTION | REPUTED | - | - | Nos |  | Non Inventory | SMB-RR-Server Protection InterceptX Central 1 to 9 Server Slab) 36months (Corp) per server
14471 | SERVICE | SERVICE | SERVICE | SERVICE | - | - | - | Year |  | Non Inventory | SERVICE
14472 | SERVICE CHARGES | SERVICE | SERVICE | SERVICE-18% | - | - | - | DAYS |  | Non Inventory | SERVICE CHARGES
14473 | Supply & Installation SES Maintenance free Earthing Electrode Model SES503 50mm dia 4 mtr long with BFC 25kg 2 bags | CAPITAL GOODS | TOOLS | SES-503 | REPUTED | _ | NA | SET |  | Non Inventory | Supply & Installation SES Maintenance free Earthing Electrode Model SES503 50mm dia 4 mtr long with BFC 25kg 2 bags
14474 | SF6 MONOBLOCK 22KV FOR TV | BROUGHTOUT | ACCESSORIES | SF6 MONOBLOCK 22KV | REPUTED | _ | NA | Nos | None | Inventory | SF6 MONOBLOCK 22KV FOR TV
14475 | 63A 415V 80kA HF HRC Fuse link, Cylindrical type, | Fuse | LV_Switchgear | SF90159 | L&T | 63A | Links | Nos. |  | Inventory | 63A 415V 80kA HF HRC Fuse link, Cylindrical type,
14476 | 63A 415V 100kA HN HRC Fuse link, DIN-type, Fuse size 00 | Fuse | LV_Switchgear | SF94027 | L&T | 63A | Links | Nos. | None | Inventory | 63A 415V 100kA HN HRC Fuse link, DIN-type, Fuse size 00
14477 | 80A 415V 100kA HN HRC Fuse link, DIN-type, Fuse size 00 | Fuse | LV_Switchgear | SF94028 | L&T | 80A | Links | Nos. | None | Inventory | 80A 415V 100kA HN HRC Fuse link, DIN-type, Fuse size 00
14478 | 100A 415V 100kA HN HRC Fuse link, DIN-type, Fuse size 00 | Fuse | LV_Switchgear | SF94029 | L&T | 100A | Links | Nos. | None | Inventory | 100A 415V 100kA HN HRC Fuse link, DIN-type, Fuse size 00
14479 | 125A 415V 100kA HN HRC Fuse link, DIN-type, Fuse size 00 | Fuse | LV_Switchgear | SF94030 | L&T | 125A | Links | Nos. | None | Inventory | 125A 415V 100kA HN HRC Fuse link, DIN-type, Fuse size 00
14480 | 80A 415V 100kA HN HRC Fuse link, DIN-type, Fuse size 0 | Fuse | LV_Switchgear | SF94128 | L&T | 80A | Links | Nos. | None | Inventory | 80A 415V 100kA HN HRC Fuse link, DIN-type, Fuse size 0
14481 | 100A 415V 100kA HN HRC Fuse link, DIN-type, Fuse size 0 | Fuse | LV_Switchgear | SF94129 | L&T | 100A | Links | Nos. | None | Inventory | 100A 415V 100kA HN HRC Fuse link, DIN-type, Fuse size 0
14482 | 125A 415V 100kA HN HRC Fuse link, DIN-type, Fuse size 0 | Fuse | LV_Switchgear | SF94130 | L&T | 125A | Links | Nos. | None | Inventory | 125A 415V 100kA HN HRC Fuse link, DIN-type, Fuse size 0
14483 | 160A 415V 100kA HN HRC Fuse link, DIN-type, Fuse size 0 | Fuse | LV_Switchgear | SF94131 | L&T | 160A | Links | Nos. | None | Inventory | 160A 415V 100kA HN HRC Fuse link, DIN-type, Fuse size 0
14484 | 200A 415V 100kA HN HRC Fuse link, DIN-type, Fuse size 0 | Fuse | LV_Switchgear | SF94132 | L&T | 200A | Links | Nos. | None | Inventory | 200A 415V 100kA HN HRC Fuse link, DIN-type, Fuse size 0
14485 | 125A 415V 100kA HN HRC Fuse link, DIN-type, Fuse size 1 | Fuse | LV_Switchgear | SF94230 | L&T | 125A | Links | Nos. | None | Inventory | 125A 415V 100kA HN HRC Fuse link, DIN-type, Fuse size 1
14486 | 160A 415V 100kA HN HRC Fuse link, DIN-type, Fuse size 1 | Fuse | LV_Switchgear | SF94231 | L&T | 160A | Links | Nos. | None | Inventory | 160A 415V 100kA HN HRC Fuse link, DIN-type, Fuse size 1
14487 | 200A 415V 100kA HN HRC Fuse link, DIN-type, Fuse size 1 | Fuse | LV_Switchgear | SF94232 | L&T | 200A | Links | Nos. | None | Inventory | 200A 415V 100kA HN HRC Fuse link, DIN-type, Fuse size 1
14488 | 250A 415V 100kA HN HRC Fuse link, DIN-type, Fuse size 1 | Fuse | LV_Switchgear | SF94233 | L&T | 250A | Links | Nos. | None | Inventory | 250A 415V 100kA HN HRC Fuse link, DIN-type, Fuse size 1
14489 | 315A 415V 100kA HN HRC Fuse link, DIN-type, Fuse size 1 | Fuse | LV_Switchgear | SF94234 | L&T | 315A | Links | Nos. | None | Inventory | 315A 415V 100kA HN HRC Fuse link, DIN-type, Fuse size 1
14490 | 200A 415V 100kA HN HRC Fuse link, DIN-type, Fuse size 2 | Fuse | LV_Switchgear | SF94332 | L&T | 200A | Links | Nos. | None | Inventory | 200A 415V 100kA HN HRC Fuse link, DIN-type, Fuse size 2
14491 | 250A 415V 100kA HN HRC Fuse link, DIN-type, Fuse size 2 | Fuse | LV_Switchgear | SF94333 | L&T | 250A | Links | Nos. | None | Inventory | 250A 415V 100kA HN HRC Fuse link, DIN-type, Fuse size 2
14492 | 315A 415V 100kA HN HRC Fuse link, DIN-type, Fuse size 2 | Fuse | LV_Switchgear | SF94334 | L&T | 315A | Links | Nos. | None | Inventory | 315A 415V 100kA HN HRC Fuse link, DIN-type, Fuse size 2
14493 | 400A 415V 100kA HN HRC Fuse link, DIN-type, Fuse size 2 | Fuse | LV_Switchgear | SF94335 | L&T | 400A | Links | Nos. | None | Inventory | 400A 415V 100kA HN HRC Fuse link, DIN-type, Fuse size 2
14494 | 315A 415V 100kA HN HRC Fuse link, DIN-type, Fuse size 3 | Fuse | LV_Switchgear | SF94434 | L&T | 315A | Links | Nos. | None | Inventory | 315A 415V 100kA HN HRC Fuse link, DIN-type, Fuse size 3
14495 | 400A 415V 100kA HN HRC Fuse link, DIN-type, Fuse size 3 | Fuse | LV_Switchgear | SF94435 | L&T | 400A | Links | Nos. | None | Inventory | 400A 415V 100kA HN HRC Fuse link, DIN-type, Fuse size 3
14496 | 500A 415V 100kA HN HRC Fuse link, DIN-type, Fuse size 3 | Fuse | LV_Switchgear | SF94436 | L&T | 500A | Links | Nos. | None | Inventory | 500A 415V 100kA HN HRC Fuse link, DIN-type, Fuse size 3
14497 | 630A 415V 100kA HN HRC Fuse link, DIN-type, Fuse size 3 | Fuse | LV_Switchgear | SF94437 | L&T | 630A | Links | Nos. | None | Inventory | 630A 415V 100kA HN HRC Fuse link, DIN-type, Fuse size 3
14498 | 800A 415V 100kA HN HRC Fuse link, DIN-type, Fuse size 3 | Fuse | LV_Switchgear | SF94938 | L&T | 800A | Links | Nos. | None | Inventory | 800A 415V 100kA HN HRC Fuse link, DIN-type, Fuse size 3
14499 | 160A 415V 100kA HN HRC Fuse link, DIN-type, Fuse size 00 | Fuse | LV_Switchgear | SF94939 | L&T | 160A | Links | Nos. | None | Inventory | 160A 415V 100kA HN HRC Fuse link, DIN-type, Fuse size 00
14500 | 63A 415V 100kA HN HRC Fuse link, DIN-type, Fuse size 000 | Fuse | LV_Switchgear | SF94940 | L&T | 63A | Links | Nos. | None | Inventory | 63A 415V 100kA HN HRC Fuse link, DIN-type, Fuse size 000
14501 | 80A 415V 100kA HN HRC Fuse link, DIN-type, Fuse size 000 | Fuse | LV_Switchgear | SF94941 | L&T | 80A | Links | Nos. | None | Inventory | 80A 415V 100kA HN HRC Fuse link, DIN-type, Fuse size 000
14502 | 100A 415V 100kA HN HRC Fuse link, DIN-type, Fuse size 000 | Fuse | LV_Switchgear | SF94942 | L&T | 100A | Links | Nos. | None | Inventory | 100A 415V 100kA HN HRC Fuse link, DIN-type, Fuse size 000
14503 | 125A 415V 100kA HN HRC Fuse link, DIN-type, Fuse size 000 | Fuse | LV_Switchgear | SF94946 | L&T | 125A | Links | Nos. | None | Inventory | 125A 415V 100kA HN HRC Fuse link, DIN-type, Fuse size 000
14504 | Horizontal busbar shelves(rear) w=600x900 | ArTuK | LV PANEL | SH1030-1 | ABB | - | - | KGS |  | Inventory | Horizontal busbar shelves(rear) w=600x900
14505 | Horizontal busbar shelves(rear) w=1000x900 | ArTuK | LV PANEL | SH1090-1 | ABB | - | - | KGS |  | Inventory | Horizontal busbar shelves(rear) w=1000x900
14506 | Universal busbar segregation shelf, W=1000mm | ArTuK | LV PANEL | SH1100-1 | ABB | - | - | KGS |  | Inventory | Universal busbar segregation shelf, W=1000mm
14507 | BUSBAR SEGREGATION SHELF, W=1200mm | ArTuK | LV PANEL | SH1100/2-1 | ABB | - | - | KGS |  | Inventory | BUSBAR SEGREGATION SHELF, W=1200mm
2959 | ILLUMINATED WHITE COLOUR ELEMENT AUX. 220V DC, | LAMP | SWITCHGEAR | 3SB5400-7HG | SIEMENS | _ | NA | Nos | None | Inventory | ILLUMINATED WHITE COLOUR ELEMENT AUX. 220V DC,
2960 | 1 NO ADD ON CONTACT FOR PUSH BUTTON. | PUSH BUTTON | SWITCHGEAR | 3SB54000B-N0 | SIEMENS | - | - | Nos |  | Inventory | 1 NO ADD ON CONTACT FOR PUSH BUTTON.
2961 | 1 NC ADD ON CONTACT FOR PUSH BUTTON | PUSH BUTTON | SWITCHGEAR | 3SB54000C-NC | SIEMENS | - | - | Nos |  | Inventory | 1 NC ADD ON CONTACT FOR PUSH BUTTON
2962 | White Colour, Aux. 220v DC (ILLUMINATED Lamp) ILLUMINATED WHITE COLOUR | PUSH BUTTON | SWITCHGEAR | 3SB54007HG | SIEMENS | _ | NA | Nos | None | Inventory | White Colour, Aux. 220v DC (ILLUMINATED Lamp) ILLUMINATED WHITE COLOUR
2963 | push button make siemens | PUSH BUTTON | SWITCHGEAR | 3SB58028A63 | SIEMENS | - | - | Nos |  | Inventory | push button make siemens
2964 | Siemens Switchgear - 3SK21221AA10 SIRIUS safety relay basic unit 3SK2 series 20 F-DI, 4 ,F-DQ, 2 DQ, 24 V DC Can be parameterized via SIRIUS Safety ES 45 mm width screw terminal up to SIL 3 (IEC 62061) up to performance level e (ISO 13849-1) output expansions 3SK1, coupling relay 3RQ1 and fail-safe motor starters 3RM1 via device, connector connectable - Quoted equivalent. | RELAY | SWITCHGEAR | 3SK21221AA10 | SIEMENS | _ | NA | Nos. |  | Inventory | Siemens Switchgear - 3SK21221AA10 SIRIUS safety relay basic unit 3SK2 series 20 F-DI, 4 ,F-DQ, 2 DQ, 24 V DC Can be parameterized via SIRIUS Safety ES 45 mm width screw terminal up to SIL 3 (IEC 62061) up to performance level e (ISO 13849-1) output expansions 3SK1, coupling relay 3RQ1 and fail-safe motor starters 3RM1 via device, connector connectable - Quoted equivalent.
2968 | 2NO+2NC ,110V AC. | CONTACTOR | SWITCHGEAR | 3TH30-22-0AFO | SIEMENS | _ | NA | Nos |  | Inventory | 2NO+2NC ,110V AC.
2969 | 2NO+2NC ,230V AC. | CONTACTOR | SWITCHGEAR | 3TH30-22-0APO | SIEMENS | _ | NA | Nos |  | Inventory | 2NO+2NC ,230V AC.
2970 | 2NO+2NC ,24V DC. | CONTACTOR | SWITCHGEAR | 3TH30-22-0BB4 | SIEMENS | _ | NA | Nos |  | Inventory | 2NO+2NC ,24V DC.
2971 | 2NO+2NC ,30V DC. | CONTACTOR | SWITCHGEAR | 3TH30-22-0BC4 | SIEMENS | _ | NA | Nos |  | Inventory | 2NO+2NC ,30V DC.
2972 | AUX. CONTACTOR WITH CONTACTS: 2N0+2NC, AUX. VOLTAGE: 110V DC | CONTACTOR | SWITCHGEAR | 3TH30-22-0BF4 | SIEMENS | - | - | Nos. |  | Inventory | AUX. CONTACTOR WITH CONTACTS: 2N0+2NC, AUX. VOLTAGE: 110V DC
14519 | Universal busbar segregation shelf, W=400mm | ArTuK | LV PANEL | SH4000-1 | ABB | - | - | KGS |  | Inventory | Universal busbar segregation shelf, W=400mm
14520 | Universal busbar segregation shelf, W=500mm | ArTuK | LV PANEL | SH5000-1 | ABB | - | - | KGS |  | Inventory | Universal busbar segregation shelf, W=500mm
14521 | Universal busbar segregation shelf, W=600mm | ArTuK | LV PANEL | SH6000-1 | ABB | - | - | KGS |  | Inventory | Universal busbar segregation shelf, W=600mm
14522 | SH65V-SHAH HEAVY KNOB LOCK-19X22 CUT OUT | DOOR LOCK | ACCESSORIES | SH65V | SHAH | _ | NA | Nos |  | Inventory | SH65V-SHAH HEAVY KNOB LOCK-19X22 CUT OUT
14523 | Universal busbar segregation shelf, W=800mm | ArTuK | LV PANEL | SH8000-1 | ABB | - | - | KGS |  | Inventory | Universal busbar segregation shelf, W=800mm
2973 | 2NO+2NC ,220V DC. | CONTACTOR | SWITCHGEAR | 3TH30-22-0BM4 | SIEMENS | _ | NA | Nos |  | Inventory | 2NO+2NC ,220V DC.
2974 | 2NO+2NC ,48V DC. | CONTACTOR | SWITCHGEAR | 3TH30-22-0BW4 | SIEMENS | _ | NA | Nos |  | Inventory | 2NO+2NC ,48V DC.
2975 | 4NO ,110V AC, | CONTACTOR | SWITCHGEAR | 3TH30-40-0AFO | SIEMENS | _ | NA | Nos |  | Inventory | 4NO ,110V AC,
2976 | 4NO ,230V AC, | CONTACTOR | SWITCHGEAR | 3TH30-40-0APO | SIEMENS | _ | NA | Nos |  | Inventory | 4NO ,230V AC,
2977 | 4NO ,24V DC, | CONTACTOR | SWITCHGEAR | 3TH30-40-0BB4 | SIEMENS | _ | NA | Nos |  | Inventory | 4NO ,24V DC,
14529 | 33KV HPA SHOCK OBSORBER | BROUGHTOUT | ACCESSORIES | SHOCK-OBSORBER | REPUTED | _ | NA | Nos |  | Inventory | 33KV HPA SHOCK OBSORBER
2978 | AUX. CONTACTOR WITH CONTACTS: 4 NO, AUX. VOLTAGE : 110V DC | CONTACTOR | SWITCHGEAR | 3TH30-40-0BF4 | SIEMENS | - | - | Nos. |  | Inventory | AUX. CONTACTOR WITH CONTACTS: 4 NO, AUX. VOLTAGE : 110V DC
2979 | 4NO ,220V DC. | CONTACTOR | SWITCHGEAR | 3TH30-40-0BM4 | SIEMENS | _ | NA | Nos |  | Inventory | 4NO ,220V DC.
14532 | SHROUD AP002 for 11KV | SHROUD | BUSBAR & ACCESSORIES | SHROUD AP002 | ARMAPLAST | _ | NA | Nos | None | Inventory | SHROUD AP002 for 11KV
14533 | SHROUD AP017 for | SHROUD | BUSBAR & ACCESSORIES | SHROUD AP017 | ARMAPLAST | _ | NA | Nos | None | Inventory | SHROUD AP017 for
14534 | SHROUD AP018 for | SHROUD | BUSBAR & ACCESSORIES | SHROUD AP018 | ARMAPLAST | _ | NA | Nos | None | Inventory | SHROUD AP018 for
14535 | SHROUD AP019 for | SHROUD | BUSBAR & ACCESSORIES | SHROUD AP019 | ARMAPLAST | _ | NA | Nos | None | Inventory | SHROUD AP019 for
14536 | SHROUD AP025 | SHROUD | BUSBAR & ACCESSORIES | SHROUD AP025 | ARMAPLAST | _ | NA | Nos | None | Inventory | SHROUD AP025
14537 | SHROUD AP026 | SHROUD | BUSBAR & ACCESSORIES | SHROUD AP026 | ARMAPLAST | _ | NA | Nos | None | Inventory | SHROUD AP026
14538 | SHROUD AP027 FOR 33KV | SHROUD | BUSBAR & ACCESSORIES | SHROUD AP027 | ARMAPLAST | _ | NA | Nos | None | Inventory | SHROUD AP027 FOR 33KV
14539 | SHROUD AP028 FOR 33KV | SHROUD | BUSBAR & ACCESSORIES | SHROUD AP028 | ARMAPLAST | _ | NA | Nos | None | Inventory | SHROUD AP028 FOR 33KV
14540 | SHROUD AP029 FOR 33KV | SHROUD | BUSBAR & ACCESSORIES | SHROUD AP029 | ARMAPLAST | _ | NA | Nos | None | Inventory | SHROUD AP029 FOR 33KV
14541 | SHROUD AP039 | SHROUD | BUSBAR & ACCESSORIES | SHROUD AP039 | ARMAPLAST | _ | NA | Nos | None | Inventory | SHROUD AP039
14542 | SHROUD AP042 FOR 33KV | SHROUD | BUSBAR & ACCESSORIES | SHROUD AP042 | ARMAPLAST | _ | NA | Nos | None | Inventory | SHROUD AP042 FOR 33KV
14543 | SHROUD AP043 for 33KV | SHROUD | BUSBAR & ACCESSORIES | SHROUD AP043 | ARMAPLAST | _ | NA | Nos | None | Inventory | SHROUD AP043 for 33KV
14544 | SHROUD AP044 FOR 33KV | SHROUD | BUSBAR & ACCESSORIES | SHROUD AP044 | ARMAPLAST | _ | NA | Nos | None | Inventory | SHROUD AP044 FOR 33KV
14545 | SHROUD AP045 for 33KV | SHROUD | BUSBAR & ACCESSORIES | SHROUD AP045 | ARMAPLAST | _ | NA | Nos | None | Inventory | SHROUD AP045 for 33KV
14546 | SHROUD AP046 FOR 33KV ROUND BB | SHROUD | BUSBAR & ACCESSORIES | SHROUD AP046 | ARMAPLAST | _ | NA | Nos | None | Inventory | SHROUD AP046 FOR 33KV ROUND BB
14547 | SHROUD AP053 | SHROUD | BUSBAR & ACCESSORIES | SHROUD AP053 | ARMAPLAST | _ | NA | Nos | None | Inventory | SHROUD AP053
14548 | SHROUD AP054 | SHROUD | BUSBAR & ACCESSORIES | SHROUD AP054 | ARMAPLAST | _ | NA | Nos | None | Inventory | SHROUD AP054
14549 | SHROUD AP057 | SHROUD | BUSBAR & ACCESSORIES | SHROUD AP057 | ARMAPLAST | _ | NA | Nos | None | Inventory | SHROUD AP057
14550 | SHROUD AP058 | SHROUD | BUSBAR & ACCESSORIES | SHROUD AP058 | ARMAPLAST | _ | NA | Nos | None | Inventory | SHROUD AP058
14551 | SHROUD AP059 FOR 11KV | SHROUD | BUSBAR & ACCESSORIES | SHROUD AP059 | ARMAPLAST | _ | NA | Nos | None | Inventory | SHROUD AP059 FOR 11KV
14552 | SHROUD AP060 FOR 11KV | SHROUD | BUSBAR & ACCESSORIES | SHROUD AP060 | ARMAPLAST | _ | NA | Nos | None | Inventory | SHROUD AP060 FOR 11KV
14553 | SHROUD AP061 FOR 33KV FOR ROUND BB | SHROUD | BUSBAR & ACCESSORIES | SHROUD AP061 | ARMAPLAST | _ | NA | Nos | None | Inventory | SHROUD AP061 FOR 33KV FOR ROUND BB
14554 | SHROUD AP063 for 11KV | SHROUD | BUSBAR & ACCESSORIES | SHROUD AP063 | ARMAPLAST | _ | NA | Nos | None | Inventory | SHROUD AP063 for 11KV
14555 | SHROUD AP064 for 11KV | SHROUD | BUSBAR & ACCESSORIES | SHROUD AP064 | ARMAPLAST | _ | NA | Nos | None | Inventory | SHROUD AP064 for 11KV
14556 | SHROUD AP065 | SHROUD | BUSBAR & ACCESSORIES | SHROUD AP065 | ARMAPLAST | _ | NA | Nos | None | Inventory | SHROUD AP065
14557 | SHROUD AP066 | SHROUD | BUSBAR & ACCESSORIES | SHROUD AP066 | ARMAPLAST | _ | NA | Nos | None | Inventory | SHROUD AP066
14558 | SHROUD AP067 | SHROUD | BUSBAR & ACCESSORIES | SHROUD AP067 | ARMAPLAST | _ | NA | Nos | None | Inventory | SHROUD AP067
14559 | SHROUD AP068 | SHROUD | BUSBAR & ACCESSORIES | SHROUD AP068 | ARMAPLAST | _ | NA | Nos | None | Inventory | SHROUD AP068
14560 | SHROUD AP069 FOR 33KV | SHROUD | BUSBAR & ACCESSORIES | SHROUD AP069 | ARMAPLAST | _ | NA | Nos | None | Inventory | SHROUD AP069 FOR 33KV
14561 | SHROUD APS006 | SHROUD | BUSBAR & ACCESSORIES | SHROUD APA006 | ARMAPLAST | _ | NA | Nos | None | Inventory | SHROUD APS006
14562 | SHROUD APS006 B | SHROUD | BUSBAR & ACCESSORIES | SHROUD APA006 B | ARMAPLAST | _ | NA | Nos | None | Inventory | SHROUD APS006 B
14563 | 33KV SHROUD 40X10 4RUN R PHASE, PVC Dip Molded | SHROUD | BUSBAR & ACCESSORIES | SHROUD-04122020/101 | AMAR | _ | NA | Nos |  | Inventory | 33KV SHROUD 40X10 4RUN R PHASE, PVC Dip Molded
14564 | 33KV SHROUD 40X10 4RUN Y PHASE, PVC Dip Molded | SHROUD | BUSBAR & ACCESSORIES | SHROUD-04122020/201 | AMAR | _ | NA | Nos |  | Inventory | 33KV SHROUD 40X10 4RUN Y PHASE, PVC Dip Molded
14565 | 33KV SHROUD 40X10 4RUN B PHASE, PVC Dip Molded | SHROUD | BUSBAR & ACCESSORIES | SHROUD-04122020/301 | AMAR | _ | NA | Nos |  | Inventory | 33KV SHROUD 40X10 4RUN B PHASE, PVC Dip Molded
14566 | 33KV SHROUD 60X10 3RUN R PHASE, PVC Dip Molded | SHROUD | BUSBAR & ACCESSORIES | SHROUD-08082020/101 | AMAR | _ | NA | Nos |  | Inventory | 33KV SHROUD 60X10 3RUN R PHASE, PVC Dip Molded
14567 | 33KV SHROUD 60X10 3RUN Y PHASE, PVC Dip Molded | SHROUD | BUSBAR & ACCESSORIES | SHROUD-08082020/201 | AMAR | _ | NA | Nos |  | Inventory | 33KV SHROUD 60X10 3RUN Y PHASE, PVC Dip Molded
14568 | 33KV SHROUD 60X10 3RUN B PHASE, PVC Dip Molded SHROUD-08082020/301 AS PER REVISED DRAWING | SHROUD | BUSBAR & ACCESSORIES | SHROUD-08082020/301 | AMAR | _ | NA | Nos |  | Inventory | 33KV SHROUD 60X10 3RUN B PHASE, PVC Dip Molded SHROUD-08082020/301 33KV SHROUD 60X10 3RUN B PHASE, PVC Dip Molded AS PER REVISED DRAWING
14569 | SHROUD AP071 | SHROUD | BUSBAR & ACCESSORIES | SHROUD-AP071 | ARMAPLAST | _ | NA | Nos |  | Inventory | SHROUD AP071
14570 | SHROUD AP072 | SHROUD | BUSBAR & ACCESSORIES | SHROUD-AP072 | ARMAPLAST | _ | NA | Nos |  | Inventory | SHROUD AP072
14571 | SHROUD AP073 | SHROUD | BUSBAR & ACCESSORIES | SHROUD-AP073 | ARMAPLAST | _ | NA | Nos |  | Inventory | SHROUD AP073
14572 | SHROUD AP074 | SHROUD | BUSBAR & ACCESSORIES | SHROUD-AP074 | ARMAPLAST | _ | NA | Nos |  | Inventory | SHROUD AP074
14573 | SHROUD AP075 | SHROUD | BUSBAR & ACCESSORIES | SHROUD-AP075 | ARMAPLAST | _ | NA | Nos |  | Inventory | SHROUD AP075
14574 | SHROUD AP076 | SHROUD | BUSBAR & ACCESSORIES | SHROUD-AP076 | ARMAPLAST | _ | NA | Nos |  | Inventory | SHROUD AP076
14575 | SHROUD-AP077 | SHROUD | BUSBAR & ACCESSORIES | SHROUD-AP077 | ARMAPLAST | _ | NA | Nos |  | Inventory | SHROUD-AP077
14576 | SHROUD-AP078 | SHROUD | BUSBAR & ACCESSORIES | SHROUD-AP078 | ARMAPLAST | _ | NA | Nos |  | Inventory | SHROUD-AP078
14577 | SHROUD-AP079 | SHROUD | BUSBAR & ACCESSORIES | SHROUD-AP079 | ARMAPLAST | _ | NA | Nos |  | Inventory | SHROUD-AP079
14578 | SHROUD-BLACK USED IN TV FOR 22KV HPA | BROUGHTOUT | ACCESSORIES | SHROUD-BLACK-TV | REPUTED | _ | NA | Nos |  | Inventory | SHROUD-BLACK USED IN TV FOR 22KV HPA
14579 | 33KV SHROUD DIE Y PHASE | SHROUD | BUSBAR & ACCESSORIES | SHROUD-DIE-04122020/201 | AMAR | _ | NA | Nos |  | Inventory | 33KV SHROUD DIE Y PHASE
14580 | 33KV SHROUD DIE R PHASE | SHROUD | BUSBAR & ACCESSORIES | SHROUD-DIE-08082020/101 | AMAR | _ | NA | Nos |  | Inventory | 33KV SHROUD DIE R PHASE
14581 | 33KV SHROUD DIE B PHASE | SHROUD | BUSBAR & ACCESSORIES | SHROUD-DIE-08082020/301 | AMAR | _ | NA | Nos |  | Inventory | 33KV SHROUD DIE B PHASE
14582 | SHROUD MOULD DIE FOR DISCONNECTOR CAP,, | SHROUD | BUSBAR & ACCESSORIES | SHROUD-MOLD-DIE-FOR-DISCONNECTOR | AMAR | _ | NA | Nos |  | Non Inventory | SHROUD MOULD DIE FOR DISCONNECTOR CAP,,
14583 | SHROUD MOLD DIE FOR DISCONNECTOR CAP,~ | SHROUD | BUSBAR & ACCESSORIES | SHROUD-MOLD-DIE-FOR-DISCONNECTOR~ | AMAR | _ | NA | Nos |  | Non Inventory | SHROUD MOLD DIE FOR DISCONNECTOR CAP,~
14584 | SHROUD-MOULD-A76 | SHROUD | BUSBAR & ACCESSORIES | SHROUD-MOULD-A76 | ARMAPLAST | _ | NA | Nos |  | Inventory | SHROUD-MOULD-A76
14585 | SHROUDAP080 | SHROUD | BUSBAR & ACCESSORIES | SHROUDAP080 | ARMAPLAST | _ | NA | Nos |  | Inventory | SHROUDAP080
14586 | SHROUDAP081 | SHROUD | BUSBAR & ACCESSORIES | SHROUDAP081 | ARMAPLAST | _ | NA | Nos |  | Inventory | SHROUDAP081
14587 | SHUTTER BRACKET-METAL FOR 33KV VD4 | SHUTTER ASSLY | ACCESSORIES | SHUTTER-GUIDE-33KV-VD4 | TSPL | - | - | Nos |  | Inventory | SHUTTER BRACKET-METAL FOR 33KV VD4
14588 | SHUTTER GUIDE FOR SHUTTER ASSEMBLY- HPA PANEL ( C - BRACKET WITH WHITE NYLON ) | SHUTTER ASSLY | ACCESSORIES | SHUTTER-GUIDE-IN21580002-18 | TSPL | - | - | Nos |  | Inventory | SHUTTER GUIDE FOR SHUTTER ASSEMBLY- HPA PANEL ( C - BRACKET WITH WHITE NYLON )
14589 | SHUTTER ASSEMBLY FOR 22KV HPA PANEL - BLACK | SHUTTER ASSLY | ACCESSORIES | SHUTTER-IN21580003-AE-BLACK | TSPL | - | - | Nos |  | Inventory | SHUTTER ASSEMBLY FOR 22KV HPA PANEL - BLACK
14590 | SHUTTER PLATE FOR 1000MM WIDTH | SHUTTER ASSLY | ACCESSORIES | SHUTTER-PLATE-1000M | TSPL | - | - | Nos |  | Inventory | SHUTTER PLATE FOR 1000MM WIDTH
14591 | SHUTTER PLATE FOR 800MM WIDTH | SHUTTER ASSLY | ACCESSORIES | SHUTTER-PLATE-800M | TSPL | - | - | Nos |  | Inventory | SHUTTER PLATE FOR 800MM WIDTH
14592 | SHUTTER ASSLY COMPLETE SET-33KV SUITABLE FOR VD4 BREAKER | BROUGHTOUT | ACCESSORIES | SHUTTER_ASSLY-33KV | STERING | _ | NA | Nos |  | Inventory | SHUTTER ASSLY COMPLETE SET-33KV SUITABLE FOR VD4 BREAKER
14593 | SHUTTER ASSY COMPLETE ( FOR 600MM WIDTH PANEL) SUITABLE FOR VD4 BREAKER | BROUGHTOUT | ACCESSORIES | SHUTTER_ASSLY_600MM | STERING | _ | NA | Nos |  | Inventory | SHUTTER ASSY COMPLETE ( FOR 600MM WIDTH PANEL) SUITABLE FOR VD4 BREAKER
14594 | SHUTTER ASSY COMPLETE ( FOR 750MM WIDTH PANEL) SUITABLE FOR VD4 BREAKER | BROUGHTOUT | ACCESSORIES | SHUTTER_ASSLY_750MM | REPUTED | _ | NA | Nos |  | Inventory | SHUTTER ASSY COMPLETE ( FOR 750MM WIDTH PANEL) SUITABLE FOR VD4 BREAKER
14595 | LOCTITE SICOMET 100 MAKE- HENKEL | BROUGHTOUT | ACCESSORIES | SICOMET-100-20GM | REPUTED | - | - | Nos |  | - | LOCTITE SICOMET 100 MAKE- HENKEL
14596 | SIEMENS LT HINGE ZYP TYPE, 1)SOCKET, 2) BUSH, 3) PIN - COMPLETE SET. | HINGE | ACCESSORIES | SIEMENS-LT-HINGE | REPUTED | _ | NA | Nos |  | Inventory | SIEMENS LT HINGE ZYP TYPE, 1)SOCKET, 2) BUSH, 3) PIN - COMPLETE SET.
14597 | SIEMENS LT HINGE ZYP TYPE, 1)SOCKET, 3) PIN (S.S MATERIAL) | HINGE | ACCESSORIES | SIEMENS-LT-HINGE-S.S | REPUTED | _ | NA | Nos |  | Inventory | SIEMENS LT HINGE ZYP TYPE, 1)SOCKET, 3) PIN (S.S MATERIAL)
14598 | SILASTIC RTV-732 | PACKING MATERIAL | PACKING | SILASTIC | REPUTED | _ | NA | Nos |  | Inventory | SILASTIC RTV-732
14599 | SILASTIC 396 CLEAR | PACKING MATERIAL | PACKING | SILASTIC-396-CLEAR | BOSS | _ | NA | Nos |  | Inventory | SILASTIC 396 CLEAR
2980 | 4NO ,48V DC, | CONTACTOR | SWITCHGEAR | 3TH30-40-0BW4 | SIEMENS | _ | NA | Nos |  | Inventory | 4NO ,48V DC,
14601 | SILICA - BREATHER, for MINING HT PANEL | GREASE | ACCESSORIES | SILICA-BREATHER | REPUTED | _ | NA | KGS |  | Inventory | SILICA - BREATHER, for MINING HT PANEL
14602 | SILICAGEL BREATHER PIPE CONNECTION 1/2" BSP, WEIGHT: 0.125 GMS. | BREATHER | ACCESSORIES | SILICAGEL-BREATHER-0.125GMS | REPUTED | _ | NA | Nos | None | Inventory | SILICAGEL BREATHER PIPE CONNECTION 1/2" BSP, WEIGHT: 0.125 GMS.
14603 | SILICON GUN | SHOP | TOOLS | SILICON-GUN | REPUTED | _ | NA | Nos |  | Non Inventory | SILICON GUN
2982 | 1NC ADDON BLOCK | CONTACTOR | SWITCHGEAR | 3TX4-001-2A | SIEMENS | _ | NA | Nos |  | Inventory | 1NC ADDON BLOCK
14605 | SILVER PLATING CHARGES with gst 12% | PLATING | METAL | SILVER-PLATING-12% | REPUTED | - | - | SQCM |  | Non Inventory | SILVER PLATING CHARGES with gst 12%
14606 | SILVER PLATING CHARGES | PLATING | METAL | SILVER-PLATING-18% | REPUTED | - | - | SQCM |  | Non Inventory | SILVER PLATING CHARGES
2983 | 1NO ADDON BLOCK | CONTACTOR | SWITCHGEAR | 3TX4-010-2A | SIEMENS | _ | NA | Nos |  | Inventory | 1NO ADDON BLOCK
3638 | DIGITAL MULTI-FUNCUTION METER, MODEL: PAC3200, 3 PHASE, 4 WIRE, 3 ELEMENT,CTR / PTR : PROGRAMMABLE TYPE, ACC. CLASS 1.0, In:1A AUX. VOLTAGE : 110V AC, SIZE : 96x96mm., COMMUNICABLE WITH MODBUS PROTOCOL, RS-485 PORT | METER | SWITCHGEAR | 7KM21120BA003AA0 | SIEMENS | _ | NA | Nos | None | Inventory | DIGITAL MULTI-FUNCUTION METER, MODEL: PAC3200, 3 PHASE, 4 WIRE, 3 ELEMENT,CTR / PTR : PROGRAMMABLE TYPE, ACC. CLASS 1.0, In:1A AUX. VOLTAGE : 110V AC, SIZE : 96x96mm., COMMUNICABLE WITH MODBUS PROTOCOL, RS-485 PORT
14609 | Castell Type Lock$ - A - for FN Switch Disconnector Fuse, Frame size FN100 to FN250 | SDF Accessories | LV_Switchgear | SK00333 | L&T | 0 | Castell Type Lock$ | Nos. | None | Inventory | Castell Type Lock$ - A - for FN Switch Disconnector Fuse, Frame size FN100 to FN250
14610 | Castell Type Lock$ - B - for FN Switch Disconnector Fuse, Frame size FN100 to FN250 | SDF Accessories | LV_Switchgear | SK00334 | L&T | 0 | Castell Type Lock$ | Nos. | None | Inventory | Castell Type Lock$ - B - for FN Switch Disconnector Fuse, Frame size FN100 to FN250
14611 | Castell Type Lock$ - C - for FN Switch Disconnector Fuse, Frame size FN100 to FN250 | SDF Accessories | LV_Switchgear | SK00335 | L&T | 0 | Castell Type Lock$ | Nos. | None | Inventory | Castell Type Lock$ - C - for FN Switch Disconnector Fuse, Frame size FN100 to FN250
14612 | Castell Type Lock$ - D - for FN Switch Disconnector Fuse, Frame size FN100 to FN250 | SDF Accessories | LV_Switchgear | SK00336 | L&T | 0 | Castell Type Lock$ | Nos. | None | Inventory | Castell Type Lock$ - D - for FN Switch Disconnector Fuse, Frame size FN100 to FN250
14613 | Castell Type Lock$ - A - for FN Switch Disconnector Fuse, Frame size FN315 to FN800 | SDF Accessories | LV_Switchgear | SK00345 | L&T | 0 | Castell Type Lock$ | Nos. | None | Inventory | Castell Type Lock$ - A - for FN Switch Disconnector Fuse, Frame size FN315 to FN800
14614 | Castell Type Lock$ - B - for FN Switch Disconnector Fuse, Frame size FN315 to FN800 | SDF Accessories | LV_Switchgear | SK00346 | L&T | 0 | Castell Type Lock$ | Nos. | None | Inventory | Castell Type Lock$ - B - for FN Switch Disconnector Fuse, Frame size FN315 to FN800
14615 | Castell Type Lock$ - C - for FN Switch Disconnector Fuse, Frame size FN315 to FN800 | SDF Accessories | LV_Switchgear | SK00347 | L&T | 0 | Castell Type Lock$ | Nos. | None | Inventory | Castell Type Lock$ - C - for FN Switch Disconnector Fuse, Frame size FN315 to FN800
14616 | Castell Type Lock$ - D - for FN Switch Disconnector Fuse, Frame size FN315 to FN800 | SDF Accessories | LV_Switchgear | SK00348 | L&T | 0 | Castell Type Lock$ | Nos. | None | Inventory | Castell Type Lock$ - D - for FN Switch Disconnector Fuse, Frame size FN315 to FN800
14617 | Base-Top-Base strip,1000x900(WxD)mm | ArTuK | LV PANEL | SK1010-1 | ABB | - | - | KGS |  | Inventory | Base-Top-Base strip,1000x900(WxD)mm
14618 | Base-Top-Base strip,1000x900(WxD)mm. | ArTuK | LV PANEL | SK1010-2 | ABB | - | - | KGS |  | Inventory | Base-Top-Base strip,1000x900(WxD)mm.
14619 | Base-Top-Base strip,1000x300(WxD)mm | ArTuK | LV PANEL | SK1050-1 | ABB | - | - | KGS |  | Inventory | Base-Top-Base strip,1000x300(WxD)mm
14620 | Base-Top-Base strip,1000x300(WxD)mm. | ArTuK | LV PANEL | SK1050-2 | ABB | - | - | KGS |  | Inventory | Base-Top-Base strip,1000x300(WxD)mm.
14621 | Base-Top-Base strip,1000x800(WxD)mm | ArTuK | LV PANEL | SK1080-1 | ABB | - | - | KGS |  | Inventory | Base-Top-Base strip,1000x800(WxD)mm
14622 | Top/Base set,1120x830(WxD) with ICC | ArTuK | LV PANEL | SK1080-2 | ABB | - | - | KGS |  | Inventory | Top/Base set,1120x830(WxD) with ICC
14623 | Base-Top-Base strip,900x900(WxD)mm corner SK | ArTuK | LV PANEL | SK1100-1 | ABB | - | - | KGS |  | Inventory | Base-Top-Base strip,900x900(WxD)mm corner SK
14624 | base and top, W=1320, D=1020, base and top , with out cable entry flanges. | ArTuK | LV PANEL | SK1210-1 | ABB | - | - | KGS |  | Inventory | base and top, W=1320, D=1020, base and top , with out cable entry flanges.
14625 | Top/Base set,1320x430(WxD) | ArTuK | LV PANEL | SK1250-1 | ABB | - | - | KGS |  | Inventory | Top/Base set,1320x430(WxD)
14626 | Base-Top-Base strip,1200x700(WxD)mm | ArTuK | LV PANEL | SK1280-1 | ABB | - | - | KGS |  | Inventory | Base-Top-Base strip,1200x700(WxD)mm
14627 | N°4 uprights, H=2000mm | ArTuK | LV PANEL | SK2000 | ABB | - | - | KGS |  | Inventory | N°4 uprights, H=2000mm
14628 | N° 4 uprights, H=2000mm | ArTuK | LV PANEL | SK2000-1 | ABB | - | - | KGS |  | Inventory | N° 4 uprights, H=2000mm
14629 | N°2 segregated functional frames,H=2000mm | ArTuK | LV PANEL | SK2002-1 | ABB | - | - | KGS |  | Inventory | N°2 segregated functional frames,H=2000mm
14630 | N 4 Corner uprights | ArTuK | LV PANEL | SK2015-1 | ABB | - | - | KGS |  | Inventory | N 4 Corner uprights
14631 | Base-Top-Base strip,300x300(WxD)mm Corner SK | ArTuK | LV PANEL | SK3300-1 | ABB | - | - | KGS |  | Inventory | Base-Top-Base strip,300x300(WxD)mm Corner SK
3639 | PLUG-IN COMMUNICATIONS MODULE PROFIBUS DP V1 FOR PAC3200 TCP/IP PROTOCOL , | METER | SWITCHGEAR | 7KM93000AB010AA0 | SIEMENS | _ | NA | Nos | None | Inventory | PLUG-IN COMMUNICATIONS MODULE PROFIBUS DP V1 FOR PAC3200 TCP/IP PROTOCOL ,
3640 | 7PJ11, AUX.RELAY (94), FLUSH MOUNTING, CASE SIZE 74X95mm, CONTACTS : 3NO+2C/O S/R, WITH HR FLAG, ANTIPUMPING CIRCUIT RELAY,AUX. VOLT: 220V DC | RELAY | SWITCHGEAR | 7PJ11147DA200AA0 | SIEMENS | _ | NA | Nos | None | Inventory | 7PJ11, AUX.RELAY (94), FLUSH MOUNTING, CASE SIZE 74X95mm, CONTACTS : 3NO+2C/O S/R, WITH HR FLAG, ANTIPUMPING CIRCUIT RELAY,AUX. VOLT: 220V DC
14634 | Base-Top-Base strip,400x900(WxD)mm | ArTuK | LV PANEL | SK4010-1 | ABB | - | - | KGS |  | Inventory | Base-Top-Base strip,400x900(WxD)mm
14635 | Base-Top-Base strip,390x300(WxD)mm | ArTuK | LV PANEL | SK4050-1 | ABB | - | - | KGS |  | Inventory | Base-Top-Base strip,390x300(WxD)mm
14636 | SET FOR CORNER-430X430(WXD) | ArTuK | LV PANEL | SK4400-1 | ABB | - | - | KGS |  | Inventory | SET FOR CORNER-430X430(WXD)
14637 | Base-Top-Base strip,600x900(WxD)mm | ArTuK | LV PANEL | SK6010-1 | ABB | - | - | KGS |  | Inventory | Base-Top-Base strip,600x900(WxD)mm
14638 | Base-Top-Base strip,600x900(WxD)mm. | ArTuK | LV PANEL | SK6010-2 | ABB | - | - | KGS |  | Inventory | Base-Top-Base strip,600x900(WxD)mm.
14639 | Base-Top-Base strip,600x300(WxD)mm | ArTuK | LV PANEL | SK6050-1 | ABB | - | - | KGS |  | Inventory | Base-Top-Base strip,600x300(WxD)mm
14640 | Base-Top-Base strip,600x300(WxD)mm. | ArTuK | LV PANEL | SK6050-2 | ABB | - | - | KGS |  | Inventory | Base-Top-Base strip,600x300(WxD)mm.
14641 | Base-Top-Base strip,800x900(WxD)mm | ArTuK | LV PANEL | SK8010-1 | ABB | - | - | KGS |  | Inventory | Base-Top-Base strip,800x900(WxD)mm
14642 | Base-Top-Base strip,800x900(WxD)mm. | ArTuK | LV PANEL | SK8010-2 | ABB | - | - | KGS |  | Inventory | Base-Top-Base strip,800x900(WxD)mm.
14643 | Base-Top-Base strip,800x300(WxD)mm | ArTuK | LV PANEL | SK8050-1 | ABB | - | - | KGS |  | Inventory | Base-Top-Base strip,800x300(WxD)mm
14644 | Top/Base set,920x830(WxD) | ArTuK | LV PANEL | SK8080-1 | ABB | - | - | KGS |  | Inventory | Top/Base set,920x830(WxD)
14645 | Top/Base set,920x830(WxD) with ICC | ArTuK | LV PANEL | SK8080-2 | ABB | - | - | KGS |  | Inventory | Top/Base set,920x830(WxD) with ICC
14646 | 160A Fuse base, DIN-type, HN-Size 000 & 00 | Fuse Accessories | LV_Switchgear | SK90405 | L&T | 160A | Base | Nos. | None | Inventory | 160A Fuse base, DIN-type, HN-Size 000 & 00
14647 | 250A Fuse base, DIN-type, HN-Size 0 & 1 | Fuse Accessories | LV_Switchgear | SK90406 | L&T | 250A | Base | Nos. | None | Inventory | 250A Fuse base, DIN-type, HN-Size 0 & 1
14648 | 32A DP FN Switch Disconnector, Frame size Fr-1 | Switch Disconnector | LV_Switchgear | SK90418OOOO | L&T | 32A | Switch Disconnector | Nos. | None | Inventory | 32A DP FN Switch Disconnector, Frame size Fr-1
14649 | 63A DP FN Switch Disconnector, Frame size Fr-1 | Switch Disconnector | LV_Switchgear | SK90419OOOO | L&T | 63A | Switch Disconnector | Nos. | None | Inventory | 63A DP FN Switch Disconnector, Frame size Fr-1
14650 | 100A DP FN Switch Disconnector, Frame size Fr-2 | Switch Disconnector | LV_Switchgear | SK90420OOOO | L&T | 100A | Switch Disconnector | Nos. | None | Inventory | 100A DP FN Switch Disconnector, Frame size Fr-2
14651 | 125A DP FN Switch Disconnector, Frame size Fr-2 | Switch Disconnector | LV_Switchgear | SK90421OOOO | L&T | 125A | Switch Disconnector | Nos. | None | Inventory | 125A DP FN Switch Disconnector, Frame size Fr-2
14652 | 200A DP FN Switch Disconnector, Frame size Fr-3 | Switch Disconnector | LV_Switchgear | SK90450OOOO | L&T | 200A | Switch Disconnector | Nos. | None | Inventory | 200A DP FN Switch Disconnector, Frame size Fr-3
14653 | 250A DP FN Switch Disconnector, Frame size Fr-3 | Switch Disconnector | LV_Switchgear | SK90454OOOO | L&T | 250A | Switch Disconnector | Nos. | None | Inventory | 250A DP FN Switch Disconnector, Frame size Fr-3
14654 | 315A DP FN Switch Disconnector, Frame size Fr-4 | Switch Disconnector | LV_Switchgear | SK90465OOOO | L&T | 315A | Switch Disconnector | Nos. | None | Inventory | 315A DP FN Switch Disconnector, Frame size Fr-4
14655 | 400A DP FN Switch Disconnector, Frame size Fr-4 | Switch Disconnector | LV_Switchgear | SK90466OOOO | L&T | 400A | Switch Disconnector | Nos. | None | Inventory | 400A DP FN Switch Disconnector, Frame size Fr-4
14656 | 630A DP FN Switch Disconnector, Frame size Fr-5 | Switch Disconnector | LV_Switchgear | SK90467OOOO | L&T | 630A | Switch Disconnector | Nos. | None | Inventory | 630A DP FN Switch Disconnector, Frame size Fr-5
14657 | 800A DP FN Switch Disconnector, Frame size Fr-5 | Switch Disconnector | LV_Switchgear | SK90468OOOO | L&T | 800A | Switch Disconnector | Nos. | None | Inventory | 800A DP FN Switch Disconnector, Frame size Fr-5
14658 | 1000A DP FN Switch Disconnector, Frame size Fr-5 | Switch Disconnector | LV_Switchgear | SK90469OOOO | L&T | 1000A | Switch Disconnector | Nos. | None | Inventory | 1000A DP FN Switch Disconnector, Frame size Fr-5
14659 | 200A FP FN Switch Disconnector Fuse, DIN-type, Fuse size HN 0, Frame size Fr-3, Type FN 200 FP | SDF | LV_Switchgear | SK90471 | L&T | 200A | NA | Nos. | None | Inventory | 200A FP FN Switch Disconnector Fuse, DIN-type, Fuse size HN 0, Frame size Fr-3, Type FN 200 FP
14660 | 250A FP FN Switch Disconnector Fuse, DIN-type, Fuse size HN 1, Frame size Fr-3, Type FN 250 FP | SDF | LV_Switchgear | SK90472 | L&T | 250A | NA | Nos. | None | Inventory | 250A FP FN Switch Disconnector Fuse, DIN-type, Fuse size HN 1, Frame size Fr-3, Type FN 250 FP
14661 | 315A FP FN Switch Disconnector Fuse, DIN-type, Fuse size HN 1, Frame size Fr-4, Type FN 315 FP | SDF | LV_Switchgear | SK90473 | L&T | 315A | NA | Nos. | None | Inventory | 315A FP FN Switch Disconnector Fuse, DIN-type, Fuse size HN 1, Frame size Fr-4, Type FN 315 FP
14662 | 400A FP FN Switch Disconnector Fuse, DIN-type, Fuse size HN 2, Frame size Fr-4, Type FN 400 FP | SDF | LV_Switchgear | SK90480 | L&T | 400A | NA | Nos. | None | Inventory | 400A FP FN Switch Disconnector Fuse, DIN-type, Fuse size HN 2, Frame size Fr-4, Type FN 400 FP
14663 | 630A FP FN Switch Disconnector Fuse, DIN-type, Fuse size HN 3, Frame size Fr-5, Type FN 630 FP | SDF | LV_Switchgear | SK90481 | L&T | 630A | NA | Nos. | None | Inventory | 630A FP FN Switch Disconnector Fuse, DIN-type, Fuse size HN 3, Frame size Fr-5, Type FN 630 FP
14664 | 800A FP FN Switch Disconnector Fuse, DIN-type, Fuse size HN 3, Frame size Fr-5, Type FN 800 FP | SDF | LV_Switchgear | SK90482 | L&T | 800A | NA | Nos. | None | Inventory | 800A FP FN Switch Disconnector Fuse, DIN-type, Fuse size HN 3, Frame size Fr-5, Type FN 800 FP
14665 | 100A FP FN Switch Disconnector Fuse, DIN-type, Fuse size HN 000/00, Frame size Fr-2, Type FN 100 FP | SDF | LV_Switchgear | SK90496 | L&T | 100A | NA | Nos. | None | Inventory | 100A FP FN Switch Disconnector Fuse, DIN-type, Fuse size HN 000/00, Frame size Fr-2, Type FN 100 FP
14666 | 125A FP FN Switch Disconnector Fuse, DIN-type, Fuse size HN 000/00, Frame size Fr-2, Type FN 125 FP | SDF | LV_Switchgear | SK90497 | L&T | 125A | NA | Nos. | None | Inventory | 125A FP FN Switch Disconnector Fuse, DIN-type, Fuse size HN 000/00, Frame size Fr-2, Type FN 125 FP
14667 | 160A FP FN Switch Disconnector Fuse, DIN-type, Fuse size HN 000/00, Frame size Fr-2, Type FN 160 FP | SDF | LV_Switchgear | SK90498 | L&T | 160A | NA | Nos. | None | Inventory | 160A FP FN Switch Disconnector Fuse, DIN-type, Fuse size HN 000/00, Frame size Fr-2, Type FN 160 FP
14668 | 2ND Auxiliary contact 1NO + 1NC for FN Switch Disconnector Fuse, Frame size FN32 to FN63 | SDF Accessories | LV_Switchgear | SK90670 | L&T | 0 | Aux. Contact | Nos. | None | Inventory | 2ND Auxiliary contact 1NO + 1NC for FN Switch Disconnector Fuse, Frame size FN32 to FN63
14669 | 2ND Auxiliary contact 1NO + 1NC for FN Switch Disconnector Fuse, Frame size FN100 to FN1000 | SDF Accessories | LV_Switchgear | SK90696 | L&T | 0 | Aux. Contact | Nos. | None | Inventory | 2ND Auxiliary contact 1NO + 1NC for FN Switch Disconnector Fuse, Frame size FN100 to FN1000
14670 | 63A Fuse holder, DIN-type, HF | Fuse Accessories | LV_Switchgear | SK91043 | L&T | 63A | Holder | Nos. | None | Inventory | 63A Fuse holder, DIN-type, HF
14671 | 800A Fuse base, DIN-type, HN-Size 2 & 3 | Fuse Accessories | LV_Switchgear | SK91051 | L&T | 800A | Base | Nos. | None | Inventory | 800A Fuse base, DIN-type, HN-Size 2 & 3
14672 | Terminal Shroud Kit for FN Switch Disconnector Fuse, Frame size FN100 to FN160 | SDF Accessories | LV_Switchgear | SK91137 | L&T | 0 | Terminal Shroud Kit | Nos. | None | Inventory | Terminal Shroud Kit for FN Switch Disconnector Fuse, Frame size FN100 to FN160
14673 | Terminal Shroud Kit for FN Switch Disconnector Fuse, Frame size FN32 to FN63 | SDF Accessories | LV_Switchgear | SK91190 | L&T | 0 | Terminal Shroud Kit | Nos. | None | Inventory | Terminal Shroud Kit for FN Switch Disconnector Fuse, Frame size FN32 to FN63
14674 | Auxiliary contact 1NO + 1NC for FN Switch Disconnector Fuse, Frame size FN32 to FN63 | SDF Accessories | LV_Switchgear | SK91302 | L&T | 0 | Aux. Contact | Nos. | None | Inventory | Auxiliary contact 1NO + 1NC for FN Switch Disconnector Fuse, Frame size FN32 to FN63
14675 | 32A Fuse holder, DIN-type, HF | Fuse Accessories | LV_Switchgear | SK91314 | L&T | 32A | Holder | Nos. | None | Inventory | 32A Fuse holder, DIN-type, HF
14676 | Auxiliary contact 1NO + 1NC for FN Switch Disconnector Fuse, Frame size FN100 to FN160 | SDF Accessories | LV_Switchgear | SK91328 | L&T | 0 | Aux. Contact | Nos. | None | Inventory | Auxiliary contact 1NO + 1NC for FN Switch Disconnector Fuse, Frame size FN100 to FN160
14677 | Auxiliary contact 1NO + 1NC for FN Switch Disconnector Fuse, Frame size FN200 to FN250 | SDF Accessories | LV_Switchgear | SK91329 | L&T | 0 | Aux. Contact | Nos. | None | Inventory | Auxiliary contact 1NO + 1NC for FN Switch Disconnector Fuse, Frame size FN200 to FN250
14678 | Auxiliary contact 1NO + 1NC for FN Switch Disconnector Fuse, Frame size FN315 to FN800 | SDF Accessories | LV_Switchgear | SK91330 | L&T | 0 | Aux. Contact | Nos. | None | Inventory | Auxiliary contact 1NO + 1NC for FN Switch Disconnector Fuse, Frame size FN315 to FN800
14679 | Terminal Shroud Kit for FN Switch Disconnector Fuse, Frame size FN200 to FN250 | SDF Accessories | LV_Switchgear | SK91335 | L&T | 0 | Terminal Shroud Kit | Nos. | None | Inventory | Terminal Shroud Kit for FN Switch Disconnector Fuse, Frame size FN200 to FN250
14680 | Interphase Barrier Kit for FN Switch Disconnector Fuse, Frame size FN200 | SDF Accessories | LV_Switchgear | SK91343 | L&T | 0 | Interphase Barrier Kit | Nos. | None | Inventory | Interphase Barrier Kit for FN Switch Disconnector Fuse, Frame size FN200
14681 | Interphase Barrier Kit for FN Switch Disconnector Fuse, Frame size FN315 to FN400 | SDF Accessories | LV_Switchgear | SK91344 | L&T | 0 | Interphase Barrier Kit | Nos. | None | Inventory | Interphase Barrier Kit for FN Switch Disconnector Fuse, Frame size FN315 to FN400
14682 | Interphase Barrier Kit for FN Switch Disconnector Fuse, Frame size FN630 to FN800 | SDF Accessories | LV_Switchgear | SK91345 | L&T | 0 | Interphase Barrier Kit | Nos. | None | Inventory | Interphase Barrier Kit for FN Switch Disconnector Fuse, Frame size FN630 to FN800
14683 | Terminal Shroud Kit for FN Switch Disconnector Fuse, Frame size FN315 to FN400 | SDF Accessories | LV_Switchgear | SK91346 | L&T | 0 | Terminal Shroud Kit | Nos. | None | Inventory | Terminal Shroud Kit for FN Switch Disconnector Fuse, Frame size FN315 to FN400
14684 | Terminal Shroud Kit for FN Switch Disconnector Fuse, Frame size FN630 to FN800 | SDF Accessories | LV_Switchgear | SK91347 | L&T | 0 | Terminal Shroud Kit | Nos. | None | Inventory | Terminal Shroud Kit for FN Switch Disconnector Fuse, Frame size FN630 to FN800
14685 | Castell Type Lock$ for FNX Switch Disconnector Fuse, Frame size FNX32 to FNX100 | SDF Accessories | LV_Switchgear | SK91530 | L&T | 0 | Castell Type Lock$ | Nos. | None | Inventory | Castell Type Lock$ for FNX Switch Disconnector Fuse, Frame size FNX32 to FNX100
14686 | Castell Type Lock$ for FNX Switch Disconnector Fuse, Frame size FNX125 to FNX250 | SDF Accessories | LV_Switchgear | SK91531 | L&T | 0 | Castell Type Lock$ | Nos. | None | Inventory | Castell Type Lock$ for FNX Switch Disconnector Fuse, Frame size FNX125 to FNX250
14687 | Auxiliary contact 1NO + 1NC for FNX Switch Disconnector Fuse, Frame size FNX32 to FNX63 | SDF Accessories | LV_Switchgear | SK91537 | L&T | 0 | Aux. Contact | Nos. | None | Inventory | Auxiliary contact 1NO + 1NC for FNX Switch Disconnector Fuse, Frame size FNX32 to FNX63
14688 | Auxiliary contact 1NO + 1NC for FNX Switch Disconnector Fuse, Frame size FNX100 | SDF Accessories | LV_Switchgear | SK91538 | L&T | 0 | Aux. Contact | Nos. | None | Inventory | Auxiliary contact 1NO + 1NC for FNX Switch Disconnector Fuse, Frame size FNX100
14689 | Auxiliary contact 1NO + 1NC for FNX Switch Disconnector Fuse, Frame size FNX125 to FNX160 | SDF Accessories | LV_Switchgear | SK91539 | L&T | 0 | Aux. Contact | Nos. | None | Inventory | Auxiliary contact 1NO + 1NC for FNX Switch Disconnector Fuse, Frame size FNX125 to FNX160
14690 | Auxiliary contact 1NO + 1NC for FNX Switch Disconnector Fuse, Frame size FNX200 to FNX250 | SDF Accessories | LV_Switchgear | SK91540 | L&T | 0 | Aux. Contact | Nos. | None | Inventory | Auxiliary contact 1NO + 1NC for FNX Switch Disconnector Fuse, Frame size FNX200 to FNX250
14691 | Auxiliary contact 1NO + 1NC for FNX Switch Disconnector Fuse, Frame size FNX315 to FNX800 | SDF Accessories | LV_Switchgear | SK91541 | L&T | 0 | Aux. Contact | Nos. | None | Inventory | Auxiliary contact 1NO + 1NC for FNX Switch Disconnector Fuse, Frame size FNX315 to FNX800
14692 | DIN Rail Assembly for FNX Switch Disconnector Fuse, Frame size FNX32 to FNX100 | SDF Accessories | LV_Switchgear | SK91617 | L&T | 0 | DIN Rail Assembly | Nos. | None | Inventory | DIN Rail Assembly for FNX Switch Disconnector Fuse, Frame size FNX32 to FNX100
14693 | 125A TPN FN Switch Disconnector Fuse, DIN-type, Fuse size HN 000/00, Frame size Fr-2, Type FN 125 TPN | SDF | LV_Switchgear | SK95001 | L&T | 125A | NA | Nos. | None | Inventory | 125A TPN FN Switch Disconnector Fuse, DIN-type, Fuse size HN 000/00, Frame size Fr-2, Type FN 125 TPN
14694 | 125A TPN FN Switch Disconnector Fuse, BOLTED-type, Fuse size A4, Frame size Fr-2, Type FN 125 TPN | SDF | LV_Switchgear | SK95009 | L&T | 125A | NA | Nos. | None | Inventory | 125A TPN FN Switch Disconnector Fuse, BOLTED-type, Fuse size A4, Frame size Fr-2, Type FN 125 TPN
14695 | Switched Neutral Kit# for FN Switch Disconnector Fuse, Frame size FN100 to FN160 | SDF Accessories | LV_Switchgear | SK95233 | L&T | 0 | Switched Neutral Kit# | Nos. | None | Inventory | Switched Neutral Kit# for FN Switch Disconnector Fuse, Frame size FN100 to FN160
14696 | 125A TPN FN Switch Disconnector, Frame size Fr-2 | Switch Disconnector | LV_Switchgear | SK95405OOOO | L&T | 125A | Switch Disconnector | Nos. | None | Inventory | 125A TPN FN Switch Disconnector, Frame size Fr-2
14697 | 200A TPN FN Switch Disconnector Fuse, DIN-type, Fuse size HN 0, Frame size Fr-3, Type FN 200 TPN | SDF | LV_Switchgear | SK95418 | L&T | 200A | NA | Nos. | None | Inventory | 200A TPN FN Switch Disconnector Fuse, DIN-type, Fuse size HN 0, Frame size Fr-3, Type FN 200 TPN
14698 | 63A TPN/FP FN Switch Disconnector Fuse, DIN-type, Fuse size HF 14x51, Frame size Fr-1, Type FN 63 TPN | SDF | LV_Switchgear | SK95421 | L&T | 63A | NA | Nos. | None | Inventory | 63A TPN/FP FN Switch Disconnector Fuse, DIN-type, Fuse size HF 14x51, Frame size Fr-1, Type FN 63 TPN
14699 | 315A TPN FN Switch Disconnector Fuse, DIN-type, Fuse size HN 1, Frame size Fr-4, Type FN 315 TPN | SDF | LV_Switchgear | SK95461 | L&T | 315A | NA | Nos. | None | Inventory | 315A TPN FN Switch Disconnector Fuse, DIN-type, Fuse size HN 1, Frame size Fr-4, Type FN 315 TPN
14700 | 400A TPN FN Switch Disconnector Fuse, DIN-type, Fuse size HN 2, Frame size Fr-4, Type FN 400 TPN | SDF | LV_Switchgear | SK95481 | L&T | 400A | NA | Nos. | None | Inventory | 400A TPN FN Switch Disconnector Fuse, DIN-type, Fuse size HN 2, Frame size Fr-4, Type FN 400 TPN
14701 | Switched Neutral Kit# for FN Switch Disconnector Fuse, Frame size FN200 to FN250 | SDF Accessories | LV_Switchgear | SK95516 | L&T | 0 | Switched Neutral Kit# | Nos. | None | Inventory | Switched Neutral Kit# for FN Switch Disconnector Fuse, Frame size FN200 to FN250
14702 | Switched Neutral Kit# for FN Switch Disconnector Fuse, Frame size FN315 to FN400 | SDF Accessories | LV_Switchgear | SK95517 | L&T | 0 | Switched Neutral Kit# | Nos. | None | Inventory | Switched Neutral Kit# for FN Switch Disconnector Fuse, Frame size FN315 to FN400
14703 | 32A TPN/FP FN Switch Disconnector Fuse, DIN-type, Fuse size HF 14x51, Frame size Fr-1, Type FN 32 TPN | SDF | LV_Switchgear | SK95518 | L&T | 32A | NA | Nos. | None | Inventory | 32A TPN/FP FN Switch Disconnector Fuse, DIN-type, Fuse size HF 14x51, Frame size Fr-1, Type FN 32 TPN
14704 | 630A TPN FN Switch Disconnector Fuse, DIN-type, Fuse size HN 3, Frame size Fr-5, Type FN 630 TPN | SDF | LV_Switchgear | SK95521 | L&T | 630A | NA | Nos. | None | Inventory | 630A TPN FN Switch Disconnector Fuse, DIN-type, Fuse size HN 3, Frame size Fr-5, Type FN 630 TPN
14705 | 63A TPN FN Switch Disconnector, Frame size Fr-1 | Switch Disconnector | LV_Switchgear | SK95540OOOO | L&T | 63A | Switch Disconnector | Nos. | None | Inventory | 63A TPN FN Switch Disconnector, Frame size Fr-1
14706 | 32A TPN FN Switch Disconnector, Frame size Fr-1 | Switch Disconnector | LV_Switchgear | SK95541OOOO | L&T | 32A | Switch Disconnector | Nos. | None | Inventory | 32A TPN FN Switch Disconnector, Frame size Fr-1
14707 | Switched Neutral Kit# for FN Switch Disconnector Fuse, Frame size FN630 to FN800 | SDF Accessories | LV_Switchgear | SK95546 | L&T | 0 | Switched Neutral Kit# | Nos. | None | Inventory | Switched Neutral Kit# for FN Switch Disconnector Fuse, Frame size FN630 to FN800
14708 | 800A TPN FN Switch Disconnector, Frame size Fr-5 | Switch Disconnector | LV_Switchgear | SK95551OOOO | L&T | 800A | Switch Disconnector | Nos. | None | Inventory | 800A TPN FN Switch Disconnector, Frame size Fr-5
14709 | 100A TPN FN Switch Disconnector Fuse, DIN-type, Fuse size HN 000/00, Frame size Fr-2, Type FN 100 TPN | SDF | LV_Switchgear | SK95568 | L&T | 100A | NA | Nos. | None | Inventory | 100A TPN FN Switch Disconnector Fuse, DIN-type, Fuse size HN 000/00, Frame size Fr-2, Type FN 100 TPN
14710 | 100A TPN FN Switch Disconnector Fuse, BOLTED-type, Fuse size A4, Frame size Fr-2, Type FN 100 TPN | SDF | LV_Switchgear | SK95570 | L&T | 100A | NA | Nos. | None | Inventory | 100A TPN FN Switch Disconnector Fuse, BOLTED-type, Fuse size A4, Frame size Fr-2, Type FN 100 TPN
14711 | 100A TPN FN Switch Disconnector, Frame size Fr-2 | Switch Disconnector | LV_Switchgear | SK95571OOOO | L&T | 100A | Switch Disconnector | Nos. | None | Inventory | 100A TPN FN Switch Disconnector, Frame size Fr-2
14712 | 200A TPN FN Switch Disconnector Fuse, BOLTED-type, Fuse size B1/B2, Frame size Fr-3, Type FN 200 TPN | SDF | LV_Switchgear | SK95588 | L&T | 200A | NA | Nos. | None | Inventory | 200A TPN FN Switch Disconnector Fuse, BOLTED-type, Fuse size B1/B2, Frame size Fr-3, Type FN 200 TPN
14713 | 315A TPN FN Switch Disconnector Fuse, BOLTED-type, Fuse size B3, Frame size Fr-4, Type FN 315 TPN | SDF | LV_Switchgear | SK95590 | L&T | 315A | NA | Nos. | None | Inventory | 315A TPN FN Switch Disconnector Fuse, BOLTED-type, Fuse size B3, Frame size Fr-4, Type FN 315 TPN
14714 | 400A TPN FN Switch Disconnector Fuse, BOLTED-type, Fuse size B4, Frame size Fr-4, Type FN 400 TPN | SDF | LV_Switchgear | SK95591 | L&T | 400A | NA | Nos. | None | Inventory | 400A TPN FN Switch Disconnector Fuse, BOLTED-type, Fuse size B4, Frame size Fr-4, Type FN 400 TPN
14715 | 630A TPN FN Switch Disconnector Fuse, BOLTED-type, Fuse size C2, Frame size Fr-5, Type FN 630 TPN | SDF | LV_Switchgear | SK95592 | L&T | 630A | NA | Nos. | None | Inventory | 630A TPN FN Switch Disconnector Fuse, BOLTED-type, Fuse size C2, Frame size Fr-5, Type FN 630 TPN
14716 | 32A DP FN Switch Disconnector Fuse, DIN-type, Fuse size HF 14x51, Frame size Fr-1, Type FN 32 2P | SDF | LV_Switchgear | SK95594 | L&T | 32A | NA | Nos. | None | Inventory | 32A DP FN Switch Disconnector Fuse, DIN-type, Fuse size HF 14x51, Frame size Fr-1, Type FN 32 2P
14717 | 63A DP FN Switch Disconnector Fuse, DIN-type, Fuse size HF 14x51, Frame size Fr-1, Type FN 63 2P | SDF | LV_Switchgear | SK95595 | L&T | 63A | NA | Nos. | None | Inventory | 63A DP FN Switch Disconnector Fuse, DIN-type, Fuse size HF 14x51, Frame size Fr-1, Type FN 63 2P
14718 | 200A TPN FN Switch Disconnector, Frame size Fr-3 | Switch Disconnector | LV_Switchgear | SK95607OOOO | L&T | 200A | Switch Disconnector | Nos. | None | Inventory | 200A TPN FN Switch Disconnector, Frame size Fr-3
14719 | 315A TPN FN Switch Disconnector, Frame size Fr-4 | Switch Disconnector | LV_Switchgear | SK95609OOOO | L&T | 315A | Switch Disconnector | Nos. | None | Inventory | 315A TPN FN Switch Disconnector, Frame size Fr-4
14720 | 400A TPN FN Switch Disconnector, Frame size Fr-4 | Switch Disconnector | LV_Switchgear | SK95610OOOO | L&T | 400A | Switch Disconnector | Nos. | None | Inventory | 400A TPN FN Switch Disconnector, Frame size Fr-4
14721 | 630A TPN FN Switch Disconnector, Frame size Fr-5 | Switch Disconnector | LV_Switchgear | SK95611OOOO | L&T | 630A | Switch Disconnector | Nos. | None | Inventory | 630A TPN FN Switch Disconnector, Frame size Fr-5
14722 | 250A TPN FN Switch Disconnector Fuse, DIN-type, Fuse size HN 1, Frame size Fr-3, Type FN 250 TPN | SDF | LV_Switchgear | SK95642 | L&T | 250A | NA | Nos. | None | Inventory | 250A TPN FN Switch Disconnector Fuse, DIN-type, Fuse size HN 1, Frame size Fr-3, Type FN 250 TPN
14723 | 63A TPN FN Switch Disconnector Fuse, BOLTED-type, Fuse size A1L, Frame size Fr-1, Type FN 63 TPN | SDF | LV_Switchgear | SK95651 | L&T | 63A | NA | Nos. | None | Inventory | 63A TPN FN Switch Disconnector Fuse, BOLTED-type, Fuse size A1L, Frame size Fr-1, Type FN 63 TPN
14724 | 32A TPN FN Switch Disconnector Fuse, BOLTED-type, Fuse size A1L, Frame size Fr-1, Type FN 32 TPN | SDF | LV_Switchgear | SK95653 | L&T | 32A | NA | Nos. | None | Inventory | 32A TPN FN Switch Disconnector Fuse, BOLTED-type, Fuse size A1L, Frame size Fr-1, Type FN 32 TPN
14725 | 800A TPN FN Switch Disconnector Fuse, DIN-type, Fuse size HN 3, Frame size Fr-5, Type FN 800 TPN | SDF | LV_Switchgear | SK95679 | L&T | 800A | NA | Nos. | None | Inventory | 800A TPN FN Switch Disconnector Fuse, DIN-type, Fuse size HN 3, Frame size Fr-5, Type FN 800 TPN
14726 | 250A TPN FN Switch Disconnector Fuse, BOLTED-type, Fuse size B2/B3, Frame size Fr-3, Type FN 250 TPN | SDF | LV_Switchgear | SK95682 | L&T | 250A | NA | Nos. | None | Inventory | 250A TPN FN Switch Disconnector Fuse, BOLTED-type, Fuse size B2/B3, Frame size Fr-3, Type FN 250 TPN
14727 | 250A TPN FN Switch Disconnector, Frame size Fr-3 | Switch Disconnector | LV_Switchgear | SK95683OOOO | L&T | 250A | Switch Disconnector | Nos. | None | Inventory | 250A TPN FN Switch Disconnector, Frame size Fr-3
14728 | 32A TPN/FP CE* FN Switch Disconnector Fuse, DIN-type, Fuse size HF 14x51, Frame size Fr-1, Type FN 32 TPN | SDF | LV_Switchgear | SK95703 | L&T | 32A | NA | Nos. | None | Inventory | 32A TPN/FP CE* FN Switch Disconnector Fuse, DIN-type, Fuse size HF 14x51, Frame size Fr-1, Type FN 32 TPN
14729 | 63A TPN/FP CE* FN Switch Disconnector Fuse, DIN-type, Fuse size HF 14x51, Frame size Fr-1, Type FN 63 TPN | SDF | LV_Switchgear | SK95704 | L&T | 63A | NA | Nos. | None | Inventory | 63A TPN/FP CE* FN Switch Disconnector Fuse, DIN-type, Fuse size HF 14x51, Frame size Fr-1, Type FN 63 TPN
14730 | 1000A TPN FN Switch Disconnector, Frame size Fr-5 | Switch Disconnector | LV_Switchgear | SK95710OOOO | L&T | 1000A | Switch Disconnector | Nos. | None | Inventory | 1000A TPN FN Switch Disconnector, Frame size Fr-5
14731 | 160A TPN FN Switch Disconnector Fuse, DIN-type, Fuse size HN 000/00, Frame size Fr-2, Type FN 160 TPN | SDF | LV_Switchgear | SK95713 | L&T | 160A | NA | Nos. | None | Inventory | 160A TPN FN Switch Disconnector Fuse, DIN-type, Fuse size HN 000/00, Frame size Fr-2, Type FN 160 TPN
14732 | 160A TPN FN Switch Disconnector Fuse, BOLTED-type, Fuse size A4, Frame size Fr-2, Type FN 160 TPN | SDF | LV_Switchgear | SK95714 | L&T | 160A | NA | Nos. | None | Inventory | 160A TPN FN Switch Disconnector Fuse, BOLTED-type, Fuse size A4, Frame size Fr-2, Type FN 160 TPN
14733 | 125A TPN FNX Switch Disconnector Fuse, DIN-type, Fuse size HN 000/00, Frame size Fr-3, Type FNX 125 TPN | SDF | LV_Switchgear | SK95806 | L&T | 125A | NA | Nos. | None | Inventory | 125A TPN FNX Switch Disconnector Fuse, DIN-type, Fuse size HN 000/00, Frame size Fr-3, Type FNX 125 TPN
14734 | 160A TPN FNX Switch Disconnector Fuse, DIN-type, Fuse size HN 000/00, Frame size Fr-3, Type FNX 160 TPN | SDF | LV_Switchgear | SK95807 | L&T | 160A | NA | Nos. | None | Inventory | 160A TPN FNX Switch Disconnector Fuse, DIN-type, Fuse size HN 000/00, Frame size Fr-3, Type FNX 160 TPN
14735 | 200A TPN FNX Switch Disconnector Fuse, DIN-type, Fuse size HN 0, Frame size Fr-4, Type FNX 200 TPN | SDF | LV_Switchgear | SK95808 | L&T | 200A | NA | Nos. | None | Inventory | 200A TPN FNX Switch Disconnector Fuse, DIN-type, Fuse size HN 0, Frame size Fr-4, Type FNX 200 TPN
14736 | 250A TPN FNX Switch Disconnector Fuse, DIN-type, Fuse size HN 1, Frame size Fr-4, Type FNX 250 TPN | SDF | LV_Switchgear | SK95809 | L&T | 250A | NA | Nos. | None | Inventory | 250A TPN FNX Switch Disconnector Fuse, DIN-type, Fuse size HN 1, Frame size Fr-4, Type FNX 250 TPN
14737 | 315A TPN FNX Switch Disconnector Fuse, DIN-type, Fuse size HN 1, Frame size Fr-5, Type FNX 315 TPN | SDF | LV_Switchgear | SK95810 | L&T | 315A | NA | Nos. | None | Inventory | 315A TPN FNX Switch Disconnector Fuse, DIN-type, Fuse size HN 1, Frame size Fr-5, Type FNX 315 TPN
14738 | 400A TPN FNX Switch Disconnector Fuse, DIN-type, Fuse size HN 2, Frame size Fr-5, Type FNX 400 TPN | SDF | LV_Switchgear | SK95811 | L&T | 400A | NA | Nos. | None | Inventory | 400A TPN FNX Switch Disconnector Fuse, DIN-type, Fuse size HN 2, Frame size Fr-5, Type FNX 400 TPN
14739 | 630A TPN FNX Switch Disconnector Fuse, DIN-type, Fuse size HN 3, Frame size Fr-6, Type FNX 630 TPN | SDF | LV_Switchgear | SK95812 | L&T | 630A | NA | Nos. | None | Inventory | 630A TPN FNX Switch Disconnector Fuse, DIN-type, Fuse size HN 3, Frame size Fr-6, Type FNX 630 TPN
14740 | 800A TPN FNX Switch Disconnector Fuse, DIN-type, Fuse size HN 3, Frame size Fr-6, Type FNX 800 TPN | SDF | LV_Switchgear | SK95813 | L&T | 800A | NA | Nos. | None | Inventory | 800A TPN FNX Switch Disconnector Fuse, DIN-type, Fuse size HN 3, Frame size Fr-6, Type FNX 800 TPN
14741 | 125A FP FNX Switch Disconnector Fuse, DIN-type, Fuse size HN 000/00, Frame size Fr-3, Type FNX 125 FP | SDF | LV_Switchgear | SK95814 | L&T | 125A | NA | Nos. | None | Inventory | 125A FP FNX Switch Disconnector Fuse, DIN-type, Fuse size HN 000/00, Frame size Fr-3, Type FNX 125 FP
14742 | 160A FP FNX Switch Disconnector Fuse, DIN-type, Fuse size HN 000/00, Frame size Fr-3, Type FNX 160 FP | SDF | LV_Switchgear | SK95815 | L&T | 160A | NA | Nos. | None | Inventory | 160A FP FNX Switch Disconnector Fuse, DIN-type, Fuse size HN 000/00, Frame size Fr-3, Type FNX 160 FP
14743 | 200A FP FNX Switch Disconnector Fuse, DIN-type, Fuse size HN 0, Frame size Fr-4, Type FNX 200 FP | SDF | LV_Switchgear | SK95816 | L&T | 200A | NA | Nos. | None | Inventory | 200A FP FNX Switch Disconnector Fuse, DIN-type, Fuse size HN 0, Frame size Fr-4, Type FNX 200 FP
14744 | 250A FP FNX Switch Disconnector Fuse, DIN-type, Fuse size HN 1, Frame size Fr-4, Type FNX 250 FP | SDF | LV_Switchgear | SK95817 | L&T | 250A | NA | Nos. | None | Inventory | 250A FP FNX Switch Disconnector Fuse, DIN-type, Fuse size HN 1, Frame size Fr-4, Type FNX 250 FP
14745 | 315A FP FNX Switch Disconnector Fuse, DIN-type, Fuse size HN 1, Frame size Fr-5, Type FNX 315 FP | SDF | LV_Switchgear | SK95818 | L&T | 315A | NA | Nos. | None | Inventory | 315A FP FNX Switch Disconnector Fuse, DIN-type, Fuse size HN 1, Frame size Fr-5, Type FNX 315 FP
14746 | 400A FP FNX Switch Disconnector Fuse, DIN-type, Fuse size HN 2, Frame size Fr-5, Type FNX 400 FP | SDF | LV_Switchgear | SK95819 | L&T | 400A | NA | Nos. | None | Inventory | 400A FP FNX Switch Disconnector Fuse, DIN-type, Fuse size HN 2, Frame size Fr-5, Type FNX 400 FP
14747 | 630A FP FNX Switch Disconnector Fuse, DIN-type, Fuse size HN 3, Frame size Fr-6, Type FNX 630 FP | SDF | LV_Switchgear | SK95820 | L&T | 630A | NA | Nos. | None | Inventory | 630A FP FNX Switch Disconnector Fuse, DIN-type, Fuse size HN 3, Frame size Fr-6, Type FNX 630 FP
14748 | 800A FP FNX Switch Disconnector Fuse, DIN-type, Fuse size HN 3, Frame size Fr-6, Type FNX 800 FP | SDF | LV_Switchgear | SK95821 | L&T | 800A | NA | Nos. | None | Inventory | 800A FP FNX Switch Disconnector Fuse, DIN-type, Fuse size HN 3, Frame size Fr-6, Type FNX 800 FP
14749 | 32A TPN/FP FNX Switch Disconnector Fuse, DIN-type, Fuse size HF 14x51, Frame size Fr-1, Type FNX 32 TPN | SDF | LV_Switchgear | SK96903 | L&T | 32A | NA | Nos. | None | Inventory | 32A TPN/FP FNX Switch Disconnector Fuse, DIN-type, Fuse size HF 14x51, Frame size Fr-1, Type FNX 32 TPN
14750 | 63A TPN/FP FNX Switch Disconnector Fuse, DIN-type, Fuse size HF 14x51, Frame size Fr-1, Type FNX 63 TPN | SDF | LV_Switchgear | SK96904 | L&T | 63A | NA | Nos. | None | Inventory | 63A TPN/FP FNX Switch Disconnector Fuse, DIN-type, Fuse size HF 14x51, Frame size Fr-1, Type FNX 63 TPN
14751 | 100A TPN/FP FNX Switch Disconnector Fuse, DIN-type, Fuse size HN 000, Frame size Fr-2, Type FNX 100 TPN | SDF | LV_Switchgear | SK96906 | L&T | 100A | NA | Nos. | None | Inventory | 100A TPN/FP FNX Switch Disconnector Fuse, DIN-type, Fuse size HN 000, Frame size Fr-2, Type FNX 100 TPN
3641 | Trip relay with hand reset contacts with flag, DC 110V, 3NO +3NC, Low Burden, | RELAY | SWITCHGEAR | 7PJ1212-6DD00-0AA0 | SIEMENS | _ | NA | Nos | None | Inventory | Trip relay with hand reset contacts with flag, DC 110V, 3NO +3NC, Low Burden,
3642 | T7PJ12, HIGH SPEED TRIPPING RELAY (86), FLUSH MOUNTING, CASE SIZE 74X95mm, CTS : 3NO+2NC HR, WITH HR FLAG, AUX. VOLT: 220V DC, | RELAY | SWITCHGEAR | 7PJ12127EB10AA0 | SIEMENS | _ | NA | Nos | None | Inventory | T7PJ12, HIGH SPEED TRIPPING RELAY (86), FLUSH MOUNTING, CASE SIZE 74X95mm, CTS : 3NO+2NC HR, WITH HR FLAG, AUX. VOLT: 220V DC,
3643 | TCS Relay, Element 2, Aux. voltage: 24-230V DC/AC, Binary input voltage: 24-230V DC/AC, Contact: 2C/O, SR, | RELAY | SWITCHGEAR | 7PJ13 | SIEMENS | _ | NA | Nos | None | Inventory | TCS Relay, Element 2, Aux. voltage: 24-230V DC/AC, Binary input voltage: 24-230V DC/AC, Contact: 2C/O, SR,
3644 | TYPE: 7PJ13, TRIP CIRCUIT SUPERVISION RELAY, (95), NON-DRAWOUT, FLUSH MOUNTING, CASE SIZE 48X96mm., CONTACTS: 2 C/0 SR, AUX. VOLTAGE: 110V DC. | RELAY | SWITCHGEAR | 7PJ13-TCS | SIEMENS | _ | NA | Nos |  | Inventory | TYPE: 7PJ13, TRIP CIRCUIT SUPERVISION RELAY, (95), NON-DRAWOUT, FLUSH MOUNTING, CASE SIZE 48X96mm., CONTACTS: 2 C/0 SR, AUX. VOLTAGE: 110V DC.
3645 | TYPE: 7PJ13, TRIP CIRCUIT SUPERVISION RELAY, (95), NON-DRAWOUT, FLUSH MOUNTING, CASE SIZE 48X96mm., CONTACTS: 2 C/0 SR, AUX. VOLTAGE: 220V DC. | RELAY | SWITCHGEAR | 7PJ1321-5AA21-0AA0 | SIEMENS | _ | NA | Nos |  | Inventory | TYPE: 7PJ13, TRIP CIRCUIT SUPERVISION RELAY, (95), NON-DRAWOUT, FLUSH MOUNTING, CASE SIZE 48X96mm., CONTACTS: 2 C/0 SR, AUX. VOLTAGE: 220V DC.
3646 | BAY CONTROL UNIT,COMMUNICABLE TYPE, IDMT & INST. O/C + E/F RELAY, DRAWOUT TYPE, FUNCTIONS: (50+50N+51+51N+27+59+81O+81U+60+50BF), FLUSH MOUNTING,INPUT VOLTAGE : 110V AC,AUX. VOLTAGE: 110V DC, CONTACTS: 22 BI + 10 BO,COMMUNICABLE WITH RS-485 PORT,MODBUS PROTOCOL, | RELAY | SWITCHGEAR | 7SJ6631-5EB90-1HF1 L0D | SIEMENS | _ | NA | Nos | None | Inventory | BAY CONTROL UNIT,COMMUNICABLE TYPE, IDMT & INST. O/C + E/F RELAY, DRAWOUT TYPE, FUNCTIONS: (50+50N+51+51N+27+59+81O+81U+60+50BF), FLUSH MOUNTING,INPUT VOLTAGE : 110V AC,AUX. VOLTAGE: 110V DC, CONTACTS: 22 BI + 10 BO,COMMUNICABLE WITH RS-485 PORT,MODBUS PROTOCOL,
14758 | Earth Fault Release, Type EF1 (10%, 20% In ) | ACB Accessories | LV_Switchgear | SL91340OOOO | L&T | 0 | Earth Fault Release | Nos. | None | Inventory | Earth Fault Release, Type EF1 (10%, 20% In )
14759 | Earth Fault Release, Type EF2 (30%, 40%, 50% In) | ACB Accessories | LV_Switchgear | SL91341OOOO | L&T | 0 | Earth Fault Release | Nos. | None | Inventory | Earth Fault Release, Type EF2 (30%, 40%, 50% In)
14760 | Microswitch for Voltmetric Releases (2) each | ACB Accessories | LV_Switchgear | SL92703OOOO | L&T | 0 | Microswitches for Indication | Nos. | None | Inventory | Microswitch for Voltmetric Releases (2) each
14761 | Microswitch for Common Indication of O/L & S/C (3) each | ACB Accessories | LV_Switchgear | SL92704OOOO | L&T | 0 | Microswitches for Indication | Nos. | None | Inventory | Microswitch for Common Indication of O/L & S/C (3) each
14762 | Microswitch for Separate Indication of O/L & S/C (3) each (for DN1 release) | ACB Accessories | LV_Switchgear | SL92705OOOO | L&T | 0 | Microswitches for Indication | Nos. | None | Inventory | Microswitch for Separate Indication of O/L & S/C (3) each (for DN1 release)
14763 | Shunt Coil/Release 110V DC for Draw-out/Fixed type C-Power ACB, Type EA | ACB Accessories | LV_Switchgear | SL92718O1OO | L&T | 0 | Shunt | Nos. | None | Inventory | Shunt Coil/Release 110V DC for Draw-out/Fixed type C-Power ACB, Type EA
14764 | Shunt Coil/Release 220V DC for Draw-out/Fixed type C-Power ACB, Type EA | ACB Accessories | LV_Switchgear | SL92718O2OO | L&T | 0 | Shunt | Nos. | None | Inventory | Shunt Coil/Release 220V DC for Draw-out/Fixed type C-Power ACB, Type EA
14765 | Shunt Coil/Release 24/48V DC for Draw-out/Fixed type C-Power ACB, Type EA | ACB Accessories | LV_Switchgear | SL92718O4OO | L&T | 0 | Shunt | Nos. | None | Inventory | Shunt Coil/Release 24/48V DC for Draw-out/Fixed type C-Power ACB, Type EA
14766 | Shunt Coil/Release 110V AC for Draw-out/Fixed type C-Power ACB, Type EA1 | ACB Accessories | LV_Switchgear | SL92718OAOO | L&T | 0 | Shunt | Nos. | None | Inventory | Shunt Coil/Release 110V AC for Draw-out/Fixed type C-Power ACB, Type EA1
14767 | Shunt Coil/Release 240V AC for Draw-out/Fixed type C-Power ACB, Type EA1 | ACB Accessories | LV_Switchgear | SL92718OBOO | L&T | 0 | Shunt | Nos. | None | Inventory | Shunt Coil/Release 240V AC for Draw-out/Fixed type C-Power ACB, Type EA1
14768 | Shunt Coil/Release 415V AC for Draw-out/Fixed type C-Power ACB, Type EA1 | ACB Accessories | LV_Switchgear | SL92718ODOO | L&T | 0 | Shunt | Nos. | None | Inventory | Shunt Coil/Release 415V AC for Draw-out/Fixed type C-Power ACB, Type EA1
14769 | Under-voltage Coil/Release 240V AC for Draw-out/Fixed type C-Power ACB, Type MV | ACB Accessories | LV_Switchgear | SL92720BOOO | L&T | 0 | Undervoltage | Nos. | None | Inventory | Under-voltage Coil/Release 240V AC for Draw-out/Fixed type C-Power ACB, Type MV
14770 | Under-voltage Coil/Release 415V AC for Draw-out/Fixed type C-Power ACB, Type MV | ACB Accessories | LV_Switchgear | SL92720DOOO | L&T | 0 | Undervoltage | Nos. | None | Inventory | Under-voltage Coil/Release 415V AC for Draw-out/Fixed type C-Power ACB, Type MV
14771 | Service Position Microswitch - Right (2) | ACB Accessories | LV_Switchgear | SL93142OOOO | L&T | 0 | Microswitches for Indication | Nos. | None | Inventory | Service Position Microswitch - Right (2)
14772 | Service Position Microswitch - Left (2) | ACB Accessories | LV_Switchgear | SL93143OOOO | L&T | 0 | Microswitches for Indication | Nos. | None | Inventory | Service Position Microswitch - Left (2)
14773 | Test or Isolated Position Microswitch - Right (2) | ACB Accessories | LV_Switchgear | SL93144OOOO | L&T | 0 | Microswitches for Indication | Nos. | None | Inventory | Test or Isolated Position Microswitch - Right (2)
14774 | Test or Isolated Position Microswitch - Left (2) | ACB Accessories | LV_Switchgear | SL93145OOOO | L&T | 0 | Microswitches for Indication | Nos. | None | Inventory | Test or Isolated Position Microswitch - Left (2)
14775 | Vertical Terminal Adaptor for 400-1250 S1/800-1000 C Draw-out type C-Power ACB | ACB Accessories | LV_Switchgear | SL93281OOOO | L&T | 0 | Terminal Adaptors | Nos. | None | Inventory | Vertical Terminal Adaptor for 400-1250 S1/800-1000 C Draw-out type C-Power ACB
14776 | Vertical Terminal Adaptor for 1600-2000 S1/1250-1600 C/800-1600 H Draw-out type C-Power ACB | ACB Accessories | LV_Switchgear | SL93282OOOO | L&T | 0 | Terminal Adaptors | Nos. | None | Inventory | Vertical Terminal Adaptor for 1600-2000 S1/1250-1600 C/800-1600 H Draw-out type C-Power ACB
14777 | Vertical Terminal Adaptor for 2000 C Draw-out type C-Power ACB | ACB Accessories | LV_Switchgear | SL93284OOOO | L&T | 0 | Terminal Adaptors | Nos. | None | Inventory | Vertical Terminal Adaptor for 2000 C Draw-out type C-Power ACB
14778 | Vertical Terminal Adaptor for 2000 H/2500 C/H Draw-out type C-Power ACB | ACB Accessories | LV_Switchgear | SL93285OOOO | L&T | 0 | Terminal Adaptors | Nos. | None | Inventory | Vertical Terminal Adaptor for 2000 H/2500 C/H Draw-out type C-Power ACB
14779 | Vertical Terminal Adaptor for 3200 S1 Draw-out type C-Power ACB | ACB Accessories | LV_Switchgear | SL93286OOOO | L&T | 0 | Terminal Adaptors | Nos. | None | Inventory | Vertical Terminal Adaptor for 3200 S1 Draw-out type C-Power ACB
14780 | Vertical Terminal Adaptor for 3200H2/H1, 4000H2/H Draw-out type C-Power ACB | ACB Accessories | LV_Switchgear | SL93288OOOO | L&T | 0 | Terminal Adaptors | Nos. | None | Inventory | Vertical Terminal Adaptor for 3200H2/H1, 4000H2/H Draw-out type C-Power ACB
14781 | Vertical Terminal Adaptor for 2500 S1 Draw-out type C-Power ACB | ACB Accessories | LV_Switchgear | SL93289OOOO | L&T | 0 | Terminal Adaptors | Nos. | None | Inventory | Vertical Terminal Adaptor for 2500 S1 Draw-out type C-Power ACB
14782 | AN1 Remote Annunciation Module for SR18G/SR18G+D/SR18Gi+D : 240V AC | ACB Accessories | LV_Switchgear | SL94654OOOO | L&T | 0 | Remote Fault Indication | Nos. | None | Inventory | AN1 Remote Annunciation Module for SR18G/SR18G+D/SR18Gi+D : 240V AC
14783 | Spring Charge Indication Microswitch | ACB Accessories | LV_Switchgear | SL96000OOOO | L&T | 0 | Microswitches for Indication | Nos. | None | Inventory | Spring Charge Indication Microswitch
14784 | 630A TP 50kA MDO C-Power ACB with O/C,S/C,E/F protection, Microprocessor based Release SR18G, Frame size 1, Ics=Icu=50kA@415V AC, Icw=50kA for 1s | ACB | LV_Switchgear | SL96041OOOO | L&T | 630A | 50kA | Nos. | None | Inventory | 630A TP 50kA MDO C-Power ACB with O/C,S/C,E/F protection, Microprocessor based Release SR18G, Frame size 1, Ics=Icu=50kA@415V AC, Icw=50kA for 1s
14785 | 800A TP 50kA MDO C-Power ACB with O/C,S/C,E/F protection, Microprocessor based Release SR18G, Frame size 1, Ics=Icu=50kA@415V AC, Icw=50kA for 1s | ACB | LV_Switchgear | SL96042OOOO | L&T | 800A | 50kA | Nos. | None | Inventory | 800A TP 50kA MDO C-Power ACB with O/C,S/C,E/F protection, Microprocessor based Release SR18G, Frame size 1, Ics=Icu=50kA@415V AC, Icw=50kA for 1s
14786 | 1000A TP 50kA MDO C-Power ACB with O/C,S/C,E/F protection, Microprocessor based Release SR18G, Frame size 1, Ics=Icu=50kA@415V AC, Icw=50kA for 1s | ACB | LV_Switchgear | SL96043OOOO | L&T | 1000A | 50kA | Nos. | None | Inventory | 1000A TP 50kA MDO C-Power ACB with O/C,S/C,E/F protection, Microprocessor based Release SR18G, Frame size 1, Ics=Icu=50kA@415V AC, Icw=50kA for 1s
14787 | 1250A TP 50kA MDO C-Power ACB with O/C,S/C,E/F protection, Microprocessor based Release SR18G, Frame size 1, Ics=Icu=50kA@415V AC, Icw=50kA for 1s | ACB | LV_Switchgear | SL96044OOOO | L&T | 1250A | 50kA | Nos. | None | Inventory | 1250A TP 50kA MDO C-Power ACB with O/C,S/C,E/F protection, Microprocessor based Release SR18G, Frame size 1, Ics=Icu=50kA@415V AC, Icw=50kA for 1s
14788 | 1600A TP 50kA MDO C-Power ACB with O/C,S/C,E/F protection, Microprocessor based Release SR18G, Frame size 1, Ics=Icu=50kA@415V AC, Icw=50kA for 1s | ACB | LV_Switchgear | SL96045OOOO | L&T | 1600A | 50kA | Nos. | None | Inventory | 1600A TP 50kA MDO C-Power ACB with O/C,S/C,E/F protection, Microprocessor based Release SR18G, Frame size 1, Ics=Icu=50kA@415V AC, Icw=50kA for 1s
14789 | 2000A TP 50kA MDO C-Power ACB with O/C,S/C,E/F protection, Microprocessor based Release SR18G, Frame size 1, Ics=Icu=50kA@415V AC, Icw=50kA for 1s | ACB | LV_Switchgear | SL96046OOOO | L&T | 2000A | 50kA | Nos. | None | Inventory | 2000A TP 50kA MDO C-Power ACB with O/C,S/C,E/F protection, Microprocessor based Release SR18G, Frame size 1, Ics=Icu=50kA@415V AC, Icw=50kA for 1s
14790 | 2500A TP 60kA MDO C-Power ACB with O/C,S/C,E/F protection, Microprocessor based Release SR18G, Frame size 2, Ics=Icu=60kA@415V AC, Icw=60kA for 1s | ACB | LV_Switchgear | SL96047OOOO | L&T | 2500A | 60kA | Nos. | None | Inventory | 2500A TP 60kA MDO C-Power ACB with O/C,S/C,E/F protection, Microprocessor based Release SR18G, Frame size 2, Ics=Icu=60kA@415V AC, Icw=60kA for 1s
14791 | 630A TP 50kA EDO C-Power ACB with O/C,S/C,E/F protection & 240V AC Motor,240V AC Closing, 240V AC Shunt, Microprocessor based Release SR18G, Frame size 1, Isc=Icu=50kA@415V AC, Icw=50kA for 1s | ACB | LV_Switchgear | SL96051OOOO | L&T | 630A | 50kA | Nos. | None | Inventory | 630A TP 50kA EDO C-Power ACB with O/C,S/C,E/F protection & 240V AC Motor,240V AC Closing, 240V AC Shunt, Microprocessor based Release SR18G, Frame size 1, Isc=Icu=50kA@415V AC, Icw=50kA for 1s
14792 | 800A TP 50kA EDO C-Power ACB with O/C,S/C,E/F protection & 240V AC Motor,240V AC Closing, 240V AC Shunt, Microprocessor based Release SR18G, Frame size 1, Isc=Icu=50kA@415V AC, Icw=50kA for 1s | ACB | LV_Switchgear | SL96052OOOO | L&T | 800A | 50kA | Nos. | None | Inventory | 800A TP 50kA EDO C-Power ACB with O/C,S/C,E/F protection & 240V AC Motor,240V AC Closing, 240V AC Shunt, Microprocessor based Release SR18G, Frame size 1, Isc=Icu=50kA@415V AC, Icw=50kA for 1s
14793 | 1000A TP 50kA EDO C-Power ACB with O/C,S/C,E/F protection & 240V AC Motor,240V AC Closing, 240V AC Shunt, Microprocessor based Release SR18G, Frame size 1, Isc=Icu=50kA@415V AC, Icw=50kA for 1s | ACB | LV_Switchgear | SL96053OOOO | L&T | 1000A | 50kA | Nos. | None | Inventory | 1000A TP 50kA EDO C-Power ACB with O/C,S/C,E/F protection & 240V AC Motor,240V AC Closing, 240V AC Shunt, Microprocessor based Release SR18G, Frame size 1, Isc=Icu=50kA@415V AC, Icw=50kA for 1s
14794 | 1250A TP 50kA EDO C-Power ACB with O/C,S/C,E/F protection & 240V AC Motor,240V AC Closing, 240V AC Shunt, Microprocessor based Release SR18G, Frame size 1, Isc=Icu=50kA@415V AC, Icw=50kA for 1s | ACB | LV_Switchgear | SL96054OOOO | L&T | 1250A | 50kA | Nos. | None | Inventory | 1250A TP 50kA EDO C-Power ACB with O/C,S/C,E/F protection & 240V AC Motor,240V AC Closing, 240V AC Shunt, Microprocessor based Release SR18G, Frame size 1, Isc=Icu=50kA@415V AC, Icw=50kA for 1s
14795 | 1600A TP 50kA EDO C-Power ACB with O/C,S/C,E/F protection & 240V AC Motor,240V AC Closing, 240V AC Shunt, Microprocessor based Release SR18G, Frame size 1, Isc=Icu=50kA@415V AC, Icw=50kA for 1s | ACB | LV_Switchgear | SL96055OOOO | L&T | 1600A | 50kA | Nos. | None | Inventory | 1600A TP 50kA EDO C-Power ACB with O/C,S/C,E/F protection & 240V AC Motor,240V AC Closing, 240V AC Shunt, Microprocessor based Release SR18G, Frame size 1, Isc=Icu=50kA@415V AC, Icw=50kA for 1s
14796 | 2000A TP 50kA EDO C-Power ACB with O/C,S/C,E/F protection & 240V AC Motor,240V AC Closing, 240V AC Shunt, Microprocessor based Release SR18G, Frame size 1, Isc=Icu=50kA@415V AC, Icw=50kA for 1s | ACB | LV_Switchgear | SL96056OOOO | L&T | 2000A | 50kA | Nos. | None | Inventory | 2000A TP 50kA EDO C-Power ACB with O/C,S/C,E/F protection & 240V AC Motor,240V AC Closing, 240V AC Shunt, Microprocessor based Release SR18G, Frame size 1, Isc=Icu=50kA@415V AC, Icw=50kA for 1s
14797 | 2500A TP 60kA EDO C-Power ACB with O/C,S/C,E/F protection & 240V AC Motor,240V AC Closing, 240V AC Shunt, Microprocessor based Release SR18G, Frame size 2, Isc=Icu=60kA@415V AC, Icw=60kA for 1s | ACB | LV_Switchgear | SL96057OOOO | L&T | 2500A | 60kA | Nos. | None | Inventory | 2500A TP 60kA EDO C-Power ACB with O/C,S/C,E/F protection & 240V AC Motor,240V AC Closing, 240V AC Shunt, Microprocessor based Release SR18G, Frame size 2, Isc=Icu=60kA@415V AC, Icw=60kA for 1s
14798 | 630A FP 50kA MDO C-Power ACB with O/C,S/C,E/F protection, Microprocessor based Release SR18G, Frame size 1, Ics=Icu=50kA@415V AC, Icw=50kA for 1s | ACB | LV_Switchgear | SL96061OOOO | L&T | 630A | 50kA | Nos. | None | Inventory | 630A FP 50kA MDO C-Power ACB with O/C,S/C,E/F protection, Microprocessor based Release SR18G, Frame size 1, Ics=Icu=50kA@415V AC, Icw=50kA for 1s
14799 | 800A FP 50kA MDO C-Power ACB with O/C,S/C,E/F protection, Microprocessor based Release SR18G, Frame size 1, Ics=Icu=50kA@415V AC, Icw=50kA for 1s | ACB | LV_Switchgear | SL96062OOOO | L&T | 800A | 50kA | Nos. | None | Inventory | 800A FP 50kA MDO C-Power ACB with O/C,S/C,E/F protection, Microprocessor based Release SR18G, Frame size 1, Ics=Icu=50kA@415V AC, Icw=50kA for 1s
14800 | 1000A FP 50kA MDO C-Power ACB with O/C,S/C,E/F protection, Microprocessor based Release SR18G, Frame size 1, Ics=Icu=50kA@415V AC, Icw=50kA for 1s | ACB | LV_Switchgear | SL96063OOOO | L&T | 1000A | 50kA | Nos. | None | Inventory | 1000A FP 50kA MDO C-Power ACB with O/C,S/C,E/F protection, Microprocessor based Release SR18G, Frame size 1, Ics=Icu=50kA@415V AC, Icw=50kA for 1s
14801 | 1250A FP 50kA MDO C-Power ACB with O/C,S/C,E/F protection, Microprocessor based Release SR18G, Frame size 1, Ics=Icu=50kA@415V AC, Icw=50kA for 1s | ACB | LV_Switchgear | SL96064OOOO | L&T | 1250A | 50kA | Nos. | None | Inventory | 1250A FP 50kA MDO C-Power ACB with O/C,S/C,E/F protection, Microprocessor based Release SR18G, Frame size 1, Ics=Icu=50kA@415V AC, Icw=50kA for 1s
14802 | 1600A FP 50kA MDO C-Power ACB with O/C,S/C,E/F protection, Microprocessor based Release SR18G, Frame size 1, Ics=Icu=50kA@415V AC, Icw=50kA for 1s | ACB | LV_Switchgear | SL96065OOOO | L&T | 1600A | 50kA | Nos. | None | Inventory | 1600A FP 50kA MDO C-Power ACB with O/C,S/C,E/F protection, Microprocessor based Release SR18G, Frame size 1, Ics=Icu=50kA@415V AC, Icw=50kA for 1s
14803 | 2000A FP 50kA MDO C-Power ACB with O/C,S/C,E/F protection, Microprocessor based Release SR18G, Frame size 1, Ics=Icu=50kA@415V AC, Icw=50kA for 1s | ACB | LV_Switchgear | SL96066OOOO | L&T | 2000A | 50kA | Nos. | None | Inventory | 2000A FP 50kA MDO C-Power ACB with O/C,S/C,E/F protection, Microprocessor based Release SR18G, Frame size 1, Ics=Icu=50kA@415V AC, Icw=50kA for 1s
14804 | 2500A FP 60kA MDO C-Power ACB with O/C,S/C,E/F protection, Microprocessor based Release SR18G, Frame size 2, Ics=Icu=60kA@415V AC, Icw=60kA for 1s | ACB | LV_Switchgear | SL96067OOOO | L&T | 2500A | 60kA | Nos. | None | Inventory | 2500A FP 60kA MDO C-Power ACB with O/C,S/C,E/F protection, Microprocessor based Release SR18G, Frame size 2, Ics=Icu=60kA@415V AC, Icw=60kA for 1s
14805 | 1250A FP 50kA EDO C-Power ACB with O/C,S/C,E/F protection, Microprocessor based Release SR18G S1, CLOSING COIL-230VAC,TRIPPING COIL-230VAC,SPRING CHARGE MOTOR-230VAC | ACB | LV_Switchgear | SL96074 | L&T | 1250A | 50kA | Nos. |  | Inventory | 1250A FP 50kA EDO C-Power ACB with O/C,S/C,E/F protection, Microprocessor based Release SR18G S1, CLOSING COIL-230VAC,TRIPPING COIL-230VAC,SPRING CHARGE MOTOR-230VAC
14806 | 1600A FP 50kA EDO C-Power ACB with O/C,S/C,E/F protection, Microprocessor based Release SR18G S1, CLOSING COIL-230VAC,TRIPPING COIL-230VAC,SPRING CHARGE MOTOR-230VAC | ACB | LV_Switchgear | SL96075 | L&T | 1600A | 50kA | Nos. |  | Inventory | 1600A FP 50kA EDO C-Power ACB with O/C,S/C,E/F protection, Microprocessor based Release SR18G S1, CLOSING COIL-230VAC,TRIPPING COIL-230VAC,SPRING CHARGE MOTOR-230VAC
14807 | 630A FP 50kA EDO C-Power ACB with O/C,S/C,E/F protection & 240V AC Motor,240V AC Closing, 240V AC Shunt, Microprocessor based Release SR18G, Frame size 1, Isc=Icu=50kA@415V AC, Icw=50kA for 1s | ACB | LV_Switchgear | SL97071OOOO | L&T | 630A | 50kA | Nos. | None | Inventory | 630A FP 50kA EDO C-Power ACB with O/C,S/C,E/F protection & 240V AC Motor,240V AC Closing, 240V AC Shunt, Microprocessor based Release SR18G, Frame size 1, Isc=Icu=50kA@415V AC, Icw=50kA for 1s
14808 | 800A FP 50kA EDO C-Power ACB with O/C,S/C,E/F protection & 240V AC Motor,240V AC Closing, 240V AC Shunt, Microprocessor based Release SR18G, Frame size 1, Isc=Icu=50kA@415V AC, Icw=50kA for 1s | ACB | LV_Switchgear | SL97072OOOO | L&T | 800A | 50kA | Nos. | None | Inventory | 800A FP 50kA EDO C-Power ACB with O/C,S/C,E/F protection & 240V AC Motor,240V AC Closing, 240V AC Shunt, Microprocessor based Release SR18G, Frame size 1, Isc=Icu=50kA@415V AC, Icw=50kA for 1s
14809 | 1000A FP 50kA EDO C-Power ACB with O/C,S/C,E/F protection & 240V AC Motor,240V AC Closing, 240V AC Shunt, Microprocessor based Release SR18G, Frame size 1, Isc=Icu=50kA@415V AC, Icw=50kA for 1s | ACB | LV_Switchgear | SL97073OOOO | L&T | 1000A | 50kA | Nos. | None | Inventory | 1000A FP 50kA EDO C-Power ACB with O/C,S/C,E/F protection & 240V AC Motor,240V AC Closing, 240V AC Shunt, Microprocessor based Release SR18G, Frame size 1, Isc=Icu=50kA@415V AC, Icw=50kA for 1s
14810 | 1250A FP 50kA EDO C-Power ACB with O/C,S/C,E/F protection & 240V AC Motor,240V AC Closing, 240V AC Shunt, Microprocessor based Release SR18G, Frame size 1, Isc=Icu=50kA@415V AC, Icw=50kA for 1s | ACB | LV_Switchgear | SL97074OOOO | L&T | 1250A | 50kA | Nos. | None | Inventory | 1250A FP 50kA EDO C-Power ACB with O/C,S/C,E/F protection & 240V AC Motor,240V AC Closing, 240V AC Shunt, Microprocessor based Release SR18G, Frame size 1, Isc=Icu=50kA@415V AC, Icw=50kA for 1s
14811 | 1600A FP 50kA EDO C-Power ACB with O/C,S/C,E/F protection & 240V AC Motor,240V AC Closing, 240V AC Shunt, Microprocessor based Release SR18G, Frame size 1, Isc=Icu=50kA@415V AC, Icw=50kA for 1s | ACB | LV_Switchgear | SL97075OOOO | L&T | 1600A | 50kA | Nos. | None | Inventory | 1600A FP 50kA EDO C-Power ACB with O/C,S/C,E/F protection & 240V AC Motor,240V AC Closing, 240V AC Shunt, Microprocessor based Release SR18G, Frame size 1, Isc=Icu=50kA@415V AC, Icw=50kA for 1s
14812 | 2000A FP 50kA EDO C-Power ACB with O/C,S/C,E/F protection & 240V AC Motor,240V AC Closing, 240V AC Shunt, Microprocessor based Release SR18G, Frame size 1, Isc=Icu=50kA@415V AC, Icw=50kA for 1s | ACB | LV_Switchgear | SL97076OOOO | L&T | 2000A | 50kA | Nos. | None | Inventory | 2000A FP 50kA EDO C-Power ACB with O/C,S/C,E/F protection & 240V AC Motor,240V AC Closing, 240V AC Shunt, Microprocessor based Release SR18G, Frame size 1, Isc=Icu=50kA@415V AC, Icw=50kA for 1s
14813 | 2500A FP 60kA EDO C-Power ACB with O/C,S/C,E/F protection & 240V AC Motor,240V AC Closing, 240V AC Shunt, Microprocessor based Release SR18G, Frame size 2, Isc=Icu=60kA@415V AC, Icw=60kA for 1s | ACB | LV_Switchgear | SL97077OOOO | L&T | 2500A | 60kA | Nos. | None | Inventory | 2500A FP 60kA EDO C-Power ACB with O/C,S/C,E/F protection & 240V AC Motor,240V AC Closing, 240V AC Shunt, Microprocessor based Release SR18G, Frame size 2, Isc=Icu=60kA@415V AC, Icw=60kA for 1s
3647 | TYPE : 7SJ8041-5EB90-1FBO-LOR, NUMERICAL RELAY, FUNCTIONS : (50+50N+51+51N+27+59+95), FLUSH MOUNTING, NON-DRAWOUT TYPE, CONTACTS : 7BI + 8BO, AUX. VOLTAGE : 220V DC, In : 1A WITH PROFIBUS PROTOCOL . | RELAY | SWITCHGEAR | 7SJ8041-5EB90-1FBO-LOR | SIEMENS | _ | NA | Nos |  | Inventory | TYPE : 7SJ8041-5EB90-1FBO-LOR, NUMERICAL RELAY, FUNCTIONS : (50+50N+51+51N+27+59+95), FLUSH MOUNTING, NON-DRAWOUT TYPE, CONTACTS : 7BI + 8BO, AUX. VOLTAGE : 220V DC, In : 1A WITH PROFIBUS PROTOCOL .
3648 | Argus non direct. overcurrent relay Size 4 molded case, 4 CT, 10 LEDs, 3 binary inputs/ 3 binary outp. measuring input: 1/5 A, 50/60 Hz auxiliary voltage: 60 to 240 V AC/DC, binary input tresh. 88 V AC/DC standard version - no cover communication: front port: USB front fascia: w. breaker control push buttons protection function: standard version | RELAY | SWITCHGEAR | 7SR1002-1KA10-2CA0 | SIEMENS | _ | NA | Nos |  | Inventory | Argus non direct. overcurrent relay Size 4 molded case, 4 CT, 10 LEDs, 3 binary inputs/ 3 binary outp. measuring input: 1/5 A, 50/60 Hz auxiliary voltage: 60 to 240 V AC/DC, binary input tresh. 88 V AC/DC standard version - no cover communication: front port: USB front fascia: w. breaker control push buttons protection function: standard version
14816 | SMALL CREW DRIVER | SHOP | TOOLS | SMALL CREW DRIVER | Taparia | _ | NA | Nos | None | Inventory | SMALL CREW DRIVER
14817 | SMALL KNOB - FOR ZS1 & ZS2 ASSLY MAKE: ARIHANT | DOOR LOCK | ACCESSORIES | SMALL KNOB FOR ZS1/2 ASSLY | REPUTED | _ | NA | Nos | None | Inventory | SMALL KNOB - FOR ZS1 & ZS2 ASSLY MAKE: ARIHANT
14818 | Step Bush - Small | GROUMET | WIRE & ACCESSORIES | SMALL STEP BUSH | TSPL | _ | NA | Nos | None | Inventory | Step Bush - Small
14819 | SMALL SPACER | RACK-ITEM | ACCESSORIES | SMALL-SPACER | REPUTED | - | - | Nos |  | Inventory | SMALL SPACER
3649 | Multifunction Relay Non – Draw out Type, Functions: 51+51+50N+51N+95+50BF, Flush Mounting, Contact: BI 6+ BO 6, Aux Voltage: 24 – 60V DC, In: 1 / 5A, With RS485 Port Modbus Protocol ordering code – 7SR1003-1JA20-2CAO | RELAY | SWITCHGEAR | 7SR1003-1JA20-2CAO | SIEMENS | _ | NA | Nos |  | Inventory | Multifunction Relay Non – Draw out Type, Functions: 51+51+50N+51N+95+50BF, Flush Mounting, Contact: BI 6+ BO 6, Aux Voltage: 24 – 60V DC, In: 1 / 5A, With RS485 Port Modbus Protocol ordering code – 7SR1003-1JA20-2CAO
3650 | Multifunction Relay Non – Draw out Type, Functions: 51+51+50N+51N+95+50BF, Flush Mounting, Contact: BI 6+ BO 6, Aux Voltage: 24 – 60V DC, In: 1 / 5A, With RS485 Port Modbus Protocol ordering code – 7SR1003-1JA20-2CAO WITH G3 CONFORMAL COATING | RELAY | SWITCHGEAR | 7SR1003-1JA20-2CB0-COATING | SIEMENS | _ | NA | Nos |  | Inventory | Multifunction Relay Non – Draw out Type, Functions: 51+51+50N+51N+95+50BF, Flush Mounting, Contact: BI 6+ BO 6, Aux Voltage: 24 – 60V DC, In: 1 / 5A, With RS485 Port Modbus Protocol ordering code – 7SR1003-1JA20-2CAO WITH G3 CONFORMAL COATING
3651 | Multifunction Relay Non – Draw out Type, Functions: 51+51+50N+51N+95+50BF, Flush Mounting, Contact: BI 6+ BO 6, Aux Voltage: 60 – 240V AC / DC, In: 1 / 5A, With RS485 Port Modbus Protocol, Binary input threshold: 88 V AC/DC. | RELAY | SWITCHGEAR | 7SR1003-1KA20-2CA0 | SIEMENS | _ | NA | Nos |  | Inventory | Multifunction Relay Non – Draw out Type, Functions: 51+51+50N+51N+95+50BF, Flush Mounting, Contact: BI 6+ BO 6, Aux Voltage: 60 – 240V AC / DC, In: 1 / 5A, With RS485 Port Modbus Protocol, Binary input threshold: 88 V AC/DC.
3652 | , FEEDER PROTECTION RELAY | RELAY | SWITCHGEAR | 7SR1003-1KB20-2CAO | SIEMENS | _ | NA | Nos |  | Inventory | , FEEDER PROTECTION RELAY
3653 | TYPE: 7SR1003, NUMERICAL, MULTIFUNCTION RELAY, NON DRAWOUT, FLUSH MOUNTING, AUX. VOLTAGE: 60-240V AC/DC, CONTACTS: 6 BI + 6 BO, In: 1/5A, WITH RS-485 PORT, Binary input threshold: 44 V AC/DC | RELAY | SWITCHGEAR | 7SR1003-1LA20-2CA0 | SIEMENS | - | - | Nos. |  | Inventory | TYPE: 7SR1003, NUMERICAL, MULTIFUNCTION RELAY, NON DRAWOUT, FLUSH MOUNTING, AUX. VOLTAGE: 60-240V AC/DC, CONTACTS: 6 BI + 6 BO, In: 1/5A, WITH RS-485 PORT, Binary input threshold: 44 V AC/DC
3654 | FEEDER PROTECTION RELAY | RELAY | SWITCHGEAR | 7SR1003-1LB20-2CAO | SIEMENS | _ | NA | Nos |  | Inventory | FEEDER PROTECTION RELAY
3655 | TYPE: 7SR1003, NUMERICAL, MULTIFUNCTION RELAY, NON DRAWOUT, FLUSH MOUNTING, AUX. VOLTAGE: 60-240V AC/DC, CONTACTS: 6 BI + 6 BO, In: 1/5A, WITH RS-485 PORT, | RELAY | SWITCHGEAR | 7SR1003-2KA20-2CA0 | SIEMENS | - | - | Nos. |  | Inventory | TYPE: 7SR1003, NUMERICAL, MULTIFUNCTION RELAY, NON DRAWOUT, FLUSH MOUNTING, AUX. VOLTAGE: 60-240V AC/DC, CONTACTS: 6 BI + 6 BO, In: 1/5A, WITH RS-485 PORT,
14827 | SODIUM-SYPOCHLORITE - 5 LTRS CAN | GENERAL | ACCESSORIES | SODIUM-HYPOCHLORITE-5% | REPUTED | _ | NA | PKT |  | Inventory | SODIUM-SYPOCHLORITE-
14828 | SOFA | OWN USE ITEMS | ACCESSORIES | SOFA | REPUTED | - | - | Nos |  | Non Inventory | SOFA
3656 | TYPE: 7SR1003, NUMERICAL, MULTIFUNCTION RELAY, NON DRAWOUT, FLUSH MOUNTING, AUX. VOLTAGE: 60-240V AC/DC, CONTACTS: 6 BI + 6 BO, In: 1/5A, WITH RS-485 PORT,4CT is configured as 3PF + SEF, Binary input threshold: 44 V AC/DC | RELAY | SWITCHGEAR | 7SR1003-2LA20-2CA0 | SIEMENS | - | - | Nos. |  | Inventory | TYPE: 7SR1003, NUMERICAL, MULTIFUNCTION RELAY, NON DRAWOUT, FLUSH MOUNTING, AUX. VOLTAGE: 60-240V AC/DC, CONTACTS: 6 BI + 6 BO, In: 1/5A, WITH RS-485 PORT,4CT is configured as 3PF + SEF, Binary input threshold: 44 V AC/DC
3657 | TYPE: 7SR1003, NUMERICAL, MULTIFUNCTION RELAY, NON DRAWOUT, FUNCTIONS: (50+51+50N+51N), FLUSH MOUNTING, AUX. VOLTAGE: 24V DC, CONTACTS: 6 BI + 6 BO, In: 1A, WITH RS-485 PORT MODBUS PROTOCOL. | RELAY | SWITCHGEAR | 7SR10031JA22CAZY20 | SIEMENS | _ | NA | Nos. |  | Inventory | TYPE: 7SR1003, NUMERICAL, MULTIFUNCTION RELAY, NON DRAWOUT, FUNCTIONS: (50+51+50N+51N), FLUSH MOUNTING, AUX. VOLTAGE: 24V DC, CONTACTS: 6 BI + 6 BO, In: 1A, WITH RS-485 PORT MODBUS PROTOCOL.
3658 | Multifunction Relay Non – Draw out Type, Functions: 51+51+50N+51N+95+86+27+59+59N+50BF+81+32+67+67N+64R, Flush Mounting, Contact: BI 9+ BO 6, Aux Voltage: 24 – 60V DC, In: 1 / 5A, With RS485 Port Modbus Protocol ordering code – 7SR1004-3JA20-2CAO | RELAY | SWITCHGEAR | 7SR1004-3JA20-2CAO 24-60 | SIEMENS | _ | NA | Nos | None | Inventory | Multifunction Relay Non – Draw out Type, Functions: 51+51+50N+51N+95+86+27+59+59N+50BF+81+32+67+67N+64R, Flush Mounting, Contact: BI 9+ BO 6, Aux Voltage: 24 – 60V DC, In: 1 / 5A, With RS485 Port Modbus Protocol ordering code – 7SR1004-3JA20-2CAO
3659 | Multifunction Relay Non – Draw out Type, Functions: 51+51+50N+51N+95+86+27+59+59N+50BF+81+32+67+67N+64R, Flush Mounting, Contact: BI 9+ BO 6, Aux Voltage: 24 – 60V DC, In: 1 / 5A, With RS485 Port Modbus Protocol ordering code – 7SR1004-3JA20-2CAO.. | RELAY | SWITCHGEAR | 7SR1004-3JA20-2CAO_24-60 | SIEMENS | _ | NA | Nos |  | Inventory | Multifunction Relay Non – Draw out Type, Functions: 51+51+50N+51N+95+86+27+59+59N+50BF+81+32+67+67N+64R, Flush Mounting, Contact: BI 9+ BO 6, Aux Voltage: 24 – 60V DC, In: 1 / 5A, With RS485 Port Modbus Protocol ordering code – 7SR1004-3JA20-2CAO..
3660 | Multifunction Relay Non – Draw out Type, Functions: 51+51+50N+51N+95+86+27+59+59N+50BF+81+32+67+67N+64R, Flush Mounting, Contact: BI 9+ BO 6, Aux Voltage: 60 – 240V AC / DC, In: 1 / 5A, With RS485 Port Modbus Protocol ordering code – 7SR1004-3KA20-2CAO | RELAY | SWITCHGEAR | 7SR1004-3KA20-2CA0 | SIEMENS | _ | NA | Nos |  | Inventory | Multifunction Relay Non – Draw out Type, Functions: 51+51+50N+51N+95+86+27+59+59N+50BF+81+32+67+67N+64R, Flush Mounting, Contact: BI 9+ BO 6, Aux Voltage: 60 – 240V AC / DC, In: 1 / 5A, With RS485 Port Modbus Protocol ordering code – 7SR1004-3KA20-2CAO
14834 | SP-GUN SPARY GUN ABRO | BROUGHTOUT | ACCESSORIES | SP-GUN | REPUTED | - | - | Nos |  | Inventory | SP-GUN SPARY GUN ABRO
3661 | TYPE: 7SR1004, NUMERICAL, COMMUNICABLE TYPE, IDMT & INST. O/C + E/F RELAY, NON DRAWOUT, FUNCTIONS: (50+51+50N+51N+27+59+81U+81O+95), FLUSH MOUNTING, AUX. VOLTAGE: 110V DC, CONTACTS: 9 DI + 6 DO, In: 1A, WITH RS485 PROTOCOL. | RELAY | SWITCHGEAR | 7SR1004-3KB20-2CAO | SIEMENS | _ | NA | Nos | None | Inventory | TYPE: 7SR1004, NUMERICAL, COMMUNICABLE TYPE, IDMT & INST. O/C + E/F RELAY, NON DRAWOUT, FUNCTIONS: (50+51+50N+51N+27+59+81U+81O+95), FLUSH MOUNTING, AUX. VOLTAGE: 110V DC, CONTACTS: 9 DI + 6 DO, In: 1A, WITH RS485 PROTOCOL.
3662 | Multifunction Relay Non – Draw out Type, Functions: 51+51+50N+51N+95+27+59+32+67+67N+81O+81U+60, Flush Mounting, Contact: BI 9+ BO 6, Aux Voltage: 60-240V AC / DC, In: 1A/5A,BI THRESHOLD-44V AC/DC; With RS485 Port Modbus Protocol | RELAY | SWITCHGEAR | 7SR1004-3LA20-2CA0 | SIEMENS | _ | NA | Nos |  | Inventory | Multifunction Relay Non – Draw out Type, Functions: 51+51+50N+51N+95+27+59+32+67+67N+81O+81U+60, Flush Mounting, Contact: BI 9+ BO 6, Aux Voltage: 60-240V AC / DC, In: 1A/5A,BI THRESHOLD-44V AC/DC; With RS485 Port Modbus Protocol
3663 | TYPE: 7SR1004, NUMERICAL, MULTIFUNCTION RELAY, NON DRAWOUT, FUNCTIONS: (50+51+50N+51N+67+67N+27+59+32), FLUSH MOUNTING, AUX. VOLTAGE: 110V DC, CONTACTS: 9 BI + 6 BO, In: 1A, WITH RS-485 PORT MODBUS PROTOCOL. | RELAY | SWITCHGEAR | 7SR1004-3LB20-2CA0/EE | SIEMENS | - | - | Nos. |  | Inventory | TYPE: 7SR1004, NUMERICAL, MULTIFUNCTION RELAY, NON DRAWOUT, FUNCTIONS: (50+51+50N+51N+67+67N+27+59+32), FLUSH MOUNTING, AUX. VOLTAGE: 110V DC, CONTACTS: 9 BI + 6 BO, In: 1A, WITH RS-485 PORT MODBUS PROTOCOL.
3664 | Multifunction Relay Non – Draw out Type, Functions: 51+51+50N+51N+95+86+27+59+59N+50BF+81+32+67+67N+64R, Flush Mounting, Aux Voltage: 60 – 240V AC / DC, In: 1 / 5A, With RS485 Port Modbus Protocol ordering code – 7SR1004-4KA20-2CAO | RELAY | SWITCHGEAR | 7SR1004-4KA20-2CA0 | SIEMENS | _ | NA | Nos |  | Inventory | Multifunction Relay Non – Draw out Type, Functions: 51+51+50N+51N+95+86+27+59+59N+50BF+81+32+67+67N+64R, Flush Mounting, Aux Voltage: 60 – 240V AC / DC, In: 1 / 5A, With RS485 Port Modbus Protocol ordering code – 7SR1004-4KA20-2CAO
3665 | SIEMENS MAKE RELAY, I/p Voltage : 24-60V DC BI threshold: 19V DC 4 CT inputs + 3 PT inputs+6BI+8BO Modbus protocol RS 485 port | RELAY | SWITCHGEAR | 7SR1206-2JA12-1CAO | SIEMENS | _ | NA | Nos | None | Inventory | SIEMENS MAKE RELAY, I/p Voltage : 24-60V DC BI threshold: 19V DC 4 CT inputs + 3 PT inputs+6BI+8BO Modbus protocol RS 485 port
3666 | BUS TIE PROTECTION RELAY, | RELAY | SWITCHGEAR | 7SR2203-2NA11-OEAO | SIEMENS | _ | NA | Nos | None | Inventory | BUS TIE PROTECTION RELAY,
3667 | TYPE: 7SR242, 3P, MULTIFUNCTION PROTECTION RELAY, FUNCTIONS: (87T+64R+V/F), FLUSH MOUNTING, AUX. VOLTAGE: 110V DC, In: 1A, FREQ.: 50 HZ, COMMUNICABLE TYPE WITH BOTH PROTOCOL IEC61850 & MODBUS (RS485 PORT). | RELAY | SWITCHGEAR | 7SR2423-2MA77-0CA0 | SIEMENS | - | - | Nos. |  | Inventory | TYPE: 7SR242, 3P, MULTIFUNCTION PROTECTION RELAY, FUNCTIONS: (87T+64R+V/F), FLUSH MOUNTING, AUX. VOLTAGE: 110V DC, In: 1A, FREQ.: 50 HZ, COMMUNICABLE TYPE WITH BOTH PROTOCOL IEC61850 & MODBUS (RS485 PORT).
7153 | AMBER LAMP, AUX. VOLTAGE : 24 TO 240V AC/DC. | LAMP | SWITCHGEAR | EG0100LA224C- | SIEMENS | - | - | Nos. |  | Inventory | AMBER LAMP, AUX. VOLTAGE : 24 TO 240V AC/DC.
7155 | BLUE LAMP, AUX. VOLTAGE : 24 TO 240V AC/DC. | LAMP | SWITCHGEAR | EG0100LB224C- | SIEMENS | - | - | Nos. |  | Inventory | BLUE LAMP, AUX. VOLTAGE : 125V DC.
14844 | TOP Coat - SP12CN | POWDER | POWDER & PAINT | SP12CN | Akzo Nobel | - | - | KGS |  | Inventory | TOP Coat - SP12CN
14845 | SPACER THREADED | RACK-ITEM | ACCESSORIES | SPACER-THREADED | REPUTED | - | - | Nos |  | Inventory | SPACER THREADED
14846 | Spanner | SHOP | TOOLS | SPANNER | REPUTED | _ | NA | Nos |  | Non Inventory | Spanner
14847 | SPARE | BROUGHTOUT | ACCESSORIES | SPARE | REPUTED | _ | NA | Nos | None | Inventory | SPARE
7156 | GREEN LAMP, AUX. VOLTAGE : 24 TO 240V AC/DC. | LAMP | SWITCHGEAR | EG0100LG224C- | SIEMENS | - | - | Nos. |  | Inventory | GREEN LAMP, AUX. VOLTAGE : 24 TO 240V AC/DC.
7158 | RED LAMP, AUX. VOLTAGE : 24 to 240 V AC/ DC- | LAMP | SWITCHGEAR | EG0100LR224C- | SIEMENS | - | - | Nos. |  | Inventory | RED LAMP, AUX. VOLTAGE : 24 to 240 V AC/ DC-
7159 | WHITE LAMP, AUX. VOLTAGE : 24 TO 240V AC/DC. | LAMP | SWITCHGEAR | EG0100LW224C- | SIEMENS | - | - | Nos. |  | Inventory | WHITE LAMP, AUX. VOLTAGE : 24 TO 240V AC/DC.
7160 | YELLOW LAMP, AUX. VOLTAGE : 24 to 240V AC/DC | LAMP | SWITCHGEAR | EG0100LY224C | SIEMENS | _ | NA | Nos |  | Inventory | YELLOW LAMP, AUX. VOLTAGE : 24 to 240V AC/DC
12240 | DIGITAL MULTIFUNCTION METER WITH ANALOG OUTPUTS, TYPE : PAC 4200, 3 PHASE 4 WIRE, 3 ELEMENT SYSTEM, AUX. VOLTAGE : 220V DC, CTR/PTR : PROGRAMMABLE, CLASS : 0.5. | METER | SWITCHGEAR | PAC_4200 | SIEMENS | _ | NA | Nos |  | Inventory | DIGITAL MULTIFUNCTION METER WITH ANALOG OUTPUTS, TYPE : PAC 4200, 3 PHASE 4 WIRE, 3 ELEMENT SYSTEM, AUX. VOLTAGE : 220V DC, CTR/PTR : PROGRAMMABLE, CLASS : 0.5.
13908 | DIGITAL POWER QUALITY METER, 3 PHASE, 4 WIRE, 3 ELEMENT TYPE, MODEL: Q100, CTR / PTR : PROGRAMMABLE TYPE, ACC. CLASS : 0.2S, AUX. VOLTAGE :110V-220VAC/DC, SIZE : 96x96mm. WITH RS-485 PORT. | METER | SWITCHGEAR | Q100 | SIEMENS | - | NA | Nos. |  | Inventory | DIGITAL POWER QUALITY METER, 3 PHASE, 4 WIRE, 3 ELEMENT TYPE, MODEL: Q100, CTR / PTR : PROGRAMMABLE TYPE, ACC. CLASS : 0.2S, AUX. VOLTAGE :110V-220VAC/DC, SIZE : 96x96mm. WITH RS-485 PORT.
14822 | INPUT CHOKE, 1.5 KW | VFD ACCESSORIES | SWITCHGEAR | SMI-I/P-CHOKE-1.5KW | SMISEN | - | - | Nos. |  | Inventory | INPUT CHOKE, 1.5 KW
14823 | INPUT CHOKE, 2.2 KW | VFD ACCESSORIES | SWITCHGEAR | SMI-I/P-CHOKE-2.2KW | SMISEN | - | - | Nos. |  | Inventory | INPUT CHOKE, 2.2 KW
14824 | INPUT CHOKE,22 KW | VFD ACCESSORIES | SWITCHGEAR | SMI-I/P-CHOKE-22KW | SMISEN | - | - | Nos. |  | Inventory | INPUT CHOKE,22 KW
14825 | INPUT CHOKE, 5.5 KW | VFD ACCESSORIES | SWITCHGEAR | SMI-I/P-CHOKE-5.5KW | SMISEN | - | - | Nos. |  | Inventory | INPUT CHOKE, 5.5 KW
83 | ATyS A15 ATS Controller | ATS CONTROLLER | SWITCHGEAR | 16000015 | SOCOMEC | - | - | Nos |  | Inventory | ATyS A15 ATS Controller
3728 | 200A FP ATS with wire harness terminals, ATyS A With Controller | ATS | SWITCHGEAR | 95154020SL | SOCOMEC | - | - | Nos |  | Inventory | 200A FP ATS with wire harness terminals, ATyS A With Controller
3729 | 630A FP ATS (ATyS A) | ATS | SWITCHGEAR | 95154063SLVR | SOCOMEC | - | - | Nos |  | Inventory | 630A FP ATS (ATyS A)
14861 | 200ML TIN Make : SPEB7 | BROUGHTOUT | ACCESSORIES | SPEB-200ML | REPUTED | - | - | Nos |  | Inventory | 200ML TIN Make : SPEB7
14862 | 40ML TUBE Make : SPEB7 | BROUGHTOUT | ACCESSORIES | SPEB-40ML | REPUTED | - | - | Nos |  | Inventory | 40ML TUBE Make : SPEB7
14863 | GLUE SPEB-7 200ML | GLUE | ACCESSORIES | SPEB-7 | SPEB7 | _ | NA | Nos |  | Inventory | GLUE SPEB-7 200ML
3730 | 800A FP ATS (ATyS A), WITH WIRE HARNESS | ATS | SWITCHGEAR | 95154080SL | SOCOMEC | - | - | Nos |  | Inventory | 800A FP ATS (ATyS A), WITH WIRE HARNESS
6456 | Type- DIRIS- A40, Cl. 0.5, 1A, Aux. Voltage: 110V AC, with RS 485, Size: 96x96mm, | METER | SWITCHGEAR | DIRIS- A40 | SOCOMEC | _ | NA | Nos | None | Inventory | Type- DIRIS- A40, Cl. 0.5, 1A, Aux. Voltage: 110V AC, with RS 485, Size: 96x96mm,
6457 | Type- DIRIS- A40,3PH, 4WIRE, 3 ELEMENT, DIGITAL MULTIFUNCTION METER, Cl. 0.5, 1A, Aux. Voltage: 230V AC, with PROFIBUS COMMUNICATION , Size: 96x96mm, CTR:400/1A:PTR:33KV/110V | METER | SWITCHGEAR | DIRIS-A40-CTR:400/1A:PTR:33KV/110V | SOCOMEC | _ | NA | Nos |  | Inventory | Type- DIRIS- A40,3PH, 4WIRE, 3 ELEMENT, DIGITAL MULTIFUNCTION METER, Cl. 0.5, 1A, Aux. Voltage: 230V AC, with PROFIBUS COMMUNICATION , Size: 96x96mm, CTR:400/1A:PTR:33KV/110V
59 | TERMINAL CONNECTORS SUITABLE FOR 11kV OUTDOOR OIL COOLED TYPE CT & PT | CONNECTOR | SWITCHGEAR | 11KV-OD-CT/PT-TERMINAL-CONNECTOR | STRATON | - | - | Nos. |  | Inventory | TERMINAL CONNECTORS SUITABLE FOR 11kV OUTDOOR OIL COOLED TYPE CT & PT
15283 | 11kV CURRENT TRANSFORMER, (OUTDOOR OIL COOLED TYPE) LIVE TANK CT , CTR : 600-300/1-1A, CORE 1: 5VA, CLASS: 0.2S, CORE 2: 15VA, CLASS: 5P10, STR:25kA/1 SEC. | OUT DOOR CT PT | SWITCHGEAR | ST-CT-OIL-LIVE-11-600-300/1-1A-5/0.2S-15/5P10 | STRATON | - | - | Nos. |  | Inventory | 11kV CURRENT TRANSFORMER, (OUTDOOR OIL COOLED TYPE) LIVE TANK CT , CTR : 600-300/1-1A, CORE 1: 5VA, CLASS: 0.2S, CORE 2: 15VA, CLASS: 5P10, STR:25kA/1 SEC.
15284 | PT - 33KV PT, PTR - 33kV/RT3/110V/RT3, CORE: 1 10VA/CL 0.2, , VF - 1.2 Count & 1.9 FOR 8 HRS., FIXED TYPE,Refer Std - IS 3156, Make ;Straton | PT | SWITCHGEAR | ST-PT-33-1C-10/0.2-F | STRATON | 33 | NA | Nos |  | Inventory | PT - 33KV PT, PTR - 33kV/RT3/110V/RT3, CORE: 1 10VA/CL 0.2, , VF - 1.2 Count & 1.9 FOR 8 HRS., FIXED TYPE,Refer Std - IS 3156, Make ;Straton
15285 | PT - 33KV PT, PTR - 33KV/RT3/110/RT3/110/RT3/110V/3, CORE: 1 30VA/CL 0.2, CORE: 3 30VA/CL 3P, CORE: 3 30VA/CL 3P. VF - 1.2 Count & 1.9 FOR 8 HRS., GUN TYPE, | PT | SWITCHGEAR | ST-PT-33-3C-30/0.2-30/3P-30/3P-G | STRATON | 33 | NA | Nos |  | Inventory | PT - 33KV PT, PTR - 33KV/RT3/110/RT3/110/RT3/110V/3, CORE: 1 30VA/CL 0.2, CORE: 3 30VA/CL 3P, CORE: 3 30VA/CL 3P. VF - 1.2 Count & 1.9 FOR 8 HRS., GUN TYPE,
14871 | SPINDLE FOR RACKING MECHANISM | BROUGHTOUT | ACCESSORIES | SPINDLE | REPUTED | - | - | Nos |  | Inventory | SPINDLE FOR RACKING MECHANISM
14872 | SPRIAL 12MM | CABLE TIE | WIRE & ACCESSORIES | SPIRAL-12 | REPUTED | _ | NA | Nos |  | Inventory | SPRIAL 12MM
14873 | SPRIAL 12MM- | CABLE TIE | WIRE & ACCESSORIES | SPIRAL-12- | REPUTED | _ | NA | MTRS |  | Inventory | SPRIAL 12MM-
14874 | SPRIAL 6MM | CABLE TIE | WIRE & ACCESSORIES | SPIRAL-6 | REPUTED | _ | NA | Nos |  | Inventory | SPRIAL 6MM
14875 | SPRIAL 6MM- | CABLE TIE | WIRE & ACCESSORIES | SPIRAL-6- | REPUTED | _ | NA | MTRS |  | Inventory | SPRIAL 6MM-
14876 | SPRIAL 9MM- | CABLE TIE | WIRE & ACCESSORIES | SPIRAL-9- | REPUTED | _ | NA | MTRS |  | Inventory | SPRIAL 9MM-
14877 | SPRAY PAINT 5012 PP | SPRAY | POWDER & PAINT | SPRAY-5012-PP | AEROAIDS | _ | NA | Nos |  | Inventory | SPRAY PAINT 5012 PP
14878 | SPRAY PAINT 631 PP | SPRAY | POWDER & PAINT | SPRAY-631-PP | AEROAIDS | _ | NA | Nos |  | Inventory | SPRAY PAINT 631 PP
14879 | SPRAY PAINT 7032 EP | SPRAY | POWDER & PAINT | SPRAY-7032-EP | AEROAIDS | _ | NA | Nos |  | Inventory | SPRAY PAINT 7032 EP
14880 | SPRAY PAINT 7032 EP, for artuk | SPRAY | POWDER & PAINT | SPRAY-7032-EP-ARTUK | AEROAIDS | _ | NA | Nos |  | Inventory | SPRAY PAINT 7032 EP, for artuk
14881 | SPRAY PAINT 7032 PP | SPRAY | POWDER & PAINT | SPRAY-7032-PP | AEROAIDS | _ | NA | Nos |  | Inventory | SPRAY PAINT 7032 PP
14882 | SPRAY PAINT 7035 EP | SPRAY | POWDER & PAINT | SPRAY-7035-EP | AEROAIDS | _ | NA | Nos |  | Inventory | SPRAY PAINT 7035 EP
14883 | SPRAY PAINT 7035 PP | SPRAY | POWDER & PAINT | SPRAY-7035-PP | AEROAIDS | _ | NA | Nos |  | Inventory | SPRAY PAINT 7035 PP
14884 | SPRAY PAINT 9002 PP | SPRAY | POWDER & PAINT | SPRAY-9002-PP | AEROAIDS | _ | NA | Nos |  | Inventory | SPRAY PAINT 9002 PP
14885 | SPRAY BLACK | SPRAY | POWDER & PAINT | SPRAY-BLACK | AEROAIDS | _ | NA | Nos |  | Inventory | SPRAY BLACK
14886 | SPRAY PAINT,MAKE KWALITY | PAINT | ACCESSORIES | SPRAY-KWALITY | REPUTED | _ | NA | Nos |  | Inventory | SPRAY PAINT,MAKE KWALITY
14887 | SPRAY PAINT FOR MATT FOR HDFC KIOSK | SPRAY | POWDER & PAINT | SPRAY-MATT-GREY | AEROAIDS | _ | NA | Nos |  | Inventory | SPRAY PAINT FOR MATT FOR HDFC KIOSK
14888 | SPRAY SILVER | SPRAY | POWDER & PAINT | SPRAY-SILVER | AEROAIDS | _ | NA | Nos |  | Inventory | SPRAY SILVER
14889 | GLUE SPEB-7 40ML | GLUE | ACCESSORIES | SPRB-7 | SPEB7 | _ | NA | Nos |  | Inventory | GLUE SPEB-7 40ML
15286 | PT- 6.6KV PT, PTR - 6.6KV/RT3/110V/RT3- CORE 1 : 10VA CLASS : 0.2, VF - 1.2 Count & 1.9 FOR 8 HRS., FIXED TYPE, SEALABLE TYPE SECONDRY. | PT | SWITCHGEAR | ST-PT-6.6-1C-10/0.2-F | STRATON | 6.6 | NA | Nos |  | Inventory | PT- 6.6KV PT, PTR - 6.6KV/RT3/110V/RT3- CORE 1 : 10VA CLASS : 0.2, VF - 1.2 Count & 1.9 FOR 8 HRS., FIXED TYPE, SEALABLE TYPE SECONDRY.
14891 | SPRING CHARGING HANDLE FOR HPA-SF6 BREAKER | BROUGHTOUT | ACCESSORIES | SPRING CHARGE HANDLE FOR HPA | REPUTED | _ | NA | Nos | None | Inventory | SPRING CHARGING HANDLE FOR HPA-SF6 BREAKER
14892 | SPRING FOR LIMIT ASSEMBLY. | BROUGHTOUT | ACCESSORIES | SPRING FOR LIMIT ASSLY | REPUTED | _ | NA | Nos | None | Inventory | SPRING FOR LIMIT ASSEMBLY.
14893 | SPRING FOR earth switch | BROUGHTOUT | ACCESSORIES | SPRING-FOR-ES | REPUTED | _ | NA | Nos |  | Inventory | SPRING FOR earth switch
14894 | SPRING_HINGE_DWG_NO_0203HIN00146-AHG_303-RH | HINGE | ACCESSORIES | SPRING_HINGE_0203HIN00146 | ARIHANT | _ | NA | Nos |  | Inventory | SPRING_HINGE_DWG_NO_0203HIN00146-AHG_303-RH
14895 | SPRING_HINGE_DWG_NO_0203HIN00146-AHG_303-LH | HINGE | ACCESSORIES | SPRING_HINGE_0203HIN00146-LH | ARIHANT | _ | NA | Nos |  | Inventory | SPRING_HINGE_DWG_NO_0203HIN00146-AHG_303-LH
14896 | 800A TP 50kA EDO SPS ACB without Release & 110V AC Motor, 110V AC Closing, 110V AC Shunt, Frame size 1, Isc=Icu=50kA@440V AC, Icw=50kA for 1s | ACB | LV_Switchgear | SPS08F3PEW0D_110VAC-M_110VAC-CC_110VAC-ST | SCHNEIDER | 800A | 50kA | Nos. | None | Inventory | 800A TP 50kA EDO SPS ACB without Release & 110V AC Motor, 110V AC Closing, 110V AC Shunt, Frame size 1, Isc=Icu=50kA@440V AC, Icw=50kA for 1s
14897 | 800A TP 50kA EDO SPS ACB without Release & 110V DC Motor, 110V DC Closing, 110V DC Shunt, Frame size 1, Isc=Icu=50kA@440V AC, Icw=50kA for 1s | ACB | LV_Switchgear | SPS08F3PEW0D_110VDC-M_110VDC-CC_110VDC-ST | SCHNEIDER | 800A | 50kA | Nos. | None | Inventory | 800A TP 50kA EDO SPS ACB without Release & 110V DC Motor, 110V DC Closing, 110V DC Shunt, Frame size 1, Isc=Icu=50kA@440V AC, Icw=50kA for 1s
14898 | 800A TP 50kA EDO SPS ACB without Release & 240V AC Motor, 240V AC Closing, 240V AC Shunt, Frame size 1, Isc=Icu=50kA@440V AC, Icw=50kA for 1s | ACB | LV_Switchgear | SPS08F3PEW0D_240VAC-M_240VAC-CC_240VAC-ST | SCHNEIDER | 800A | 50kA | Nos. | None | Inventory | 800A TP 50kA EDO SPS ACB without Release & 240V AC Motor, 240V AC Closing, 240V AC Shunt, Frame size 1, Isc=Icu=50kA@440V AC, Icw=50kA for 1s
14899 | 800A TP 50kA EDO SPS ACB without Release & 240V DC Motor, 240V DC Closing, 240V DC Shunt, Frame size 1, Isc=Icu=50kA@440V AC, Icw=50kA for 1s | ACB | LV_Switchgear | SPS08F3PEW0D_240VDC-M_240VDC-CC_240VDC-ST | SCHNEIDER | 800A | 50kA | Nos. | None | Inventory | 800A TP 50kA EDO SPS ACB without Release & 240V DC Motor, 240V DC Closing, 240V DC Shunt, Frame size 1, Isc=Icu=50kA@440V AC, Icw=50kA for 1s
14900 | 800A TP 50kA EDO SPS ACB without Release & 24V DC Motor, 24V DC Closing, 24V DC Shunt, Frame size 1, Isc=Icu=50kA@440V AC, Icw=50kA for 1s | ACB | LV_Switchgear | SPS08F3PEW0D_24VDC-M_24VDC-CC_24VDC-ST | SCHNEIDER | 800A | 50kA | Nos. | None | Inventory | 800A TP 50kA EDO SPS ACB without Release & 24V DC Motor, 24V DC Closing, 24V DC Shunt, Frame size 1, Isc=Icu=50kA@440V AC, Icw=50kA for 1s
14901 | 800A TP 50kA EDO SPS ACB without Release & 415V AC Motor, 415V AC Closing, 415V AC Shunt, Frame size 1, Isc=Icu=50kA@440V AC, Icw=50kA for 1s | ACB | LV_Switchgear | SPS08F3PEW0D_415VAC-M_415VAC-CC_415VAC-ST | SCHNEIDER | 800A | 50kA | Nos. | None | Inventory | 800A TP 50kA EDO SPS ACB without Release & 415V AC Motor, 415V AC Closing, 415V AC Shunt, Frame size 1, Isc=Icu=50kA@440V AC, Icw=50kA for 1s
14902 | 800A TP 50kA EDO SPS ACB without Release & 48V DC Motor, 48V DC Closing, 48V DC Shunt, Frame size 1, Isc=Icu=50kA@440V AC, Icw=50kA for 1s | ACB | LV_Switchgear | SPS08F3PEW0D_48VDC-M_48VDC-CC_48VDC-ST | SCHNEIDER | 800A | 50kA | Nos. | None | Inventory | 800A TP 50kA EDO SPS ACB without Release & 48V DC Motor, 48V DC Closing, 48V DC Shunt, Frame size 1, Isc=Icu=50kA@440V AC, Icw=50kA for 1s
14903 | 800A TP 50kA EDO SPS ACB with O/C,S/C protection & 110V AC Motor, 110V AC Closing, 110V AC Shunt, Microprocessor based Release ET2B, Frame size 1, Isc=Icu=50kA@440V AC, Icw=50kA for 1s | ACB | LV_Switchgear | SPS08F3PEW2B_110VAC-M_110VAC-CC_110VAC-ST | SCHNEIDER | 800A | 50kA | Nos. | None | Inventory | 800A TP 50kA EDO SPS ACB with O/C,S/C protection & 110V AC Motor, 110V AC Closing, 110V AC Shunt, Microprocessor based Release ET2B, Frame size 1, Isc=Icu=50kA@440V AC, Icw=50kA for 1s
14904 | 800A TP 50kA EDO SPS ACB with O/C,S/C protection & 110V DC Motor, 110V DC Closing, 110V DC Shunt, Microprocessor based Release ET2B, Frame size 1, Isc=Icu=50kA@440V AC, Icw=50kA for 1s | ACB | LV_Switchgear | SPS08F3PEW2B_110VDC-M_110VDC-CC_110VDC-ST | SCHNEIDER | 800A | 50kA | Nos. | None | Inventory | 800A TP 50kA EDO SPS ACB with O/C,S/C protection & 110V DC Motor, 110V DC Closing, 110V DC Shunt, Microprocessor based Release ET2B, Frame size 1, Isc=Icu=50kA@440V AC, Icw=50kA for 1s
14905 | 800A TP 50kA EDO SPS ACB with O/C,S/C protection & 240V AC Motor, 240V AC Closing, 240V AC Shunt, Microprocessor based Release ET2B, Frame size 1, Isc=Icu=50kA@440V AC, Icw=50kA for 1s | ACB | LV_Switchgear | SPS08F3PEW2B_240VAC-M_240VAC-CC_240VAC-ST | SCHNEIDER | 800A | 50kA | Nos. | None | Inventory | 800A TP 50kA EDO SPS ACB with O/C,S/C protection & 240V AC Motor, 240V AC Closing, 240V AC Shunt, Microprocessor based Release ET2B, Frame size 1, Isc=Icu=50kA@440V AC, Icw=50kA for 1s
14906 | 800A TP 50kA EDO SPS ACB with O/C,S/C protection & 240V DC Motor, 240V DC Closing, 240V DC Shunt, Microprocessor based Release ET2B, Frame size 1, Isc=Icu=50kA@440V AC, Icw=50kA for 1s | ACB | LV_Switchgear | SPS08F3PEW2B_240VDC-M_240VDC-CC_240VDC-ST | SCHNEIDER | 800A | 50kA | Nos. | None | Inventory | 800A TP 50kA EDO SPS ACB with O/C,S/C protection & 240V DC Motor, 240V DC Closing, 240V DC Shunt, Microprocessor based Release ET2B, Frame size 1, Isc=Icu=50kA@440V AC, Icw=50kA for 1s
14907 | 800A TP 50kA EDO SPS ACB with O/C,S/C protection & 24V DC Motor, 24V DC Closing, 24V DC Shunt, Microprocessor based Release ET2B, Frame size 1, Isc=Icu=50kA@440V AC, Icw=50kA for 1s | ACB | LV_Switchgear | SPS08F3PEW2B_24VDC-M_24VDC-CC_24VDC-ST | SCHNEIDER | 800A | 50kA | Nos. | None | Inventory | 800A TP 50kA EDO SPS ACB with O/C,S/C protection & 24V DC Motor, 24V DC Closing, 24V DC Shunt, Microprocessor based Release ET2B, Frame size 1, Isc=Icu=50kA@440V AC, Icw=50kA for 1s
14908 | 800A TP 50kA EDO SPS ACB with O/C,S/C protection & 415V AC Motor, 415V AC Closing, 415V AC Shunt, Microprocessor based Release ET2B, Frame size 1, Isc=Icu=50kA@440V AC, Icw=50kA for 1s | ACB | LV_Switchgear | SPS08F3PEW2B_415VAC-M_415VAC-CC_415VAC-ST | SCHNEIDER | 800A | 50kA | Nos. | None | Inventory | 800A TP 50kA EDO SPS ACB with O/C,S/C protection & 415V AC Motor, 415V AC Closing, 415V AC Shunt, Microprocessor based Release ET2B, Frame size 1, Isc=Icu=50kA@440V AC, Icw=50kA for 1s
14909 | 800A TP 50kA EDO SPS ACB with O/C,S/C protection & 48V DC Motor, 48V DC Closing, 48V DC Shunt, Microprocessor based Release ET2B, Frame size 1, Isc=Icu=50kA@440V AC, Icw=50kA for 1s | ACB | LV_Switchgear | SPS08F3PEW2B_48VDC-M_48VDC-CC_48VDC-ST | SCHNEIDER | 800A | 50kA | Nos. | None | Inventory | 800A TP 50kA EDO SPS ACB with O/C,S/C protection & 48V DC Motor, 48V DC Closing, 48V DC Shunt, Microprocessor based Release ET2B, Frame size 1, Isc=Icu=50kA@440V AC, Icw=50kA for 1s
14910 | 800A TP 50kA EDO SPS ACB with O/C,S/C,E/F protection & 110V AC Motor, 110V AC Closing, 110V AC Shunt, Microprocessor based Release ET6G, Frame size 1, Isc=Icu=50kA@440V AC, Icw=50kA for 1s | ACB | LV_Switchgear | SPS08F3PEW6L_110VAC-M_110VAC-CC_110VAC-ST | SCHNEIDER | 800A | 50kA | Nos. | None | Inventory | 800A TP 50kA EDO SPS ACB with O/C,S/C,E/F protection & 110V AC Motor, 110V AC Closing, 110V AC Shunt, Microprocessor based Release ET6G, Frame size 1, Isc=Icu=50kA@440V AC, Icw=50kA for 1s
14911 | 800A TP 50kA EDO SPS ACB with O/C,S/C,E/F protection & 110V DC Motor, 110V DC Closing, 110V DC Shunt, Microprocessor based Release ET6G, Frame size 1, Isc=Icu=50kA@440V AC, Icw=50kA for 1s | ACB | LV_Switchgear | SPS08F3PEW6L_110VDC-M_110VDC-CC_110VDC-ST | SCHNEIDER | 800A | 50kA | Nos. | None | Inventory | 800A TP 50kA EDO SPS ACB with O/C,S/C,E/F protection & 110V DC Motor, 110V DC Closing, 110V DC Shunt, Microprocessor based Release ET6G, Frame size 1, Isc=Icu=50kA@440V AC, Icw=50kA for 1s
14912 | 800A TP 50kA EDO SPS ACB with O/C,S/C,E/F protection & 240V AC Motor, 240V AC Closing, 240V AC Shunt, Microprocessor based Release ET6G, Frame size 1, Isc=Icu=50kA@440V AC, Icw=50kA for 1s | ACB | LV_Switchgear | SPS08F3PEW6L_240VAC-M_240VAC-CC_240VAC-ST | SCHNEIDER | 800A | 50kA | Nos. | None | Inventory | 800A TP 50kA EDO SPS ACB with O/C,S/C,E/F protection & 240V AC Motor, 240V AC Closing, 240V AC Shunt, Microprocessor based Release ET6G, Frame size 1, Isc=Icu=50kA@440V AC, Icw=50kA for 1s
14913 | 800A TP 50kA EDO SPS ACB with O/C,S/C,E/F protection & 240V DC Motor, 240V DC Closing, 240V DC Shunt, Microprocessor based Release ET6G, Frame size 1, Isc=Icu=50kA@440V AC, Icw=50kA for 1s | ACB | LV_Switchgear | SPS08F3PEW6L_240VDC-M_240VDC-CC_240VDC-ST | SCHNEIDER | 800A | 50kA | Nos. | None | Inventory | 800A TP 50kA EDO SPS ACB with O/C,S/C,E/F protection & 240V DC Motor, 240V DC Closing, 240V DC Shunt, Microprocessor based Release ET6G, Frame size 1, Isc=Icu=50kA@440V AC, Icw=50kA for 1s
14914 | 800A TP 50kA EDO SPS ACB with O/C,S/C,E/F protection & 24V DC Motor, 24V DC Closing, 24V DC Shunt, Microprocessor based Release ET6G, Frame size 1, Isc=Icu=50kA@440V AC, Icw=50kA for 1s | ACB | LV_Switchgear | SPS08F3PEW6L_24VDC-M_24VDC-CC_24VDC-ST | SCHNEIDER | 800A | 50kA | Nos. | None | Inventory | 800A TP 50kA EDO SPS ACB with O/C,S/C,E/F protection & 24V DC Motor, 24V DC Closing, 24V DC Shunt, Microprocessor based Release ET6G, Frame size 1, Isc=Icu=50kA@440V AC, Icw=50kA for 1s
14915 | 800A TP 50kA EDO SPS ACB with O/C,S/C,E/F protection & 415V AC Motor, 415V AC Closing, 415V AC Shunt, Microprocessor based Release ET6G, Frame size 1, Isc=Icu=50kA@440V AC, Icw=50kA for 1s | ACB | LV_Switchgear | SPS08F3PEW6L_415VAC-M_415VAC-CC_415VAC-ST | SCHNEIDER | 800A | 50kA | Nos. | None | Inventory | 800A TP 50kA EDO SPS ACB with O/C,S/C,E/F protection & 415V AC Motor, 415V AC Closing, 415V AC Shunt, Microprocessor based Release ET6G, Frame size 1, Isc=Icu=50kA@440V AC, Icw=50kA for 1s
14916 | 800A TP 50kA EDO SPS ACB with O/C,S/C,E/F protection & 48V DC Motor, 48V DC Closing, 48V DC Shunt, Microprocessor based Release ET6G, Frame size 1, Isc=Icu=50kA@440V AC, Icw=50kA for 1s | ACB | LV_Switchgear | SPS08F3PEW6L_48VDC-M_48VDC-CC_48VDC-ST | SCHNEIDER | 800A | 50kA | Nos. | None | Inventory | 800A TP 50kA EDO SPS ACB with O/C,S/C,E/F protection & 48V DC Motor, 48V DC Closing, 48V DC Shunt, Microprocessor based Release ET6G, Frame size 1, Isc=Icu=50kA@440V AC, Icw=50kA for 1s
14917 | 800A TP 50kA MDO SPS ACB without Release, Frame size 1, Ics=Icu=50kA@440V AC, Icw=50kA for 1s | ACB | LV_Switchgear | SPS08F3PMW0D | SCHNEIDER | 800A | 50kA | Nos. | None | Inventory | 800A TP 50kA MDO SPS ACB without Release, Frame size 1, Ics=Icu=50kA@440V AC, Icw=50kA for 1s
14918 | 800A TP 50kA MDO SPS ACB with O/C,S/C protection, Microprocessor based Release ET2B, Frame size 1, Ics=Icu=50kA@440V AC, Icw=50kA for 1s | ACB | LV_Switchgear | SPS08F3PMW2B | SCHNEIDER | 800A | 50kA | Nos. | None | Inventory | 800A TP 50kA MDO SPS ACB with O/C,S/C protection, Microprocessor based Release ET2B, Frame size 1, Ics=Icu=50kA@440V AC, Icw=50kA for 1s
14919 | 800A TP 50kA MDO SPS ACB with O/C,S/C,E/F protection, Microprocessor based Release ET6G, Frame size 1, Ics=Icu=50kA@440V AC, Icw=50kA for 1s | ACB | LV_Switchgear | SPS08F3PMW6L | SCHNEIDER | 800A | 50kA | Nos. | None | Inventory | 800A TP 50kA MDO SPS ACB with O/C,S/C,E/F protection, Microprocessor based Release ET6G, Frame size 1, Ics=Icu=50kA@440V AC, Icw=50kA for 1s
14920 | 800A FP 50kA EDO SPS ACB without Release & 110V AC Motor, 110V AC Closing, 110V AC Shunt, Frame size 1, Isc=Icu=50kA@440V AC, Icw=50kA for 1s | ACB | LV_Switchgear | SPS08F4PEW0D_110VAC-M_110VAC-CC_110VAC-ST | SCHNEIDER | 800A | 50kA | Nos. | None | Inventory | 800A FP 50kA EDO SPS ACB without Release & 110V AC Motor, 110V AC Closing, 110V AC Shunt, Frame size 1, Isc=Icu=50kA@440V AC, Icw=50kA for 1s
14921 | 800A FP 50kA EDO SPS ACB without Release & 110V DC Motor, 110V DC Closing, 110V DC Shunt, Frame size 1, Isc=Icu=50kA@440V AC, Icw=50kA for 1s | ACB | LV_Switchgear | SPS08F4PEW0D_110VDC-M_110VDC-CC_110VDC-ST | SCHNEIDER | 800A | 50kA | Nos. | None | Inventory | 800A FP 50kA EDO SPS ACB without Release & 110V DC Motor, 110V DC Closing, 110V DC Shunt, Frame size 1, Isc=Icu=50kA@440V AC, Icw=50kA for 1s
14922 | 800A FP 50kA EDO SPS ACB without Release & 240V AC Motor, 240V AC Closing, 240V AC Shunt, Frame size 1, Isc=Icu=50kA@440V AC, Icw=50kA for 1s | ACB | LV_Switchgear | SPS08F4PEW0D_240VAC-M_240VAC-CC_240VAC-ST | SCHNEIDER | 800A | 50kA | Nos. | None | Inventory | 800A FP 50kA EDO SPS ACB without Release & 240V AC Motor, 240V AC Closing, 240V AC Shunt, Frame size 1, Isc=Icu=50kA@440V AC, Icw=50kA for 1s
14923 | 800A FP 50kA EDO SPS ACB without Release & 240V DC Motor, 240V DC Closing, 240V DC Shunt, Frame size 1, Isc=Icu=50kA@440V AC, Icw=50kA for 1s | ACB | LV_Switchgear | SPS08F4PEW0D_240VDC-M_240VDC-CC_240VDC-ST | SCHNEIDER | 800A | 50kA | Nos. | None | Inventory | 800A FP 50kA EDO SPS ACB without Release & 240V DC Motor, 240V DC Closing, 240V DC Shunt, Frame size 1, Isc=Icu=50kA@440V AC, Icw=50kA for 1s
14924 | 800A FP 50kA EDO SPS ACB without Release & 24V DC Motor, 24V DC Closing, 24V DC Shunt, Frame size 1, Isc=Icu=50kA@440V AC, Icw=50kA for 1s | ACB | LV_Switchgear | SPS08F4PEW0D_24VDC-M_24VDC-CC_24VDC-ST | SCHNEIDER | 800A | 50kA | Nos. | None | Inventory | 800A FP 50kA EDO SPS ACB without Release & 24V DC Motor, 24V DC Closing, 24V DC Shunt, Frame size 1, Isc=Icu=50kA@440V AC, Icw=50kA for 1s
14925 | 800A FP 50kA EDO SPS ACB without Release & 415V AC Motor, 415V AC Closing, 415V AC Shunt, Frame size 1, Isc=Icu=50kA@440V AC, Icw=50kA for 1s | ACB | LV_Switchgear | SPS08F4PEW0D_415VAC-M_415VAC-CC_415VAC-ST | SCHNEIDER | 800A | 50kA | Nos. | None | Inventory | 800A FP 50kA EDO SPS ACB without Release & 415V AC Motor, 415V AC Closing, 415V AC Shunt, Frame size 1, Isc=Icu=50kA@440V AC, Icw=50kA for 1s
14926 | 800A FP 50kA EDO SPS ACB without Release & 48V DC Motor, 48V DC Closing, 48V DC Shunt, Frame size 1, Isc=Icu=50kA@440V AC, Icw=50kA for 1s | ACB | LV_Switchgear | SPS08F4PEW0D_48VDC-M_48VDC-CC_48VDC-ST | SCHNEIDER | 800A | 50kA | Nos. | None | Inventory | 800A FP 50kA EDO SPS ACB without Release & 48V DC Motor, 48V DC Closing, 48V DC Shunt, Frame size 1, Isc=Icu=50kA@440V AC, Icw=50kA for 1s
14927 | 800A FP 50kA EDO SPS ACB with O/C,S/C protection & 110V AC Motor, 110V AC Closing, 110V AC Shunt, Microprocessor based Release ET2B, Frame size 1, Isc=Icu=50kA@440V AC, Icw=50kA for 1s | ACB | LV_Switchgear | SPS08F4PEW2B_110VAC-M_110VAC-CC_110VAC-ST | SCHNEIDER | 800A | 50kA | Nos. | None | Inventory | 800A FP 50kA EDO SPS ACB with O/C,S/C protection & 110V AC Motor, 110V AC Closing, 110V AC Shunt, Microprocessor based Release ET2B, Frame size 1, Isc=Icu=50kA@440V AC, Icw=50kA for 1s
14928 | 800A FP 50kA EDO SPS ACB with O/C,S/C protection & 110V DC Motor, 110V DC Closing, 110V DC Shunt, Microprocessor based Release ET2B, Frame size 1, Isc=Icu=50kA@440V AC, Icw=50kA for 1s | ACB | LV_Switchgear | SPS08F4PEW2B_110VDC-M_110VDC-CC_110VDC-ST | SCHNEIDER | 800A | 50kA | Nos. | None | Inventory | 800A FP 50kA EDO SPS ACB with O/C,S/C protection & 110V DC Motor, 110V DC Closing, 110V DC Shunt, Microprocessor based Release ET2B, Frame size 1, Isc=Icu=50kA@440V AC, Icw=50kA for 1s
14929 | 800A FP 50kA EDO SPS ACB with O/C,S/C protection & 240V AC Motor, 240V AC Closing, 240V AC Shunt, Microprocessor based Release ET2B, Frame size 1, Isc=Icu=50kA@440V AC, Icw=50kA for 1s | ACB | LV_Switchgear | SPS08F4PEW2B_240VAC-M_240VAC-CC_240VAC-ST | SCHNEIDER | 800A | 50kA | Nos. | None | Inventory | 800A FP 50kA EDO SPS ACB with O/C,S/C protection & 240V AC Motor, 240V AC Closing, 240V AC Shunt, Microprocessor based Release ET2B, Frame size 1, Isc=Icu=50kA@440V AC, Icw=50kA for 1s
14930 | 800A FP 50kA EDO SPS ACB with O/C,S/C protection & 240V DC Motor, 240V DC Closing, 240V DC Shunt, Microprocessor based Release ET2B, Frame size 1, Isc=Icu=50kA@440V AC, Icw=50kA for 1s | ACB | LV_Switchgear | SPS08F4PEW2B_240VDC-M_240VDC-CC_240VDC-ST | SCHNEIDER | 800A | 50kA | Nos. | None | Inventory | 800A FP 50kA EDO SPS ACB with O/C,S/C protection & 240V DC Motor, 240V DC Closing, 240V DC Shunt, Microprocessor based Release ET2B, Frame size 1, Isc=Icu=50kA@440V AC, Icw=50kA for 1s
14931 | 800A FP 50kA EDO SPS ACB with O/C,S/C protection & 24V DC Motor, 24V DC Closing, 24V DC Shunt, Microprocessor based Release ET2B, Frame size 1, Isc=Icu=50kA@440V AC, Icw=50kA for 1s | ACB | LV_Switchgear | SPS08F4PEW2B_24VDC-M_24VDC-CC_24VDC-ST | SCHNEIDER | 800A | 50kA | Nos. | None | Inventory | 800A FP 50kA EDO SPS ACB with O/C,S/C protection & 24V DC Motor, 24V DC Closing, 24V DC Shunt, Microprocessor based Release ET2B, Frame size 1, Isc=Icu=50kA@440V AC, Icw=50kA for 1s
14932 | 800A FP 50kA EDO SPS ACB with O/C,S/C protection & 415V AC Motor, 415V AC Closing, 415V AC Shunt, Microprocessor based Release ET2B, Frame size 1, Isc=Icu=50kA@440V AC, Icw=50kA for 1s | ACB | LV_Switchgear | SPS08F4PEW2B_415VAC-M_415VAC-CC_415VAC-ST | SCHNEIDER | 800A | 50kA | Nos. | None | Inventory | 800A FP 50kA EDO SPS ACB with O/C,S/C protection & 415V AC Motor, 415V AC Closing, 415V AC Shunt, Microprocessor based Release ET2B, Frame size 1, Isc=Icu=50kA@440V AC, Icw=50kA for 1s
14933 | 800A FP 50kA EDO SPS ACB with O/C,S/C protection & 48V DC Motor, 48V DC Closing, 48V DC Shunt, Microprocessor based Release ET2B, Frame size 1, Isc=Icu=50kA@440V AC, Icw=50kA for 1s | ACB | LV_Switchgear | SPS08F4PEW2B_48VDC-M_48VDC-CC_48VDC-ST | SCHNEIDER | 800A | 50kA | Nos. | None | Inventory | 800A FP 50kA EDO SPS ACB with O/C,S/C protection & 48V DC Motor, 48V DC Closing, 48V DC Shunt, Microprocessor based Release ET2B, Frame size 1, Isc=Icu=50kA@440V AC, Icw=50kA for 1s
14934 | 800A FP 50kA EDO SPS ACB with O/C,S/C,E/F protection & 110V AC Motor, 110V AC Closing, 110V AC Shunt, Microprocessor based Release ET6G, Frame size 1, Isc=Icu=50kA@440V AC, Icw=50kA for 1s | ACB | LV_Switchgear | SPS08F4PEW6L_110VAC-M_110VAC-CC_110VAC-ST | SCHNEIDER | 800A | 50kA | Nos. | None | Inventory | 800A FP 50kA EDO SPS ACB with O/C,S/C,E/F protection & 110V AC Motor, 110V AC Closing, 110V AC Shunt, Microprocessor based Release ET6G, Frame size 1, Isc=Icu=50kA@440V AC, Icw=50kA for 1s
14935 | 800A FP 50kA EDO SPS ACB with O/C,S/C,E/F protection & 110V DC Motor, 110V DC Closing, 110V DC Shunt, Microprocessor based Release ET6G, Frame size 1, Isc=Icu=50kA@440V AC, Icw=50kA for 1s | ACB | LV_Switchgear | SPS08F4PEW6L_110VDC-M_110VDC-CC_110VDC-ST | SCHNEIDER | 800A | 50kA | Nos. | None | Inventory | 800A FP 50kA EDO SPS ACB with O/C,S/C,E/F protection & 110V DC Motor, 110V DC Closing, 110V DC Shunt, Microprocessor based Release ET6G, Frame size 1, Isc=Icu=50kA@440V AC, Icw=50kA for 1s
14936 | 800A FP 50kA EDO SPS ACB with O/C,S/C,E/F protection & 240V AC Motor, 240V AC Closing, 240V AC Shunt, Microprocessor based Release ET6G, Frame size 1, Isc=Icu=50kA@440V AC, Icw=50kA for 1s | ACB | LV_Switchgear | SPS08F4PEW6L_240VAC-M_240VAC-CC_240VAC-ST | SCHNEIDER | 800A | 50kA | Nos. | None | Inventory | 800A FP 50kA EDO SPS ACB with O/C,S/C,E/F protection & 240V AC Motor, 240V AC Closing, 240V AC Shunt, Microprocessor based Release ET6G, Frame size 1, Isc=Icu=50kA@440V AC, Icw=50kA for 1s
14937 | 800A FP 50kA EDO SPS ACB with O/C,S/C,E/F protection & 240V DC Motor, 240V DC Closing, 240V DC Shunt, Microprocessor based Release ET6G, Frame size 1, Isc=Icu=50kA@440V AC, Icw=50kA for 1s | ACB | LV_Switchgear | SPS08F4PEW6L_240VDC-M_240VDC-CC_240VDC-ST | SCHNEIDER | 800A | 50kA | Nos. | None | Inventory | 800A FP 50kA EDO SPS ACB with O/C,S/C,E/F protection & 240V DC Motor, 240V DC Closing, 240V DC Shunt, Microprocessor based Release ET6G, Frame size 1, Isc=Icu=50kA@440V AC, Icw=50kA for 1s
14938 | 800A FP 50kA EDO SPS ACB with O/C,S/C,E/F protection & 24V DC Motor, 24V DC Closing, 24V DC Shunt, Microprocessor based Release ET6G, Frame size 1, Isc=Icu=50kA@440V AC, Icw=50kA for 1s | ACB | LV_Switchgear | SPS08F4PEW6L_24VDC-M_24VDC-CC_24VDC-ST | SCHNEIDER | 800A | 50kA | Nos. | None | Inventory | 800A FP 50kA EDO SPS ACB with O/C,S/C,E/F protection & 24V DC Motor, 24V DC Closing, 24V DC Shunt, Microprocessor based Release ET6G, Frame size 1, Isc=Icu=50kA@440V AC, Icw=50kA for 1s
14939 | 800A FP 50kA EDO SPS ACB with O/C,S/C,E/F protection & 415V AC Motor, 415V AC Closing, 415V AC Shunt, Microprocessor based Release ET6G, Frame size 1, Isc=Icu=50kA@440V AC, Icw=50kA for 1s | ACB | LV_Switchgear | SPS08F4PEW6L_415VAC-M_415VAC-CC_415VAC-ST | SCHNEIDER | 800A | 50kA | Nos. | None | Inventory | 800A FP 50kA EDO SPS ACB with O/C,S/C,E/F protection & 415V AC Motor, 415V AC Closing, 415V AC Shunt, Microprocessor based Release ET6G, Frame size 1, Isc=Icu=50kA@440V AC, Icw=50kA for 1s
14940 | 800A FP 50kA EDO SPS ACB with O/C,S/C,E/F protection & 48V DC Motor, 48V DC Closing, 48V DC Shunt, Microprocessor based Release ET6G, Frame size 1, Isc=Icu=50kA@440V AC, Icw=50kA for 1s | ACB | LV_Switchgear | SPS08F4PEW6L_48VDC-M_48VDC-CC_48VDC-ST | SCHNEIDER | 800A | 50kA | Nos. | None | Inventory | 800A FP 50kA EDO SPS ACB with O/C,S/C,E/F protection & 48V DC Motor, 48V DC Closing, 48V DC Shunt, Microprocessor based Release ET6G, Frame size 1, Isc=Icu=50kA@440V AC, Icw=50kA for 1s
14941 | 800A FP 50kA MDO SPS ACB without Release, Frame size 1, Ics=Icu=50kA@440V AC, Icw=50kA for 1s | ACB | LV_Switchgear | SPS08F4PMW0D | SCHNEIDER | 800A | 50kA | Nos. | None | Inventory | 800A FP 50kA MDO SPS ACB without Release, Frame size 1, Ics=Icu=50kA@440V AC, Icw=50kA for 1s
14942 | 800A FP 50kA MDO SPS ACB with O/C,S/C protection, Microprocessor based Release ET2B, Frame size 1, Ics=Icu=50kA@440V AC, Icw=50kA for 1s | ACB | LV_Switchgear | SPS08F4PMW2B | SCHNEIDER | 800A | 50kA | Nos. | None | Inventory | 800A FP 50kA MDO SPS ACB with O/C,S/C protection, Microprocessor based Release ET2B, Frame size 1, Ics=Icu=50kA@440V AC, Icw=50kA for 1s
14943 | 800A FP 50kA MDO SPS ACB with O/C,S/C,E/F protection, Microprocessor based Release ET6G, Frame size 1, Ics=Icu=50kA@440V AC, Icw=50kA for 1s | ACB | LV_Switchgear | SPS08F4PMW6L | SCHNEIDER | 800A | 50kA | Nos. | None | Inventory | 800A FP 50kA MDO SPS ACB with O/C,S/C,E/F protection, Microprocessor based Release ET6G, Frame size 1, Ics=Icu=50kA@440V AC, Icw=50kA for 1s
14944 | 1000A TP 50kA EDO SPS ACB without Release & 110V AC Motor, 110V AC Closing, 110V AC Shunt, Frame size 1, Isc=Icu=50kA@440V AC, Icw=50kA for 1s | ACB | LV_Switchgear | SPS10F3PEW0D_110VAC-M_110VAC-CC_110VAC-ST | SCHNEIDER | 1000A | 50kA | Nos. | None | Inventory | 1000A TP 50kA EDO SPS ACB without Release & 110V AC Motor, 110V AC Closing, 110V AC Shunt, Frame size 1, Isc=Icu=50kA@440V AC, Icw=50kA for 1s
14945 | 1000A TP 50kA EDO SPS ACB without Release & 110V DC Motor, 110V DC Closing, 110V DC Shunt, Frame size 1, Isc=Icu=50kA@440V AC, Icw=50kA for 1s | ACB | LV_Switchgear | SPS10F3PEW0D_110VDC-M_110VDC-CC_110VDC-ST | SCHNEIDER | 1000A | 50kA | Nos. | None | Inventory | 1000A TP 50kA EDO SPS ACB without Release & 110V DC Motor, 110V DC Closing, 110V DC Shunt, Frame size 1, Isc=Icu=50kA@440V AC, Icw=50kA for 1s
14946 | 1000A TP 50kA EDO SPS ACB without Release & 240V AC Motor, 240V AC Closing, 240V AC Shunt, Frame size 1, Isc=Icu=50kA@440V AC, Icw=50kA for 1s | ACB | LV_Switchgear | SPS10F3PEW0D_240VAC-M_240VAC-CC_240VAC-ST | SCHNEIDER | 1000A | 50kA | Nos. | None | Inventory | 1000A TP 50kA EDO SPS ACB without Release & 240V AC Motor, 240V AC Closing, 240V AC Shunt, Frame size 1, Isc=Icu=50kA@440V AC, Icw=50kA for 1s
14947 | 1000A TP 50kA EDO SPS ACB without Release & 240V DC Motor, 240V DC Closing, 240V DC Shunt, Frame size 1, Isc=Icu=50kA@440V AC, Icw=50kA for 1s | ACB | LV_Switchgear | SPS10F3PEW0D_240VDC-M_240VDC-CC_240VDC-ST | SCHNEIDER | 1000A | 50kA | Nos. | None | Inventory | 1000A TP 50kA EDO SPS ACB without Release & 240V DC Motor, 240V DC Closing, 240V DC Shunt, Frame size 1, Isc=Icu=50kA@440V AC, Icw=50kA for 1s
14948 | 1000A TP 50kA EDO SPS ACB without Release & 24V DC Motor, 24V DC Closing, 24V DC Shunt, Frame size 1, Isc=Icu=50kA@440V AC, Icw=50kA for 1s | ACB | LV_Switchgear | SPS10F3PEW0D_24VDC-M_24VDC-CC_24VDC-ST | SCHNEIDER | 1000A | 50kA | Nos. | None | Inventory | 1000A TP 50kA EDO SPS ACB without Release & 24V DC Motor, 24V DC Closing, 24V DC Shunt, Frame size 1, Isc=Icu=50kA@440V AC, Icw=50kA for 1s
14949 | 1000A TP 50kA EDO SPS ACB without Release & 415V AC Motor, 415V AC Closing, 415V AC Shunt, Frame size 1, Isc=Icu=50kA@440V AC, Icw=50kA for 1s | ACB | LV_Switchgear | SPS10F3PEW0D_415VAC-M_415VAC-CC_415VAC-ST | SCHNEIDER | 1000A | 50kA | Nos. | None | Inventory | 1000A TP 50kA EDO SPS ACB without Release & 415V AC Motor, 415V AC Closing, 415V AC Shunt, Frame size 1, Isc=Icu=50kA@440V AC, Icw=50kA for 1s
14950 | 1000A TP 50kA EDO SPS ACB without Release & 48V DC Motor, 48V DC Closing, 48V DC Shunt, Frame size 1, Isc=Icu=50kA@440V AC, Icw=50kA for 1s | ACB | LV_Switchgear | SPS10F3PEW0D_48VDC-M_48VDC-CC_48VDC-ST | SCHNEIDER | 1000A | 50kA | Nos. | None | Inventory | 1000A TP 50kA EDO SPS ACB without Release & 48V DC Motor, 48V DC Closing, 48V DC Shunt, Frame size 1, Isc=Icu=50kA@440V AC, Icw=50kA for 1s
14951 | 1000A TP 50kA EDO SPS ACB with O/C,S/C protection & 110V AC Motor, 110V AC Closing, 110V AC Shunt, Microprocessor based Release ET2B, Frame size 1, Isc=Icu=50kA@440V AC, Icw=50kA for 1s | ACB | LV_Switchgear | SPS10F3PEW2B_110VAC-M_110VAC-CC_110VAC-ST | SCHNEIDER | 1000A | 50kA | Nos. | None | Inventory | 1000A TP 50kA EDO SPS ACB with O/C,S/C protection & 110V AC Motor, 110V AC Closing, 110V AC Shunt, Microprocessor based Release ET2B, Frame size 1, Isc=Icu=50kA@440V AC, Icw=50kA for 1s
14952 | 1000A TP 50kA EDO SPS ACB with O/C,S/C protection & 110V DC Motor, 110V DC Closing, 110V DC Shunt, Microprocessor based Release ET2B, Frame size 1, Isc=Icu=50kA@440V AC, Icw=50kA for 1s | ACB | LV_Switchgear | SPS10F3PEW2B_110VDC-M_110VDC-CC_110VDC-ST | SCHNEIDER | 1000A | 50kA | Nos. | None | Inventory | 1000A TP 50kA EDO SPS ACB with O/C,S/C protection & 110V DC Motor, 110V DC Closing, 110V DC Shunt, Microprocessor based Release ET2B, Frame size 1, Isc=Icu=50kA@440V AC, Icw=50kA for 1s
14953 | 1000A TP 50kA EDO SPS ACB with O/C,S/C protection & 240V AC Motor, 240V AC Closing, 240V AC Shunt, Microprocessor based Release ET2B, Frame size 1, Isc=Icu=50kA@440V AC, Icw=50kA for 1s | ACB | LV_Switchgear | SPS10F3PEW2B_240VAC-M_240VAC-CC_240VAC-ST | SCHNEIDER | 1000A | 50kA | Nos. | None | Inventory | 1000A TP 50kA EDO SPS ACB with O/C,S/C protection & 240V AC Motor, 240V AC Closing, 240V AC Shunt, Microprocessor based Release ET2B, Frame size 1, Isc=Icu=50kA@440V AC, Icw=50kA for 1s
14954 | 1000A TP 50kA EDO SPS ACB with O/C,S/C protection & 240V DC Motor, 240V DC Closing, 240V DC Shunt, Microprocessor based Release ET2B, Frame size 1, Isc=Icu=50kA@440V AC, Icw=50kA for 1s | ACB | LV_Switchgear | SPS10F3PEW2B_240VDC-M_240VDC-CC_240VDC-ST | SCHNEIDER | 1000A | 50kA | Nos. | None | Inventory | 1000A TP 50kA EDO SPS ACB with O/C,S/C protection & 240V DC Motor, 240V DC Closing, 240V DC Shunt, Microprocessor based Release ET2B, Frame size 1, Isc=Icu=50kA@440V AC, Icw=50kA for 1s
14955 | 1000A TP 50kA EDO SPS ACB with O/C,S/C protection & 24V DC Motor, 24V DC Closing, 24V DC Shunt, Microprocessor based Release ET2B, Frame size 1, Isc=Icu=50kA@440V AC, Icw=50kA for 1s | ACB | LV_Switchgear | SPS10F3PEW2B_24VDC-M_24VDC-CC_24VDC-ST | SCHNEIDER | 1000A | 50kA | Nos. | None | Inventory | 1000A TP 50kA EDO SPS ACB with O/C,S/C protection & 24V DC Motor, 24V DC Closing, 24V DC Shunt, Microprocessor based Release ET2B, Frame size 1, Isc=Icu=50kA@440V AC, Icw=50kA for 1s
14956 | 1000A TP 50kA EDO SPS ACB with O/C,S/C protection & 415V AC Motor, 415V AC Closing, 415V AC Shunt, Microprocessor based Release ET2B, Frame size 1, Isc=Icu=50kA@440V AC, Icw=50kA for 1s | ACB | LV_Switchgear | SPS10F3PEW2B_415VAC-M_415VAC-CC_415VAC-ST | SCHNEIDER | 1000A | 50kA | Nos. | None | Inventory | 1000A TP 50kA EDO SPS ACB with O/C,S/C protection & 415V AC Motor, 415V AC Closing, 415V AC Shunt, Microprocessor based Release ET2B, Frame size 1, Isc=Icu=50kA@440V AC, Icw=50kA for 1s
14957 | 1000A TP 50kA EDO SPS ACB with O/C,S/C protection & 48V DC Motor, 48V DC Closing, 48V DC Shunt, Microprocessor based Release ET2B, Frame size 1, Isc=Icu=50kA@440V AC, Icw=50kA for 1s | ACB | LV_Switchgear | SPS10F3PEW2B_48VDC-M_48VDC-CC_48VDC-ST | SCHNEIDER | 1000A | 50kA | Nos. | None | Inventory | 1000A TP 50kA EDO SPS ACB with O/C,S/C protection & 48V DC Motor, 48V DC Closing, 48V DC Shunt, Microprocessor based Release ET2B, Frame size 1, Isc=Icu=50kA@440V AC, Icw=50kA for 1s
14958 | 1000A TP 50kA EDO SPS ACB with O/C,S/C,E/F protection & 110V AC Motor, 110V AC Closing, 110V AC Shunt, Microprocessor based Release ET6G, Frame size 1, Isc=Icu=50kA@440V AC, Icw=50kA for 1s | ACB | LV_Switchgear | SPS10F3PEW6L_110VAC-M_110VAC-CC_110VAC-ST | SCHNEIDER | 1000A | 50kA | Nos. | None | Inventory | 1000A TP 50kA EDO SPS ACB with O/C,S/C,E/F protection & 110V AC Motor, 110V AC Closing, 110V AC Shunt, Microprocessor based Release ET6G, Frame size 1, Isc=Icu=50kA@440V AC, Icw=50kA for 1s
14959 | 1000A TP 50kA EDO SPS ACB with O/C,S/C,E/F protection & 110V DC Motor, 110V DC Closing, 110V DC Shunt, Microprocessor based Release ET6G, Frame size 1, Isc=Icu=50kA@440V AC, Icw=50kA for 1s | ACB | LV_Switchgear | SPS10F3PEW6L_110VDC-M_110VDC-CC_110VDC-ST | SCHNEIDER | 1000A | 50kA | Nos. | None | Inventory | 1000A TP 50kA EDO SPS ACB with O/C,S/C,E/F protection & 110V DC Motor, 110V DC Closing, 110V DC Shunt, Microprocessor based Release ET6G, Frame size 1, Isc=Icu=50kA@440V AC, Icw=50kA for 1s
14960 | 1000A TP 50kA EDO SPS ACB with O/C,S/C,E/F protection & 240V AC Motor, 240V AC Closing, 240V AC Shunt, Microprocessor based Release ET6G, Frame size 1, Isc=Icu=50kA@440V AC, Icw=50kA for 1s | ACB | LV_Switchgear | SPS10F3PEW6L_240VAC-M_240VAC-CC_240VAC-ST | SCHNEIDER | 1000A | 50kA | Nos. | None | Inventory | 1000A TP 50kA EDO SPS ACB with O/C,S/C,E/F protection & 240V AC Motor, 240V AC Closing, 240V AC Shunt, Microprocessor based Release ET6G, Frame size 1, Isc=Icu=50kA@440V AC, Icw=50kA for 1s
14961 | 1000A TP 50kA EDO SPS ACB with O/C,S/C,E/F protection & 240V DC Motor, 240V DC Closing, 240V DC Shunt, Microprocessor based Release ET6G, Frame size 1, Isc=Icu=50kA@440V AC, Icw=50kA for 1s | ACB | LV_Switchgear | SPS10F3PEW6L_240VDC-M_240VDC-CC_240VDC-ST | SCHNEIDER | 1000A | 50kA | Nos. | None | Inventory | 1000A TP 50kA EDO SPS ACB with O/C,S/C,E/F protection & 240V DC Motor, 240V DC Closing, 240V DC Shunt, Microprocessor based Release ET6G, Frame size 1, Isc=Icu=50kA@440V AC, Icw=50kA for 1s
14962 | 1000A TP 50kA EDO SPS ACB with O/C,S/C,E/F protection & 24V DC Motor, 24V DC Closing, 24V DC Shunt, Microprocessor based Release ET6G, Frame size 1, Isc=Icu=50kA@440V AC, Icw=50kA for 1s | ACB | LV_Switchgear | SPS10F3PEW6L_24VDC-M_24VDC-CC_24VDC-ST | SCHNEIDER | 1000A | 50kA | Nos. | None | Inventory | 1000A TP 50kA EDO SPS ACB with O/C,S/C,E/F protection & 24V DC Motor, 24V DC Closing, 24V DC Shunt, Microprocessor based Release ET6G, Frame size 1, Isc=Icu=50kA@440V AC, Icw=50kA for 1s
14963 | 1000A TP 50kA EDO SPS ACB with O/C,S/C,E/F protection & 415V AC Motor, 415V AC Closing, 415V AC Shunt, Microprocessor based Release ET6G, Frame size 1, Isc=Icu=50kA@440V AC, Icw=50kA for 1s | ACB | LV_Switchgear | SPS10F3PEW6L_415VAC-M_415VAC-CC_415VAC-ST | SCHNEIDER | 1000A | 50kA | Nos. | None | Inventory | 1000A TP 50kA EDO SPS ACB with O/C,S/C,E/F protection & 415V AC Motor, 415V AC Closing, 415V AC Shunt, Microprocessor based Release ET6G, Frame size 1, Isc=Icu=50kA@440V AC, Icw=50kA for 1s
14964 | 1000A TP 50kA EDO SPS ACB with O/C,S/C,E/F protection & 48V DC Motor, 48V DC Closing, 48V DC Shunt, Microprocessor based Release ET6G, Frame size 1, Isc=Icu=50kA@440V AC, Icw=50kA for 1s | ACB | LV_Switchgear | SPS10F3PEW6L_48VDC-M_48VDC-CC_48VDC-ST | SCHNEIDER | 1000A | 50kA | Nos. | None | Inventory | 1000A TP 50kA EDO SPS ACB with O/C,S/C,E/F protection & 48V DC Motor, 48V DC Closing, 48V DC Shunt, Microprocessor based Release ET6G, Frame size 1, Isc=Icu=50kA@440V AC, Icw=50kA for 1s
14965 | 1000A TP 50kA MDO SPS ACB without Release, Frame size 1, Ics=Icu=50kA@440V AC, Icw=50kA for 1s | ACB | LV_Switchgear | SPS10F3PMW0D | SCHNEIDER | 1000A | 50kA | Nos. | None | Inventory | 1000A TP 50kA MDO SPS ACB without Release, Frame size 1, Ics=Icu=50kA@440V AC, Icw=50kA for 1s
14966 | 1000A TP 50kA MDO SPS ACB with O/C,S/C protection, Microprocessor based Release ET2B, Frame size 1, Ics=Icu=50kA@440V AC, Icw=50kA for 1s | ACB | LV_Switchgear | SPS10F3PMW2B | SCHNEIDER | 1000A | 50kA | Nos. | None | Inventory | 1000A TP 50kA MDO SPS ACB with O/C,S/C protection, Microprocessor based Release ET2B, Frame size 1, Ics=Icu=50kA@440V AC, Icw=50kA for 1s
14967 | 1000A TP 50kA MDO SPS ACB with O/C,S/C,E/F protection, Microprocessor based Release ET6G, Frame size 1, Ics=Icu=50kA@440V AC, Icw=50kA for 1s | ACB | LV_Switchgear | SPS10F3PMW6L | SCHNEIDER | 1000A | 50kA | Nos. | None | Inventory | 1000A TP 50kA MDO SPS ACB with O/C,S/C,E/F protection, Microprocessor based Release ET6G, Frame size 1, Ics=Icu=50kA@440V AC, Icw=50kA for 1s
14968 | 1000A FP 50kA EDO SPS ACB without Release & 110V AC Motor, 110V AC Closing, 110V AC Shunt, Frame size 1, Isc=Icu=50kA@440V AC, Icw=50kA for 1s | ACB | LV_Switchgear | SPS10F4PEW0D_110VAC-M_110VAC-CC_110VAC-ST | SCHNEIDER | 1000A | 50kA | Nos. | None | Inventory | 1000A FP 50kA EDO SPS ACB without Release & 110V AC Motor, 110V AC Closing, 110V AC Shunt, Frame size 1, Isc=Icu=50kA@440V AC, Icw=50kA for 1s
14969 | 1000A FP 50kA EDO SPS ACB without Release & 110V DC Motor, 110V DC Closing, 110V DC Shunt, Frame size 1, Isc=Icu=50kA@440V AC, Icw=50kA for 1s | ACB | LV_Switchgear | SPS10F4PEW0D_110VDC-M_110VDC-CC_110VDC-ST | SCHNEIDER | 1000A | 50kA | Nos. | None | Inventory | 1000A FP 50kA EDO SPS ACB without Release & 110V DC Motor, 110V DC Closing, 110V DC Shunt, Frame size 1, Isc=Icu=50kA@440V AC, Icw=50kA for 1s
14970 | 1000A FP 50kA EDO SPS ACB without Release & 240V AC Motor, 240V AC Closing, 240V AC Shunt, Frame size 1, Isc=Icu=50kA@440V AC, Icw=50kA for 1s | ACB | LV_Switchgear | SPS10F4PEW0D_240VAC-M_240VAC-CC_240VAC-ST | SCHNEIDER | 1000A | 50kA | Nos. | None | Inventory | 1000A FP 50kA EDO SPS ACB without Release & 240V AC Motor, 240V AC Closing, 240V AC Shunt, Frame size 1, Isc=Icu=50kA@440V AC, Icw=50kA for 1s
14971 | 1000A FP 50kA EDO SPS ACB without Release & 240V DC Motor, 240V DC Closing, 240V DC Shunt, Frame size 1, Isc=Icu=50kA@440V AC, Icw=50kA for 1s | ACB | LV_Switchgear | SPS10F4PEW0D_240VDC-M_240VDC-CC_240VDC-ST | SCHNEIDER | 1000A | 50kA | Nos. | None | Inventory | 1000A FP 50kA EDO SPS ACB without Release & 240V DC Motor, 240V DC Closing, 240V DC Shunt, Frame size 1, Isc=Icu=50kA@440V AC, Icw=50kA for 1s
14972 | 1000A FP 50kA EDO SPS ACB without Release & 24V DC Motor, 24V DC Closing, 24V DC Shunt, Frame size 1, Isc=Icu=50kA@440V AC, Icw=50kA for 1s | ACB | LV_Switchgear | SPS10F4PEW0D_24VDC-M_24VDC-CC_24VDC-ST | SCHNEIDER | 1000A | 50kA | Nos. | None | Inventory | 1000A FP 50kA EDO SPS ACB without Release & 24V DC Motor, 24V DC Closing, 24V DC Shunt, Frame size 1, Isc=Icu=50kA@440V AC, Icw=50kA for 1s
14973 | 1000A FP 50kA EDO SPS ACB without Release & 415V AC Motor, 415V AC Closing, 415V AC Shunt, Frame size 1, Isc=Icu=50kA@440V AC, Icw=50kA for 1s | ACB | LV_Switchgear | SPS10F4PEW0D_415VAC-M_415VAC-CC_415VAC-ST | SCHNEIDER | 1000A | 50kA | Nos. | None | Inventory | 1000A FP 50kA EDO SPS ACB without Release & 415V AC Motor, 415V AC Closing, 415V AC Shunt, Frame size 1, Isc=Icu=50kA@440V AC, Icw=50kA for 1s
14974 | 1000A FP 50kA EDO SPS ACB without Release & 48V DC Motor, 48V DC Closing, 48V DC Shunt, Frame size 1, Isc=Icu=50kA@440V AC, Icw=50kA for 1s | ACB | LV_Switchgear | SPS10F4PEW0D_48VDC-M_48VDC-CC_48VDC-ST | SCHNEIDER | 1000A | 50kA | Nos. | None | Inventory | 1000A FP 50kA EDO SPS ACB without Release & 48V DC Motor, 48V DC Closing, 48V DC Shunt, Frame size 1, Isc=Icu=50kA@440V AC, Icw=50kA for 1s
14975 | 1000A FP 50kA EDO SPS ACB with O/C,S/C protection & 110V AC Motor, 110V AC Closing, 110V AC Shunt, Microprocessor based Release ET2B, Frame size 1, Isc=Icu=50kA@440V AC, Icw=50kA for 1s | ACB | LV_Switchgear | SPS10F4PEW2B_110VAC-M_110VAC-CC_110VAC-ST | SCHNEIDER | 1000A | 50kA | Nos. | None | Inventory | 1000A FP 50kA EDO SPS ACB with O/C,S/C protection & 110V AC Motor, 110V AC Closing, 110V AC Shunt, Microprocessor based Release ET2B, Frame size 1, Isc=Icu=50kA@440V AC, Icw=50kA for 1s
14976 | 1000A FP 50kA EDO SPS ACB with O/C,S/C protection & 110V DC Motor, 110V DC Closing, 110V DC Shunt, Microprocessor based Release ET2B, Frame size 1, Isc=Icu=50kA@440V AC, Icw=50kA for 1s | ACB | LV_Switchgear | SPS10F4PEW2B_110VDC-M_110VDC-CC_110VDC-ST | SCHNEIDER | 1000A | 50kA | Nos. | None | Inventory | 1000A FP 50kA EDO SPS ACB with O/C,S/C protection & 110V DC Motor, 110V DC Closing, 110V DC Shunt, Microprocessor based Release ET2B, Frame size 1, Isc=Icu=50kA@440V AC, Icw=50kA for 1s
14977 | 1000A FP 50kA EDO SPS ACB with O/C,S/C protection & 240V AC Motor, 240V AC Closing, 240V AC Shunt, Microprocessor based Release ET2B, Frame size 1, Isc=Icu=50kA@440V AC, Icw=50kA for 1s | ACB | LV_Switchgear | SPS10F4PEW2B_240VAC-M_240VAC-CC_240VAC-ST | SCHNEIDER | 1000A | 50kA | Nos. | None | Inventory | 1000A FP 50kA EDO SPS ACB with O/C,S/C protection & 240V AC Motor, 240V AC Closing, 240V AC Shunt, Microprocessor based Release ET2B, Frame size 1, Isc=Icu=50kA@440V AC, Icw=50kA for 1s
14978 | 1000A FP 50kA EDO SPS ACB with O/C,S/C protection & 240V DC Motor, 240V DC Closing, 240V DC Shunt, Microprocessor based Release ET2B, Frame size 1, Isc=Icu=50kA@440V AC, Icw=50kA for 1s | ACB | LV_Switchgear | SPS10F4PEW2B_240VDC-M_240VDC-CC_240VDC-ST | SCHNEIDER | 1000A | 50kA | Nos. | None | Inventory | 1000A FP 50kA EDO SPS ACB with O/C,S/C protection & 240V DC Motor, 240V DC Closing, 240V DC Shunt, Microprocessor based Release ET2B, Frame size 1, Isc=Icu=50kA@440V AC, Icw=50kA for 1s
14979 | 1000A FP 50kA EDO SPS ACB with O/C,S/C protection & 24V DC Motor, 24V DC Closing, 24V DC Shunt, Microprocessor based Release ET2B, Frame size 1, Isc=Icu=50kA@440V AC, Icw=50kA for 1s | ACB | LV_Switchgear | SPS10F4PEW2B_24VDC-M_24VDC-CC_24VDC-ST | SCHNEIDER | 1000A | 50kA | Nos. | None | Inventory | 1000A FP 50kA EDO SPS ACB with O/C,S/C protection & 24V DC Motor, 24V DC Closing, 24V DC Shunt, Microprocessor based Release ET2B, Frame size 1, Isc=Icu=50kA@440V AC, Icw=50kA for 1s
14980 | 1000A FP 50kA EDO SPS ACB with O/C,S/C protection & 415V AC Motor, 415V AC Closing, 415V AC Shunt, Microprocessor based Release ET2B, Frame size 1, Isc=Icu=50kA@440V AC, Icw=50kA for 1s | ACB | LV_Switchgear | SPS10F4PEW2B_415VAC-M_415VAC-CC_415VAC-ST | SCHNEIDER | 1000A | 50kA | Nos. | None | Inventory | 1000A FP 50kA EDO SPS ACB with O/C,S/C protection & 415V AC Motor, 415V AC Closing, 415V AC Shunt, Microprocessor based Release ET2B, Frame size 1, Isc=Icu=50kA@440V AC, Icw=50kA for 1s
14981 | 1000A FP 50kA EDO SPS ACB with O/C,S/C protection & 48V DC Motor, 48V DC Closing, 48V DC Shunt, Microprocessor based Release ET2B, Frame size 1, Isc=Icu=50kA@440V AC, Icw=50kA for 1s | ACB | LV_Switchgear | SPS10F4PEW2B_48VDC-M_48VDC-CC_48VDC-ST | SCHNEIDER | 1000A | 50kA | Nos. | None | Inventory | 1000A FP 50kA EDO SPS ACB with O/C,S/C protection & 48V DC Motor, 48V DC Closing, 48V DC Shunt, Microprocessor based Release ET2B, Frame size 1, Isc=Icu=50kA@440V AC, Icw=50kA for 1s
14982 | 1000A FP 50kA EDO SPS ACB with O/C,S/C,E/F protection & 110V AC Motor, 110V AC Closing, 110V AC Shunt, Microprocessor based Release ET6G, Frame size 1, Isc=Icu=50kA@440V AC, Icw=50kA for 1s | ACB | LV_Switchgear | SPS10F4PEW6L_110VAC-M_110VAC-CC_110VAC-ST | SCHNEIDER | 1000A | 50kA | Nos. | None | Inventory | 1000A FP 50kA EDO SPS ACB with O/C,S/C,E/F protection & 110V AC Motor, 110V AC Closing, 110V AC Shunt, Microprocessor based Release ET6G, Frame size 1, Isc=Icu=50kA@440V AC, Icw=50kA for 1s
14983 | 1000A FP 50kA EDO SPS ACB with O/C,S/C,E/F protection & 110V DC Motor, 110V DC Closing, 110V DC Shunt, Microprocessor based Release ET6G, Frame size 1, Isc=Icu=50kA@440V AC, Icw=50kA for 1s | ACB | LV_Switchgear | SPS10F4PEW6L_110VDC-M_110VDC-CC_110VDC-ST | SCHNEIDER | 1000A | 50kA | Nos. | None | Inventory | 1000A FP 50kA EDO SPS ACB with O/C,S/C,E/F protection & 110V DC Motor, 110V DC Closing, 110V DC Shunt, Microprocessor based Release ET6G, Frame size 1, Isc=Icu=50kA@440V AC, Icw=50kA for 1s
14984 | 1000A FP 50kA EDO SPS ACB with O/C,S/C,E/F protection & 240V AC Motor, 240V AC Closing, 240V AC Shunt, Microprocessor based Release ET6G, Frame size 1, Isc=Icu=50kA@440V AC, Icw=50kA for 1s | ACB | LV_Switchgear | SPS10F4PEW6L_240VAC-M_240VAC-CC_240VAC-ST | SCHNEIDER | 1000A | 50kA | Nos. | None | Inventory | 1000A FP 50kA EDO SPS ACB with O/C,S/C,E/F protection & 240V AC Motor, 240V AC Closing, 240V AC Shunt, Microprocessor based Release ET6G, Frame size 1, Isc=Icu=50kA@440V AC, Icw=50kA for 1s
14985 | 1000A FP 50kA EDO SPS ACB with O/C,S/C,E/F protection & 240V DC Motor, 240V DC Closing, 240V DC Shunt, Microprocessor based Release ET6G, Frame size 1, Isc=Icu=50kA@440V AC, Icw=50kA for 1s | ACB | LV_Switchgear | SPS10F4PEW6L_240VDC-M_240VDC-CC_240VDC-ST | SCHNEIDER | 1000A | 50kA | Nos. | None | Inventory | 1000A FP 50kA EDO SPS ACB with O/C,S/C,E/F protection & 240V DC Motor, 240V DC Closing, 240V DC Shunt, Microprocessor based Release ET6G, Frame size 1, Isc=Icu=50kA@440V AC, Icw=50kA for 1s
14986 | 1000A FP 50kA EDO SPS ACB with O/C,S/C,E/F protection & 24V DC Motor, 24V DC Closing, 24V DC Shunt, Microprocessor based Release ET6G, Frame size 1, Isc=Icu=50kA@440V AC, Icw=50kA for 1s | ACB | LV_Switchgear | SPS10F4PEW6L_24VDC-M_24VDC-CC_24VDC-ST | SCHNEIDER | 1000A | 50kA | Nos. | None | Inventory | 1000A FP 50kA EDO SPS ACB with O/C,S/C,E/F protection & 24V DC Motor, 24V DC Closing, 24V DC Shunt, Microprocessor based Release ET6G, Frame size 1, Isc=Icu=50kA@440V AC, Icw=50kA for 1s
14987 | 1000A FP 50kA EDO SPS ACB with O/C,S/C,E/F protection & 415V AC Motor, 415V AC Closing, 415V AC Shunt, Microprocessor based Release ET6G, Frame size 1, Isc=Icu=50kA@440V AC, Icw=50kA for 1s | ACB | LV_Switchgear | SPS10F4PEW6L_415VAC-M_415VAC-CC_415VAC-ST | SCHNEIDER | 1000A | 50kA | Nos. | None | Inventory | 1000A FP 50kA EDO SPS ACB with O/C,S/C,E/F protection & 415V AC Motor, 415V AC Closing, 415V AC Shunt, Microprocessor based Release ET6G, Frame size 1, Isc=Icu=50kA@440V AC, Icw=50kA for 1s
14988 | 1000A FP 50kA EDO SPS ACB with O/C,S/C,E/F protection & 48V DC Motor, 48V DC Closing, 48V DC Shunt, Microprocessor based Release ET6G, Frame size 1, Isc=Icu=50kA@440V AC, Icw=50kA for 1s | ACB | LV_Switchgear | SPS10F4PEW6L_48VDC-M_48VDC-CC_48VDC-ST | SCHNEIDER | 1000A | 50kA | Nos. | None | Inventory | 1000A FP 50kA EDO SPS ACB with O/C,S/C,E/F protection & 48V DC Motor, 48V DC Closing, 48V DC Shunt, Microprocessor based Release ET6G, Frame size 1, Isc=Icu=50kA@440V AC, Icw=50kA for 1s
14989 | 1000A FP 50kA MDO SPS ACB without Release, Frame size 1, Ics=Icu=50kA@440V AC, Icw=50kA for 1s | ACB | LV_Switchgear | SPS10F4PMW0D | SCHNEIDER | 1000A | 50kA | Nos. | None | Inventory | 1000A FP 50kA MDO SPS ACB without Release, Frame size 1, Ics=Icu=50kA@440V AC, Icw=50kA for 1s
14990 | 1000A FP 50kA MDO SPS ACB with O/C,S/C protection, Microprocessor based Release ET2B, Frame size 1, Ics=Icu=50kA@440V AC, Icw=50kA for 1s | ACB | LV_Switchgear | SPS10F4PMW2B | SCHNEIDER | 1000A | 50kA | Nos. | None | Inventory | 1000A FP 50kA MDO SPS ACB with O/C,S/C protection, Microprocessor based Release ET2B, Frame size 1, Ics=Icu=50kA@440V AC, Icw=50kA for 1s
14991 | 1000A FP 50kA MDO SPS ACB with O/C,S/C,E/F protection, Microprocessor based Release ET6G, Frame size 1, Ics=Icu=50kA@440V AC, Icw=50kA for 1s | ACB | LV_Switchgear | SPS10F4PMW6L | SCHNEIDER | 1000A | 50kA | Nos. | None | Inventory | 1000A FP 50kA MDO SPS ACB with O/C,S/C,E/F protection, Microprocessor based Release ET6G, Frame size 1, Ics=Icu=50kA@440V AC, Icw=50kA for 1s
14992 | 1250A TP 50kA EDO SPS ACB without Release & 110V AC Motor, 110V AC Closing, 110V AC Shunt, Frame size 1, Isc=Icu=50kA@440V AC, Icw=50kA for 1s | ACB | LV_Switchgear | SPS12F3PEW0D_110VAC-M_110VAC-CC_110VAC-ST | SCHNEIDER | 1250A | 50kA | Nos. | None | Inventory | 1250A TP 50kA EDO SPS ACB without Release & 110V AC Motor, 110V AC Closing, 110V AC Shunt, Frame size 1, Isc=Icu=50kA@440V AC, Icw=50kA for 1s
14993 | 1250A TP 50kA EDO SPS ACB without Release & 110V DC Motor, 110V DC Closing, 110V DC Shunt, Frame size 1, Isc=Icu=50kA@440V AC, Icw=50kA for 1s | ACB | LV_Switchgear | SPS12F3PEW0D_110VDC-M_110VDC-CC_110VDC-ST | SCHNEIDER | 1250A | 50kA | Nos. | None | Inventory | 1250A TP 50kA EDO SPS ACB without Release & 110V DC Motor, 110V DC Closing, 110V DC Shunt, Frame size 1, Isc=Icu=50kA@440V AC, Icw=50kA for 1s
14994 | 1250A TP 50kA EDO SPS ACB without Release & 240V AC Motor, 240V AC Closing, 240V AC Shunt, Frame size 1, Isc=Icu=50kA@440V AC, Icw=50kA for 1s | ACB | LV_Switchgear | SPS12F3PEW0D_240VAC-M_240VAC-CC_240VAC-ST | SCHNEIDER | 1250A | 50kA | Nos. | None | Inventory | 1250A TP 50kA EDO SPS ACB without Release & 240V AC Motor, 240V AC Closing, 240V AC Shunt, Frame size 1, Isc=Icu=50kA@440V AC, Icw=50kA for 1s
14995 | 1250A TP 50kA EDO SPS ACB without Release & 240V DC Motor, 240V DC Closing, 240V DC Shunt, Frame size 1, Isc=Icu=50kA@440V AC, Icw=50kA for 1s | ACB | LV_Switchgear | SPS12F3PEW0D_240VDC-M_240VDC-CC_240VDC-ST | SCHNEIDER | 1250A | 50kA | Nos. | None | Inventory | 1250A TP 50kA EDO SPS ACB without Release & 240V DC Motor, 240V DC Closing, 240V DC Shunt, Frame size 1, Isc=Icu=50kA@440V AC, Icw=50kA for 1s
14996 | 1250A TP 50kA EDO SPS ACB without Release & 24V DC Motor, 24V DC Closing, 24V DC Shunt, Frame size 1, Isc=Icu=50kA@440V AC, Icw=50kA for 1s | ACB | LV_Switchgear | SPS12F3PEW0D_24VDC-M_24VDC-CC_24VDC-ST | SCHNEIDER | 1250A | 50kA | Nos. | None | Inventory | 1250A TP 50kA EDO SPS ACB without Release & 24V DC Motor, 24V DC Closing, 24V DC Shunt, Frame size 1, Isc=Icu=50kA@440V AC, Icw=50kA for 1s
14997 | 1250A TP 50kA EDO SPS ACB without Release & 415V AC Motor, 415V AC Closing, 415V AC Shunt, Frame size 1, Isc=Icu=50kA@440V AC, Icw=50kA for 1s | ACB | LV_Switchgear | SPS12F3PEW0D_415VAC-M_415VAC-CC_415VAC-ST | SCHNEIDER | 1250A | 50kA | Nos. | None | Inventory | 1250A TP 50kA EDO SPS ACB without Release & 415V AC Motor, 415V AC Closing, 415V AC Shunt, Frame size 1, Isc=Icu=50kA@440V AC, Icw=50kA for 1s
14998 | 1250A TP 50kA EDO SPS ACB without Release & 48V DC Motor, 48V DC Closing, 48V DC Shunt, Frame size 1, Isc=Icu=50kA@440V AC, Icw=50kA for 1s | ACB | LV_Switchgear | SPS12F3PEW0D_48VDC-M_48VDC-CC_48VDC-ST | SCHNEIDER | 1250A | 50kA | Nos. | None | Inventory | 1250A TP 50kA EDO SPS ACB without Release & 48V DC Motor, 48V DC Closing, 48V DC Shunt, Frame size 1, Isc=Icu=50kA@440V AC, Icw=50kA for 1s
14999 | 1250A TP 50kA EDO SPS ACB with O/C,S/C protection & 110V AC Motor, 110V AC Closing, 110V AC Shunt, Microprocessor based Release ET2B, Frame size 1, Isc=Icu=50kA@440V AC, Icw=50kA for 1s | ACB | LV_Switchgear | SPS12F3PEW2B_110VAC-M_110VAC-CC_110VAC-ST | SCHNEIDER | 1250A | 50kA | Nos. | None | Inventory | 1250A TP 50kA EDO SPS ACB with O/C,S/C protection & 110V AC Motor, 110V AC Closing, 110V AC Shunt, Microprocessor based Release ET2B, Frame size 1, Isc=Icu=50kA@440V AC, Icw=50kA for 1s
15000 | 1250A TP 50kA EDO SPS ACB with O/C,S/C protection & 110V DC Motor, 110V DC Closing, 110V DC Shunt, Microprocessor based Release ET2B, Frame size 1, Isc=Icu=50kA@440V AC, Icw=50kA for 1s | ACB | LV_Switchgear | SPS12F3PEW2B_110VDC-M_110VDC-CC_110VDC-ST | SCHNEIDER | 1250A | 50kA | Nos. | None | Inventory | 1250A TP 50kA EDO SPS ACB with O/C,S/C protection & 110V DC Motor, 110V DC Closing, 110V DC Shunt, Microprocessor based Release ET2B, Frame size 1, Isc=Icu=50kA@440V AC, Icw=50kA for 1s
15001 | 1250A TP 50kA EDO SPS ACB with O/C,S/C protection & 240V AC Motor, 240V AC Closing, 240V AC Shunt, Microprocessor based Release ET2B, Frame size 1, Isc=Icu=50kA@440V AC, Icw=50kA for 1s | ACB | LV_Switchgear | SPS12F3PEW2B_240VAC-M_240VAC-CC_240VAC-ST | SCHNEIDER | 1250A | 50kA | Nos. | None | Inventory | 1250A TP 50kA EDO SPS ACB with O/C,S/C protection & 240V AC Motor, 240V AC Closing, 240V AC Shunt, Microprocessor based Release ET2B, Frame size 1, Isc=Icu=50kA@440V AC, Icw=50kA for 1s
15002 | 1250A TP 50kA EDO SPS ACB with O/C,S/C protection & 240V DC Motor, 240V DC Closing, 240V DC Shunt, Microprocessor based Release ET2B, Frame size 1, Isc=Icu=50kA@440V AC, Icw=50kA for 1s | ACB | LV_Switchgear | SPS12F3PEW2B_240VDC-M_240VDC-CC_240VDC-ST | SCHNEIDER | 1250A | 50kA | Nos. | None | Inventory | 1250A TP 50kA EDO SPS ACB with O/C,S/C protection & 240V DC Motor, 240V DC Closing, 240V DC Shunt, Microprocessor based Release ET2B, Frame size 1, Isc=Icu=50kA@440V AC, Icw=50kA for 1s
15003 | 1250A TP 50kA EDO SPS ACB with O/C,S/C protection & 24V DC Motor, 24V DC Closing, 24V DC Shunt, Microprocessor based Release ET2B, Frame size 1, Isc=Icu=50kA@440V AC, Icw=50kA for 1s | ACB | LV_Switchgear | SPS12F3PEW2B_24VDC-M_24VDC-CC_24VDC-ST | SCHNEIDER | 1250A | 50kA | Nos. | None | Inventory | 1250A TP 50kA EDO SPS ACB with O/C,S/C protection & 24V DC Motor, 24V DC Closing, 24V DC Shunt, Microprocessor based Release ET2B, Frame size 1, Isc=Icu=50kA@440V AC, Icw=50kA for 1s
15004 | 1250A TP 50kA EDO SPS ACB with O/C,S/C protection & 415V AC Motor, 415V AC Closing, 415V AC Shunt, Microprocessor based Release ET2B, Frame size 1, Isc=Icu=50kA@440V AC, Icw=50kA for 1s | ACB | LV_Switchgear | SPS12F3PEW2B_415VAC-M_415VAC-CC_415VAC-ST | SCHNEIDER | 1250A | 50kA | Nos. | None | Inventory | 1250A TP 50kA EDO SPS ACB with O/C,S/C protection & 415V AC Motor, 415V AC Closing, 415V AC Shunt, Microprocessor based Release ET2B, Frame size 1, Isc=Icu=50kA@440V AC, Icw=50kA for 1s
15005 | 1250A TP 50kA EDO SPS ACB with O/C,S/C protection & 48V DC Motor, 48V DC Closing, 48V DC Shunt, Microprocessor based Release ET2B, Frame size 1, Isc=Icu=50kA@440V AC, Icw=50kA for 1s | ACB | LV_Switchgear | SPS12F3PEW2B_48VDC-M_48VDC-CC_48VDC-ST | SCHNEIDER | 1250A | 50kA | Nos. | None | Inventory | 1250A TP 50kA EDO SPS ACB with O/C,S/C protection & 48V DC Motor, 48V DC Closing, 48V DC Shunt, Microprocessor based Release ET2B, Frame size 1, Isc=Icu=50kA@440V AC, Icw=50kA for 1s
15006 | 1250A TP 50kA EDO SPS ACB with O/C,S/C,E/F protection & 110V AC Motor, 110V AC Closing, 110V AC Shunt, Microprocessor based Release ET6G, Frame size 1, Isc=Icu=50kA@440V AC, Icw=50kA for 1s | ACB | LV_Switchgear | SPS12F3PEW6L_110VAC-M_110VAC-CC_110VAC-ST | SCHNEIDER | 1250A | 50kA | Nos. | None | Inventory | 1250A TP 50kA EDO SPS ACB with O/C,S/C,E/F protection & 110V AC Motor, 110V AC Closing, 110V AC Shunt, Microprocessor based Release ET6G, Frame size 1, Isc=Icu=50kA@440V AC, Icw=50kA for 1s
15007 | 1250A TP 50kA EDO SPS ACB with O/C,S/C,E/F protection & 110V DC Motor, 110V DC Closing, 110V DC Shunt, Microprocessor based Release ET6G, Frame size 1, Isc=Icu=50kA@440V AC, Icw=50kA for 1s | ACB | LV_Switchgear | SPS12F3PEW6L_110VDC-M_110VDC-CC_110VDC-ST | SCHNEIDER | 1250A | 50kA | Nos. | None | Inventory | 1250A TP 50kA EDO SPS ACB with O/C,S/C,E/F protection & 110V DC Motor, 110V DC Closing, 110V DC Shunt, Microprocessor based Release ET6G, Frame size 1, Isc=Icu=50kA@440V AC, Icw=50kA for 1s
15008 | 1250A TP 50kA EDO SPS ACB with O/C,S/C,E/F protection & 240V AC Motor, 240V AC Closing, 240V AC Shunt, Microprocessor based Release ET6G, Frame size 1, Isc=Icu=50kA@440V AC, Icw=50kA for 1s | ACB | LV_Switchgear | SPS12F3PEW6L_240VAC-M_240VAC-CC_240VAC-ST | SCHNEIDER | 1250A | 50kA | Nos. | None | Inventory | 1250A TP 50kA EDO SPS ACB with O/C,S/C,E/F protection & 240V AC Motor, 240V AC Closing, 240V AC Shunt, Microprocessor based Release ET6G, Frame size 1, Isc=Icu=50kA@440V AC, Icw=50kA for 1s
15009 | 1250A TP 50kA EDO SPS ACB with O/C,S/C,E/F protection & 240V DC Motor, 240V DC Closing, 240V DC Shunt, Microprocessor based Release ET6G, Frame size 1, Isc=Icu=50kA@440V AC, Icw=50kA for 1s | ACB | LV_Switchgear | SPS12F3PEW6L_240VDC-M_240VDC-CC_240VDC-ST | SCHNEIDER | 1250A | 50kA | Nos. | None | Inventory | 1250A TP 50kA EDO SPS ACB with O/C,S/C,E/F protection & 240V DC Motor, 240V DC Closing, 240V DC Shunt, Microprocessor based Release ET6G, Frame size 1, Isc=Icu=50kA@440V AC, Icw=50kA for 1s
15010 | 1250A TP 50kA EDO SPS ACB with O/C,S/C,E/F protection & 24V DC Motor, 24V DC Closing, 24V DC Shunt, Microprocessor based Release ET6G, Frame size 1, Isc=Icu=50kA@440V AC, Icw=50kA for 1s | ACB | LV_Switchgear | SPS12F3PEW6L_24VDC-M_24VDC-CC_24VDC-ST | SCHNEIDER | 1250A | 50kA | Nos. | None | Inventory | 1250A TP 50kA EDO SPS ACB with O/C,S/C,E/F protection & 24V DC Motor, 24V DC Closing, 24V DC Shunt, Microprocessor based Release ET6G, Frame size 1, Isc=Icu=50kA@440V AC, Icw=50kA for 1s
15011 | 1250A TP 50kA EDO SPS ACB with O/C,S/C,E/F protection & 415V AC Motor, 415V AC Closing, 415V AC Shunt, Microprocessor based Release ET6G, Frame size 1, Isc=Icu=50kA@440V AC, Icw=50kA for 1s | ACB | LV_Switchgear | SPS12F3PEW6L_415VAC-M_415VAC-CC_415VAC-ST | SCHNEIDER | 1250A | 50kA | Nos. | None | Inventory | 1250A TP 50kA EDO SPS ACB with O/C,S/C,E/F protection & 415V AC Motor, 415V AC Closing, 415V AC Shunt, Microprocessor based Release ET6G, Frame size 1, Isc=Icu=50kA@440V AC, Icw=50kA for 1s
15012 | 1250A TP 50kA EDO SPS ACB with O/C,S/C,E/F protection & 48V DC Motor, 48V DC Closing, 48V DC Shunt, Microprocessor based Release ET6G, Frame size 1, Isc=Icu=50kA@440V AC, Icw=50kA for 1s | ACB | LV_Switchgear | SPS12F3PEW6L_48VDC-M_48VDC-CC_48VDC-ST | SCHNEIDER | 1250A | 50kA | Nos. | None | Inventory | 1250A TP 50kA EDO SPS ACB with O/C,S/C,E/F protection & 48V DC Motor, 48V DC Closing, 48V DC Shunt, Microprocessor based Release ET6G, Frame size 1, Isc=Icu=50kA@440V AC, Icw=50kA for 1s
15013 | 1250A TP 50kA MDO SPS ACB without Release, Frame size 1, Ics=Icu=50kA@440V AC, Icw=50kA for 1s | ACB | LV_Switchgear | SPS12F3PMW0D | SCHNEIDER | 1250A | 50kA | Nos. | None | Inventory | 1250A TP 50kA MDO SPS ACB without Release, Frame size 1, Ics=Icu=50kA@440V AC, Icw=50kA for 1s
15014 | 1250A TP 50kA MDO SPS ACB with O/C,S/C protection, Microprocessor based Release ET2B, Frame size 1, Ics=Icu=50kA@440V AC, Icw=50kA for 1s | ACB | LV_Switchgear | SPS12F3PMW2B | SCHNEIDER | 1250A | 50kA | Nos. | None | Inventory | 1250A TP 50kA MDO SPS ACB with O/C,S/C protection, Microprocessor based Release ET2B, Frame size 1, Ics=Icu=50kA@440V AC, Icw=50kA for 1s
15015 | 1250A TP 50kA MDO SPS ACB with O/C,S/C,E/F protection, Microprocessor based Release ET6G, Frame size 1, Ics=Icu=50kA@440V AC, Icw=50kA for 1s | ACB | LV_Switchgear | SPS12F3PMW6L | SCHNEIDER | 1250A | 50kA | Nos. | None | Inventory | 1250A TP 50kA MDO SPS ACB with O/C,S/C,E/F protection, Microprocessor based Release ET6G, Frame size 1, Ics=Icu=50kA@440V AC, Icw=50kA for 1s
15016 | 1250A FP 50kA EDO SPS ACB without Release & 110V AC Motor, 110V AC Closing, 110V AC Shunt, Frame size 1, Isc=Icu=50kA@440V AC, Icw=50kA for 1s | ACB | LV_Switchgear | SPS12F4PEW0D_110VAC-M_110VAC-CC_110VAC-ST | SCHNEIDER | 1250A | 50kA | Nos. | None | Inventory | 1250A FP 50kA EDO SPS ACB without Release & 110V AC Motor, 110V AC Closing, 110V AC Shunt, Frame size 1, Isc=Icu=50kA@440V AC, Icw=50kA for 1s
15017 | 1250A FP 50kA EDO SPS ACB without Release & 110V DC Motor, 110V DC Closing, 110V DC Shunt, Frame size 1, Isc=Icu=50kA@440V AC, Icw=50kA for 1s | ACB | LV_Switchgear | SPS12F4PEW0D_110VDC-M_110VDC-CC_110VDC-ST | SCHNEIDER | 1250A | 50kA | Nos. | None | Inventory | 1250A FP 50kA EDO SPS ACB without Release & 110V DC Motor, 110V DC Closing, 110V DC Shunt, Frame size 1, Isc=Icu=50kA@440V AC, Icw=50kA for 1s
15018 | 1250A FP 50kA EDO SPS ACB without Release & 240V AC Motor, 240V AC Closing, 240V AC Shunt, Frame size 1, Isc=Icu=50kA@440V AC, Icw=50kA for 1s | ACB | LV_Switchgear | SPS12F4PEW0D_240VAC-M_240VAC-CC_240VAC-ST | SCHNEIDER | 1250A | 50kA | Nos. | None | Inventory | 1250A FP 50kA EDO SPS ACB without Release & 240V AC Motor, 240V AC Closing, 240V AC Shunt, Frame size 1, Isc=Icu=50kA@440V AC, Icw=50kA for 1s
15019 | 1250A FP 50kA EDO SPS ACB without Release & 240V DC Motor, 240V DC Closing, 240V DC Shunt, Frame size 1, Isc=Icu=50kA@440V AC, Icw=50kA for 1s | ACB | LV_Switchgear | SPS12F4PEW0D_240VDC-M_240VDC-CC_240VDC-ST | SCHNEIDER | 1250A | 50kA | Nos. | None | Inventory | 1250A FP 50kA EDO SPS ACB without Release & 240V DC Motor, 240V DC Closing, 240V DC Shunt, Frame size 1, Isc=Icu=50kA@440V AC, Icw=50kA for 1s
15020 | 1250A FP 50kA EDO SPS ACB without Release & 24V DC Motor, 24V DC Closing, 24V DC Shunt, Frame size 1, Isc=Icu=50kA@440V AC, Icw=50kA for 1s | ACB | LV_Switchgear | SPS12F4PEW0D_24VDC-M_24VDC-CC_24VDC-ST | SCHNEIDER | 1250A | 50kA | Nos. | None | Inventory | 1250A FP 50kA EDO SPS ACB without Release & 24V DC Motor, 24V DC Closing, 24V DC Shunt, Frame size 1, Isc=Icu=50kA@440V AC, Icw=50kA for 1s
15021 | 1250A FP 50kA EDO SPS ACB without Release & 415V AC Motor, 415V AC Closing, 415V AC Shunt, Frame size 1, Isc=Icu=50kA@440V AC, Icw=50kA for 1s | ACB | LV_Switchgear | SPS12F4PEW0D_415VAC-M_415VAC-CC_415VAC-ST | SCHNEIDER | 1250A | 50kA | Nos. | None | Inventory | 1250A FP 50kA EDO SPS ACB without Release & 415V AC Motor, 415V AC Closing, 415V AC Shunt, Frame size 1, Isc=Icu=50kA@440V AC, Icw=50kA for 1s
15022 | 1250A FP 50kA EDO SPS ACB without Release & 48V DC Motor, 48V DC Closing, 48V DC Shunt, Frame size 1, Isc=Icu=50kA@440V AC, Icw=50kA for 1s | ACB | LV_Switchgear | SPS12F4PEW0D_48VDC-M_48VDC-CC_48VDC-ST | SCHNEIDER | 1250A | 50kA | Nos. | None | Inventory | 1250A FP 50kA EDO SPS ACB without Release & 48V DC Motor, 48V DC Closing, 48V DC Shunt, Frame size 1, Isc=Icu=50kA@440V AC, Icw=50kA for 1s
15023 | 1250A FP 50kA EDO SPS ACB with O/C,S/C protection & 110V AC Motor, 110V AC Closing, 110V AC Shunt, Microprocessor based Release ET2B, Frame size 1, Isc=Icu=50kA@440V AC, Icw=50kA for 1s | ACB | LV_Switchgear | SPS12F4PEW2B_110VAC-M_110VAC-CC_110VAC-ST | SCHNEIDER | 1250A | 50kA | Nos. | None | Inventory | 1250A FP 50kA EDO SPS ACB with O/C,S/C protection & 110V AC Motor, 110V AC Closing, 110V AC Shunt, Microprocessor based Release ET2B, Frame size 1, Isc=Icu=50kA@440V AC, Icw=50kA for 1s
15024 | 1250A FP 50kA EDO SPS ACB with O/C,S/C protection & 110V DC Motor, 110V DC Closing, 110V DC Shunt, Microprocessor based Release ET2B, Frame size 1, Isc=Icu=50kA@440V AC, Icw=50kA for 1s | ACB | LV_Switchgear | SPS12F4PEW2B_110VDC-M_110VDC-CC_110VDC-ST | SCHNEIDER | 1250A | 50kA | Nos. | None | Inventory | 1250A FP 50kA EDO SPS ACB with O/C,S/C protection & 110V DC Motor, 110V DC Closing, 110V DC Shunt, Microprocessor based Release ET2B, Frame size 1, Isc=Icu=50kA@440V AC, Icw=50kA for 1s
15025 | 1250A FP 50kA EDO SPS ACB with O/C,S/C protection & 240V AC Motor, 240V AC Closing, 240V AC Shunt, Microprocessor based Release ET2B, Frame size 1, Isc=Icu=50kA@440V AC, Icw=50kA for 1s | ACB | LV_Switchgear | SPS12F4PEW2B_240VAC-M_240VAC-CC_240VAC-ST | SCHNEIDER | 1250A | 50kA | Nos. | None | Inventory | 1250A FP 50kA EDO SPS ACB with O/C,S/C protection & 240V AC Motor, 240V AC Closing, 240V AC Shunt, Microprocessor based Release ET2B, Frame size 1, Isc=Icu=50kA@440V AC, Icw=50kA for 1s
15026 | 1250A FP 50kA EDO SPS ACB with O/C,S/C protection & 240V DC Motor, 240V DC Closing, 240V DC Shunt, Microprocessor based Release ET2B, Frame size 1, Isc=Icu=50kA@440V AC, Icw=50kA for 1s | ACB | LV_Switchgear | SPS12F4PEW2B_240VDC-M_240VDC-CC_240VDC-ST | SCHNEIDER | 1250A | 50kA | Nos. | None | Inventory | 1250A FP 50kA EDO SPS ACB with O/C,S/C protection & 240V DC Motor, 240V DC Closing, 240V DC Shunt, Microprocessor based Release ET2B, Frame size 1, Isc=Icu=50kA@440V AC, Icw=50kA for 1s
15027 | 1250A FP 50kA EDO SPS ACB with O/C,S/C protection & 24V DC Motor, 24V DC Closing, 24V DC Shunt, Microprocessor based Release ET2B, Frame size 1, Isc=Icu=50kA@440V AC, Icw=50kA for 1s | ACB | LV_Switchgear | SPS12F4PEW2B_24VDC-M_24VDC-CC_24VDC-ST | SCHNEIDER | 1250A | 50kA | Nos. | None | Inventory | 1250A FP 50kA EDO SPS ACB with O/C,S/C protection & 24V DC Motor, 24V DC Closing, 24V DC Shunt, Microprocessor based Release ET2B, Frame size 1, Isc=Icu=50kA@440V AC, Icw=50kA for 1s
15028 | 1250A FP 50kA EDO SPS ACB with O/C,S/C protection & 415V AC Motor, 415V AC Closing, 415V AC Shunt, Microprocessor based Release ET2B, Frame size 1, Isc=Icu=50kA@440V AC, Icw=50kA for 1s | ACB | LV_Switchgear | SPS12F4PEW2B_415VAC-M_415VAC-CC_415VAC-ST | SCHNEIDER | 1250A | 50kA | Nos. | None | Inventory | 1250A FP 50kA EDO SPS ACB with O/C,S/C protection & 415V AC Motor, 415V AC Closing, 415V AC Shunt, Microprocessor based Release ET2B, Frame size 1, Isc=Icu=50kA@440V AC, Icw=50kA for 1s
15029 | 1250A FP 50kA EDO SPS ACB with O/C,S/C protection & 48V DC Motor, 48V DC Closing, 48V DC Shunt, Microprocessor based Release ET2B, Frame size 1, Isc=Icu=50kA@440V AC, Icw=50kA for 1s | ACB | LV_Switchgear | SPS12F4PEW2B_48VDC-M_48VDC-CC_48VDC-ST | SCHNEIDER | 1250A | 50kA | Nos. | None | Inventory | 1250A FP 50kA EDO SPS ACB with O/C,S/C protection & 48V DC Motor, 48V DC Closing, 48V DC Shunt, Microprocessor based Release ET2B, Frame size 1, Isc=Icu=50kA@440V AC, Icw=50kA for 1s
15030 | 1250A FP 50kA EDO SPS ACB with O/C,S/C,E/F protection & 110V AC Motor, 110V AC Closing, 110V AC Shunt, Microprocessor based Release ET6G, Frame size 1, Isc=Icu=50kA@440V AC, Icw=50kA for 1s | ACB | LV_Switchgear | SPS12F4PEW6L_110VAC-M_110VAC-CC_110VAC-ST | SCHNEIDER | 1250A | 50kA | Nos. | None | Inventory | 1250A FP 50kA EDO SPS ACB with O/C,S/C,E/F protection & 110V AC Motor, 110V AC Closing, 110V AC Shunt, Microprocessor based Release ET6G, Frame size 1, Isc=Icu=50kA@440V AC, Icw=50kA for 1s
15031 | 1250A FP 50kA EDO SPS ACB with O/C,S/C,E/F protection & 110V DC Motor, 110V DC Closing, 110V DC Shunt, Microprocessor based Release ET6G, Frame size 1, Isc=Icu=50kA@440V AC, Icw=50kA for 1s | ACB | LV_Switchgear | SPS12F4PEW6L_110VDC-M_110VDC-CC_110VDC-ST | SCHNEIDER | 1250A | 50kA | Nos. | None | Inventory | 1250A FP 50kA EDO SPS ACB with O/C,S/C,E/F protection & 110V DC Motor, 110V DC Closing, 110V DC Shunt, Microprocessor based Release ET6G, Frame size 1, Isc=Icu=50kA@440V AC, Icw=50kA for 1s
15032 | 1250A FP 50kA EDO SPS ACB with O/C,S/C,E/F protection & 240V AC Motor, 240V AC Closing, 240V AC Shunt, Microprocessor based Release ET6G, Frame size 1, Isc=Icu=50kA@440V AC, Icw=50kA for 1s | ACB | LV_Switchgear | SPS12F4PEW6L_240VAC-M_240VAC-CC_240VAC-ST | SCHNEIDER | 1250A | 50kA | Nos. | None | Inventory | 1250A FP 50kA EDO SPS ACB with O/C,S/C,E/F protection & 240V AC Motor, 240V AC Closing, 240V AC Shunt, Microprocessor based Release ET6G, Frame size 1, Isc=Icu=50kA@440V AC, Icw=50kA for 1s
15033 | 1250A FP 50kA EDO SPS ACB with O/C,S/C,E/F protection & 240V DC Motor, 240V DC Closing, 240V DC Shunt, Microprocessor based Release ET6G, Frame size 1, Isc=Icu=50kA@440V AC, Icw=50kA for 1s | ACB | LV_Switchgear | SPS12F4PEW6L_240VDC-M_240VDC-CC_240VDC-ST | SCHNEIDER | 1250A | 50kA | Nos. | None | Inventory | 1250A FP 50kA EDO SPS ACB with O/C,S/C,E/F protection & 240V DC Motor, 240V DC Closing, 240V DC Shunt, Microprocessor based Release ET6G, Frame size 1, Isc=Icu=50kA@440V AC, Icw=50kA for 1s
15034 | 1250A FP 50kA EDO SPS ACB with O/C,S/C,E/F protection & 24V DC Motor, 24V DC Closing, 24V DC Shunt, Microprocessor based Release ET6G, Frame size 1, Isc=Icu=50kA@440V AC, Icw=50kA for 1s | ACB | LV_Switchgear | SPS12F4PEW6L_24VDC-M_24VDC-CC_24VDC-ST | SCHNEIDER | 1250A | 50kA | Nos. | None | Inventory | 1250A FP 50kA EDO SPS ACB with O/C,S/C,E/F protection & 24V DC Motor, 24V DC Closing, 24V DC Shunt, Microprocessor based Release ET6G, Frame size 1, Isc=Icu=50kA@440V AC, Icw=50kA for 1s
15035 | 1250A FP 50kA EDO SPS ACB with O/C,S/C,E/F protection & 415V AC Motor, 415V AC Closing, 415V AC Shunt, Microprocessor based Release ET6G, Frame size 1, Isc=Icu=50kA@440V AC, Icw=50kA for 1s | ACB | LV_Switchgear | SPS12F4PEW6L_415VAC-M_415VAC-CC_415VAC-ST | SCHNEIDER | 1250A | 50kA | Nos. | None | Inventory | 1250A FP 50kA EDO SPS ACB with O/C,S/C,E/F protection & 415V AC Motor, 415V AC Closing, 415V AC Shunt, Microprocessor based Release ET6G, Frame size 1, Isc=Icu=50kA@440V AC, Icw=50kA for 1s
15036 | 1250A FP 50kA EDO SPS ACB with O/C,S/C,E/F protection & 48V DC Motor, 48V DC Closing, 48V DC Shunt, Microprocessor based Release ET6G, Frame size 1, Isc=Icu=50kA@440V AC, Icw=50kA for 1s | ACB | LV_Switchgear | SPS12F4PEW6L_48VDC-M_48VDC-CC_48VDC-ST | SCHNEIDER | 1250A | 50kA | Nos. | None | Inventory | 1250A FP 50kA EDO SPS ACB with O/C,S/C,E/F protection & 48V DC Motor, 48V DC Closing, 48V DC Shunt, Microprocessor based Release ET6G, Frame size 1, Isc=Icu=50kA@440V AC, Icw=50kA for 1s
15037 | 1250A FP 50kA MDO SPS ACB without Release, Frame size 1, Ics=Icu=50kA@440V AC, Icw=50kA for 1s | ACB | LV_Switchgear | SPS12F4PMW0D | SCHNEIDER | 1250A | 50kA | Nos. | None | Inventory | 1250A FP 50kA MDO SPS ACB without Release, Frame size 1, Ics=Icu=50kA@440V AC, Icw=50kA for 1s
15038 | 1250A FP 50kA MDO SPS ACB with O/C,S/C protection, Microprocessor based Release ET2B, Frame size 1, Ics=Icu=50kA@440V AC, Icw=50kA for 1s | ACB | LV_Switchgear | SPS12F4PMW2B | SCHNEIDER | 1250A | 50kA | Nos. | None | Inventory | 1250A FP 50kA MDO SPS ACB with O/C,S/C protection, Microprocessor based Release ET2B, Frame size 1, Ics=Icu=50kA@440V AC, Icw=50kA for 1s
15039 | 1250A FP 50kA MDO SPS ACB with O/C,S/C,E/F protection, Microprocessor based Release ET6G, Frame size 1, Ics=Icu=50kA@440V AC, Icw=50kA for 1s | ACB | LV_Switchgear | SPS12F4PMW6L | SCHNEIDER | 1250A | 50kA | Nos. | None | Inventory | 1250A FP 50kA MDO SPS ACB with O/C,S/C,E/F protection, Microprocessor based Release ET6G, Frame size 1, Ics=Icu=50kA@440V AC, Icw=50kA for 1s
15040 | 1600A TP 50kA EDO SPS ACB without Release & 110V AC Motor, 110V AC Closing, 110V AC Shunt, Frame size 1, Isc=Icu=50kA@440V AC, Icw=50kA for 1s | ACB | LV_Switchgear | SPS16F3PEW0D_110VAC-M_110VAC-CC_110VAC-ST | SCHNEIDER | 1600A | 50kA | Nos. | None | Inventory | 1600A TP 50kA EDO SPS ACB without Release & 110V AC Motor, 110V AC Closing, 110V AC Shunt, Frame size 1, Isc=Icu=50kA@440V AC, Icw=50kA for 1s
15041 | 1600A TP 50kA EDO SPS ACB without Release & 110V DC Motor, 110V DC Closing, 110V DC Shunt, Frame size 1, Isc=Icu=50kA@440V AC, Icw=50kA for 1s | ACB | LV_Switchgear | SPS16F3PEW0D_110VDC-M_110VDC-CC_110VDC-ST | SCHNEIDER | 1600A | 50kA | Nos. | None | Inventory | 1600A TP 50kA EDO SPS ACB without Release & 110V DC Motor, 110V DC Closing, 110V DC Shunt, Frame size 1, Isc=Icu=50kA@440V AC, Icw=50kA for 1s
15042 | 1600A TP 50kA EDO SPS ACB without Release & 240V AC Motor, 240V AC Closing, 240V AC Shunt, Frame size 1, Isc=Icu=50kA@440V AC, Icw=50kA for 1s | ACB | LV_Switchgear | SPS16F3PEW0D_240VAC-M_240VAC-CC_240VAC-ST | SCHNEIDER | 1600A | 50kA | Nos. | None | Inventory | 1600A TP 50kA EDO SPS ACB without Release & 240V AC Motor, 240V AC Closing, 240V AC Shunt, Frame size 1, Isc=Icu=50kA@440V AC, Icw=50kA for 1s
15043 | 1600A TP 50kA EDO SPS ACB without Release & 240V DC Motor, 240V DC Closing, 240V DC Shunt, Frame size 1, Isc=Icu=50kA@440V AC, Icw=50kA for 1s | ACB | LV_Switchgear | SPS16F3PEW0D_240VDC-M_240VDC-CC_240VDC-ST | SCHNEIDER | 1600A | 50kA | Nos. | None | Inventory | 1600A TP 50kA EDO SPS ACB without Release & 240V DC Motor, 240V DC Closing, 240V DC Shunt, Frame size 1, Isc=Icu=50kA@440V AC, Icw=50kA for 1s
15044 | 1600A TP 50kA EDO SPS ACB without Release & 24V DC Motor, 24V DC Closing, 24V DC Shunt, Frame size 1, Isc=Icu=50kA@440V AC, Icw=50kA for 1s | ACB | LV_Switchgear | SPS16F3PEW0D_24VDC-M_24VDC-CC_24VDC-ST | SCHNEIDER | 1600A | 50kA | Nos. | None | Inventory | 1600A TP 50kA EDO SPS ACB without Release & 24V DC Motor, 24V DC Closing, 24V DC Shunt, Frame size 1, Isc=Icu=50kA@440V AC, Icw=50kA for 1s
15045 | 1600A TP 50kA EDO SPS ACB without Release & 415V AC Motor, 415V AC Closing, 415V AC Shunt, Frame size 1, Isc=Icu=50kA@440V AC, Icw=50kA for 1s | ACB | LV_Switchgear | SPS16F3PEW0D_415VAC-M_415VAC-CC_415VAC-ST | SCHNEIDER | 1600A | 50kA | Nos. | None | Inventory | 1600A TP 50kA EDO SPS ACB without Release & 415V AC Motor, 415V AC Closing, 415V AC Shunt, Frame size 1, Isc=Icu=50kA@440V AC, Icw=50kA for 1s
15046 | 1600A TP 50kA EDO SPS ACB without Release & 48V DC Motor, 48V DC Closing, 48V DC Shunt, Frame size 1, Isc=Icu=50kA@440V AC, Icw=50kA for 1s | ACB | LV_Switchgear | SPS16F3PEW0D_48VDC-M_48VDC-CC_48VDC-ST | SCHNEIDER | 1600A | 50kA | Nos. | None | Inventory | 1600A TP 50kA EDO SPS ACB without Release & 48V DC Motor, 48V DC Closing, 48V DC Shunt, Frame size 1, Isc=Icu=50kA@440V AC, Icw=50kA for 1s
15047 | 1600A TP 50kA EDO SPS ACB with O/C,S/C protection & 110V AC Motor, 110V AC Closing, 110V AC Shunt, Microprocessor based Release ET2B, Frame size 1, Isc=Icu=50kA@440V AC, Icw=50kA for 1s | ACB | LV_Switchgear | SPS16F3PEW2B_110VAC-M_110VAC-CC_110VAC-ST | SCHNEIDER | 1600A | 50kA | Nos. | None | Inventory | 1600A TP 50kA EDO SPS ACB with O/C,S/C protection & 110V AC Motor, 110V AC Closing, 110V AC Shunt, Microprocessor based Release ET2B, Frame size 1, Isc=Icu=50kA@440V AC, Icw=50kA for 1s
15048 | 1600A TP 50kA EDO SPS ACB with O/C,S/C protection & 110V DC Motor, 110V DC Closing, 110V DC Shunt, Microprocessor based Release ET2B, Frame size 1, Isc=Icu=50kA@440V AC, Icw=50kA for 1s | ACB | LV_Switchgear | SPS16F3PEW2B_110VDC-M_110VDC-CC_110VDC-ST | SCHNEIDER | 1600A | 50kA | Nos. | None | Inventory | 1600A TP 50kA EDO SPS ACB with O/C,S/C protection & 110V DC Motor, 110V DC Closing, 110V DC Shunt, Microprocessor based Release ET2B, Frame size 1, Isc=Icu=50kA@440V AC, Icw=50kA for 1s
15049 | 1600A TP 50kA EDO SPS ACB with O/C,S/C protection & 240V AC Motor, 240V AC Closing, 240V AC Shunt, Microprocessor based Release ET2B, Frame size 1, Isc=Icu=50kA@440V AC, Icw=50kA for 1s | ACB | LV_Switchgear | SPS16F3PEW2B_240VAC-M_240VAC-CC_240VAC-ST | SCHNEIDER | 1600A | 50kA | Nos. | None | Inventory | 1600A TP 50kA EDO SPS ACB with O/C,S/C protection & 240V AC Motor, 240V AC Closing, 240V AC Shunt, Microprocessor based Release ET2B, Frame size 1, Isc=Icu=50kA@440V AC, Icw=50kA for 1s
15050 | 1600A TP 50kA EDO SPS ACB with O/C,S/C protection & 240V DC Motor, 240V DC Closing, 240V DC Shunt, Microprocessor based Release ET2B, Frame size 1, Isc=Icu=50kA@440V AC, Icw=50kA for 1s | ACB | LV_Switchgear | SPS16F3PEW2B_240VDC-M_240VDC-CC_240VDC-ST | SCHNEIDER | 1600A | 50kA | Nos. | None | Inventory | 1600A TP 50kA EDO SPS ACB with O/C,S/C protection & 240V DC Motor, 240V DC Closing, 240V DC Shunt, Microprocessor based Release ET2B, Frame size 1, Isc=Icu=50kA@440V AC, Icw=50kA for 1s
15051 | 1600A TP 50kA EDO SPS ACB with O/C,S/C protection & 24V DC Motor, 24V DC Closing, 24V DC Shunt, Microprocessor based Release ET2B, Frame size 1, Isc=Icu=50kA@440V AC, Icw=50kA for 1s | ACB | LV_Switchgear | SPS16F3PEW2B_24VDC-M_24VDC-CC_24VDC-ST | SCHNEIDER | 1600A | 50kA | Nos. | None | Inventory | 1600A TP 50kA EDO SPS ACB with O/C,S/C protection & 24V DC Motor, 24V DC Closing, 24V DC Shunt, Microprocessor based Release ET2B, Frame size 1, Isc=Icu=50kA@440V AC, Icw=50kA for 1s
15052 | 1600A TP 50kA EDO SPS ACB with O/C,S/C protection & 415V AC Motor, 415V AC Closing, 415V AC Shunt, Microprocessor based Release ET2B, Frame size 1, Isc=Icu=50kA@440V AC, Icw=50kA for 1s | ACB | LV_Switchgear | SPS16F3PEW2B_415VAC-M_415VAC-CC_415VAC-ST | SCHNEIDER | 1600A | 50kA | Nos. | None | Inventory | 1600A TP 50kA EDO SPS ACB with O/C,S/C protection & 415V AC Motor, 415V AC Closing, 415V AC Shunt, Microprocessor based Release ET2B, Frame size 1, Isc=Icu=50kA@440V AC, Icw=50kA for 1s
15053 | 1600A TP 50kA EDO SPS ACB with O/C,S/C protection & 48V DC Motor, 48V DC Closing, 48V DC Shunt, Microprocessor based Release ET2B, Frame size 1, Isc=Icu=50kA@440V AC, Icw=50kA for 1s | ACB | LV_Switchgear | SPS16F3PEW2B_48VDC-M_48VDC-CC_48VDC-ST | SCHNEIDER | 1600A | 50kA | Nos. | None | Inventory | 1600A TP 50kA EDO SPS ACB with O/C,S/C protection & 48V DC Motor, 48V DC Closing, 48V DC Shunt, Microprocessor based Release ET2B, Frame size 1, Isc=Icu=50kA@440V AC, Icw=50kA for 1s
15054 | 1600A TP 50kA EDO SPS ACB with O/C,S/C,E/F protection & 110V AC Motor, 110V AC Closing, 110V AC Shunt, Microprocessor based Release ET6G, Frame size 1, Isc=Icu=50kA@440V AC, Icw=50kA for 1s | ACB | LV_Switchgear | SPS16F3PEW6L_110VAC-M_110VAC-CC_110VAC-ST | SCHNEIDER | 1600A | 50kA | Nos. | None | Inventory | 1600A TP 50kA EDO SPS ACB with O/C,S/C,E/F protection & 110V AC Motor, 110V AC Closing, 110V AC Shunt, Microprocessor based Release ET6G, Frame size 1, Isc=Icu=50kA@440V AC, Icw=50kA for 1s
15055 | 1600A TP 50kA EDO SPS ACB with O/C,S/C,E/F protection & 110V DC Motor, 110V DC Closing, 110V DC Shunt, Microprocessor based Release ET6G, Frame size 1, Isc=Icu=50kA@440V AC, Icw=50kA for 1s | ACB | LV_Switchgear | SPS16F3PEW6L_110VDC-M_110VDC-CC_110VDC-ST | SCHNEIDER | 1600A | 50kA | Nos. | None | Inventory | 1600A TP 50kA EDO SPS ACB with O/C,S/C,E/F protection & 110V DC Motor, 110V DC Closing, 110V DC Shunt, Microprocessor based Release ET6G, Frame size 1, Isc=Icu=50kA@440V AC, Icw=50kA for 1s
15056 | 1600A TP 50kA EDO SPS ACB with O/C,S/C,E/F protection & 240V AC Motor, 240V AC Closing, 240V AC Shunt, Microprocessor based Release ET6G, Frame size 1, Isc=Icu=50kA@440V AC, Icw=50kA for 1s | ACB | LV_Switchgear | SPS16F3PEW6L_240VAC-M_240VAC-CC_240VAC-ST | SCHNEIDER | 1600A | 50kA | Nos. | None | Inventory | 1600A TP 50kA EDO SPS ACB with O/C,S/C,E/F protection & 240V AC Motor, 240V AC Closing, 240V AC Shunt, Microprocessor based Release ET6G, Frame size 1, Isc=Icu=50kA@440V AC, Icw=50kA for 1s
15057 | 1600A TP 50kA EDO SPS ACB with O/C,S/C,E/F protection & 240V DC Motor, 240V DC Closing, 240V DC Shunt, Microprocessor based Release ET6G, Frame size 1, Isc=Icu=50kA@440V AC, Icw=50kA for 1s | ACB | LV_Switchgear | SPS16F3PEW6L_240VDC-M_240VDC-CC_240VDC-ST | SCHNEIDER | 1600A | 50kA | Nos. | None | Inventory | 1600A TP 50kA EDO SPS ACB with O/C,S/C,E/F protection & 240V DC Motor, 240V DC Closing, 240V DC Shunt, Microprocessor based Release ET6G, Frame size 1, Isc=Icu=50kA@440V AC, Icw=50kA for 1s
15058 | 1600A TP 50kA EDO SPS ACB with O/C,S/C,E/F protection & 24V DC Motor, 24V DC Closing, 24V DC Shunt, Microprocessor based Release ET6G, Frame size 1, Isc=Icu=50kA@440V AC, Icw=50kA for 1s | ACB | LV_Switchgear | SPS16F3PEW6L_24VDC-M_24VDC-CC_24VDC-ST | SCHNEIDER | 1600A | 50kA | Nos. | None | Inventory | 1600A TP 50kA EDO SPS ACB with O/C,S/C,E/F protection & 24V DC Motor, 24V DC Closing, 24V DC Shunt, Microprocessor based Release ET6G, Frame size 1, Isc=Icu=50kA@440V AC, Icw=50kA for 1s
15059 | 1600A TP 50kA EDO SPS ACB with O/C,S/C,E/F protection & 415V AC Motor, 415V AC Closing, 415V AC Shunt, Microprocessor based Release ET6G, Frame size 1, Isc=Icu=50kA@440V AC, Icw=50kA for 1s | ACB | LV_Switchgear | SPS16F3PEW6L_415VAC-M_415VAC-CC_415VAC-ST | SCHNEIDER | 1600A | 50kA | Nos. | None | Inventory | 1600A TP 50kA EDO SPS ACB with O/C,S/C,E/F protection & 415V AC Motor, 415V AC Closing, 415V AC Shunt, Microprocessor based Release ET6G, Frame size 1, Isc=Icu=50kA@440V AC, Icw=50kA for 1s
15060 | 1600A TP 50kA EDO SPS ACB with O/C,S/C,E/F protection & 48V DC Motor, 48V DC Closing, 48V DC Shunt, Microprocessor based Release ET6G, Frame size 1, Isc=Icu=50kA@440V AC, Icw=50kA for 1s | ACB | LV_Switchgear | SPS16F3PEW6L_48VDC-M_48VDC-CC_48VDC-ST | SCHNEIDER | 1600A | 50kA | Nos. | None | Inventory | 1600A TP 50kA EDO SPS ACB with O/C,S/C,E/F protection & 48V DC Motor, 48V DC Closing, 48V DC Shunt, Microprocessor based Release ET6G, Frame size 1, Isc=Icu=50kA@440V AC, Icw=50kA for 1s
15061 | 1600A TP 50kA MDO SPS ACB without Release, Frame size 1, Ics=Icu=50kA@440V AC, Icw=50kA for 1s | ACB | LV_Switchgear | SPS16F3PMW0D | SCHNEIDER | 1600A | 50kA | Nos. | None | Inventory | 1600A TP 50kA MDO SPS ACB without Release, Frame size 1, Ics=Icu=50kA@440V AC, Icw=50kA for 1s
15062 | 1600A TP 50kA MDO SPS ACB with O/C,S/C protection, Microprocessor based Release ET2B, Frame size 1, Ics=Icu=50kA@440V AC, Icw=50kA for 1s | ACB | LV_Switchgear | SPS16F3PMW2B | SCHNEIDER | 1600A | 50kA | Nos. | None | Inventory | 1600A TP 50kA MDO SPS ACB with O/C,S/C protection, Microprocessor based Release ET2B, Frame size 1, Ics=Icu=50kA@440V AC, Icw=50kA for 1s
15063 | 1600A TP 50kA MDO SPS ACB with O/C,S/C,E/F protection, Microprocessor based Release ET6G, Frame size 1, Ics=Icu=50kA@440V AC, Icw=50kA for 1s | ACB | LV_Switchgear | SPS16F3PMW6L | SCHNEIDER | 1600A | 50kA | Nos. | None | Inventory | 1600A TP 50kA MDO SPS ACB with O/C,S/C,E/F protection, Microprocessor based Release ET6G, Frame size 1, Ics=Icu=50kA@440V AC, Icw=50kA for 1s
15064 | 1600A FP 50kA EDO SPS ACB without Release & 110V AC Motor, 110V AC Closing, 110V AC Shunt, Frame size 1, Isc=Icu=50kA@440V AC, Icw=50kA for 1s | ACB | LV_Switchgear | SPS16F4PEW0D_110VAC-M_110VAC-CC_110VAC-ST | SCHNEIDER | 1600A | 50kA | Nos. | None | Inventory | 1600A FP 50kA EDO SPS ACB without Release & 110V AC Motor, 110V AC Closing, 110V AC Shunt, Frame size 1, Isc=Icu=50kA@440V AC, Icw=50kA for 1s
15065 | 1600A FP 50kA EDO SPS ACB without Release & 110V DC Motor, 110V DC Closing, 110V DC Shunt, Frame size 1, Isc=Icu=50kA@440V AC, Icw=50kA for 1s | ACB | LV_Switchgear | SPS16F4PEW0D_110VDC-M_110VDC-CC_110VDC-ST | SCHNEIDER | 1600A | 50kA | Nos. | None | Inventory | 1600A FP 50kA EDO SPS ACB without Release & 110V DC Motor, 110V DC Closing, 110V DC Shunt, Frame size 1, Isc=Icu=50kA@440V AC, Icw=50kA for 1s
15066 | 1600A FP 50kA EDO SPS ACB without Release & 240V AC Motor, 240V AC Closing, 240V AC Shunt, Frame size 1, Isc=Icu=50kA@440V AC, Icw=50kA for 1s | ACB | LV_Switchgear | SPS16F4PEW0D_240VAC-M_240VAC-CC_240VAC-ST | SCHNEIDER | 1600A | 50kA | Nos. | None | Inventory | 1600A FP 50kA EDO SPS ACB without Release & 240V AC Motor, 240V AC Closing, 240V AC Shunt, Frame size 1, Isc=Icu=50kA@440V AC, Icw=50kA for 1s
15067 | 1600A FP 50kA EDO SPS ACB without Release & 240V DC Motor, 240V DC Closing, 240V DC Shunt, Frame size 1, Isc=Icu=50kA@440V AC, Icw=50kA for 1s | ACB | LV_Switchgear | SPS16F4PEW0D_240VDC-M_240VDC-CC_240VDC-ST | SCHNEIDER | 1600A | 50kA | Nos. | None | Inventory | 1600A FP 50kA EDO SPS ACB without Release & 240V DC Motor, 240V DC Closing, 240V DC Shunt, Frame size 1, Isc=Icu=50kA@440V AC, Icw=50kA for 1s
15068 | 1600A FP 50kA EDO SPS ACB without Release & 24V DC Motor, 24V DC Closing, 24V DC Shunt, Frame size 1, Isc=Icu=50kA@440V AC, Icw=50kA for 1s | ACB | LV_Switchgear | SPS16F4PEW0D_24VDC-M_24VDC-CC_24VDC-ST | SCHNEIDER | 1600A | 50kA | Nos. | None | Inventory | 1600A FP 50kA EDO SPS ACB without Release & 24V DC Motor, 24V DC Closing, 24V DC Shunt, Frame size 1, Isc=Icu=50kA@440V AC, Icw=50kA for 1s
15069 | 1600A FP 50kA EDO SPS ACB without Release & 415V AC Motor, 415V AC Closing, 415V AC Shunt, Frame size 1, Isc=Icu=50kA@440V AC, Icw=50kA for 1s | ACB | LV_Switchgear | SPS16F4PEW0D_415VAC-M_415VAC-CC_415VAC-ST | SCHNEIDER | 1600A | 50kA | Nos. | None | Inventory | 1600A FP 50kA EDO SPS ACB without Release & 415V AC Motor, 415V AC Closing, 415V AC Shunt, Frame size 1, Isc=Icu=50kA@440V AC, Icw=50kA for 1s
15070 | 1600A FP 50kA EDO SPS ACB without Release & 48V DC Motor, 48V DC Closing, 48V DC Shunt, Frame size 1, Isc=Icu=50kA@440V AC, Icw=50kA for 1s | ACB | LV_Switchgear | SPS16F4PEW0D_48VDC-M_48VDC-CC_48VDC-ST | SCHNEIDER | 1600A | 50kA | Nos. | None | Inventory | 1600A FP 50kA EDO SPS ACB without Release & 48V DC Motor, 48V DC Closing, 48V DC Shunt, Frame size 1, Isc=Icu=50kA@440V AC, Icw=50kA for 1s
15071 | 1600A FP 50kA EDO SPS ACB with O/C,S/C protection & 110V AC Motor, 110V AC Closing, 110V AC Shunt, Microprocessor based Release ET2B, Frame size 1, Isc=Icu=50kA@440V AC, Icw=50kA for 1s | ACB | LV_Switchgear | SPS16F4PEW2B_110VAC-M_110VAC-CC_110VAC-ST | SCHNEIDER | 1600A | 50kA | Nos. | None | Inventory | 1600A FP 50kA EDO SPS ACB with O/C,S/C protection & 110V AC Motor, 110V AC Closing, 110V AC Shunt, Microprocessor based Release ET2B, Frame size 1, Isc=Icu=50kA@440V AC, Icw=50kA for 1s
15072 | 1600A FP 50kA EDO SPS ACB with O/C,S/C protection & 110V DC Motor, 110V DC Closing, 110V DC Shunt, Microprocessor based Release ET2B, Frame size 1, Isc=Icu=50kA@440V AC, Icw=50kA for 1s | ACB | LV_Switchgear | SPS16F4PEW2B_110VDC-M_110VDC-CC_110VDC-ST | SCHNEIDER | 1600A | 50kA | Nos. | None | Inventory | 1600A FP 50kA EDO SPS ACB with O/C,S/C protection & 110V DC Motor, 110V DC Closing, 110V DC Shunt, Microprocessor based Release ET2B, Frame size 1, Isc=Icu=50kA@440V AC, Icw=50kA for 1s
15073 | 1600A FP 50kA EDO SPS ACB with O/C,S/C protection & 240V AC Motor, 240V AC Closing, 240V AC Shunt, Microprocessor based Release ET2B, Frame size 1, Isc=Icu=50kA@440V AC, Icw=50kA for 1s | ACB | LV_Switchgear | SPS16F4PEW2B_240VAC-M_240VAC-CC_240VAC-ST | SCHNEIDER | 1600A | 50kA | Nos. | None | Inventory | 1600A FP 50kA EDO SPS ACB with O/C,S/C protection & 240V AC Motor, 240V AC Closing, 240V AC Shunt, Microprocessor based Release ET2B, Frame size 1, Isc=Icu=50kA@440V AC, Icw=50kA for 1s
15074 | 1600A FP 50kA EDO SPS ACB with O/C,S/C protection & 240V DC Motor, 240V DC Closing, 240V DC Shunt, Microprocessor based Release ET2B, Frame size 1, Isc=Icu=50kA@440V AC, Icw=50kA for 1s | ACB | LV_Switchgear | SPS16F4PEW2B_240VDC-M_240VDC-CC_240VDC-ST | SCHNEIDER | 1600A | 50kA | Nos. | None | Inventory | 1600A FP 50kA EDO SPS ACB with O/C,S/C protection & 240V DC Motor, 240V DC Closing, 240V DC Shunt, Microprocessor based Release ET2B, Frame size 1, Isc=Icu=50kA@440V AC, Icw=50kA for 1s
15075 | 1600A FP 50kA EDO SPS ACB with O/C,S/C protection & 24V DC Motor, 24V DC Closing, 24V DC Shunt, Microprocessor based Release ET2B, Frame size 1, Isc=Icu=50kA@440V AC, Icw=50kA for 1s | ACB | LV_Switchgear | SPS16F4PEW2B_24VDC-M_24VDC-CC_24VDC-ST | SCHNEIDER | 1600A | 50kA | Nos. | None | Inventory | 1600A FP 50kA EDO SPS ACB with O/C,S/C protection & 24V DC Motor, 24V DC Closing, 24V DC Shunt, Microprocessor based Release ET2B, Frame size 1, Isc=Icu=50kA@440V AC, Icw=50kA for 1s
15076 | 1600A FP 50kA EDO SPS ACB with O/C,S/C protection & 415V AC Motor, 415V AC Closing, 415V AC Shunt, Microprocessor based Release ET2B, Frame size 1, Isc=Icu=50kA@440V AC, Icw=50kA for 1s | ACB | LV_Switchgear | SPS16F4PEW2B_415VAC-M_415VAC-CC_415VAC-ST | SCHNEIDER | 1600A | 50kA | Nos. | None | Inventory | 1600A FP 50kA EDO SPS ACB with O/C,S/C protection & 415V AC Motor, 415V AC Closing, 415V AC Shunt, Microprocessor based Release ET2B, Frame size 1, Isc=Icu=50kA@440V AC, Icw=50kA for 1s
15077 | 1600A FP 50kA EDO SPS ACB with O/C,S/C protection & 48V DC Motor, 48V DC Closing, 48V DC Shunt, Microprocessor based Release ET2B, Frame size 1, Isc=Icu=50kA@440V AC, Icw=50kA for 1s | ACB | LV_Switchgear | SPS16F4PEW2B_48VDC-M_48VDC-CC_48VDC-ST | SCHNEIDER | 1600A | 50kA | Nos. | None | Inventory | 1600A FP 50kA EDO SPS ACB with O/C,S/C protection & 48V DC Motor, 48V DC Closing, 48V DC Shunt, Microprocessor based Release ET2B, Frame size 1, Isc=Icu=50kA@440V AC, Icw=50kA for 1s
15078 | 1600A FP 50kA EDO SPS ACB with O/C,S/C,E/F protection & 110V AC Motor, 110V AC Closing, 110V AC Shunt, Microprocessor based Release ET6G, Frame size 1, Isc=Icu=50kA@440V AC, Icw=50kA for 1s | ACB | LV_Switchgear | SPS16F4PEW6L_110VAC-M_110VAC-CC_110VAC-ST | SCHNEIDER | 1600A | 50kA | Nos. | None | Inventory | 1600A FP 50kA EDO SPS ACB with O/C,S/C,E/F protection & 110V AC Motor, 110V AC Closing, 110V AC Shunt, Microprocessor based Release ET6G, Frame size 1, Isc=Icu=50kA@440V AC, Icw=50kA for 1s
15079 | 1600A FP 50kA EDO SPS ACB with O/C,S/C,E/F protection & 110V DC Motor, 110V DC Closing, 110V DC Shunt, Microprocessor based Release ET6G, Frame size 1, Isc=Icu=50kA@440V AC, Icw=50kA for 1s | ACB | LV_Switchgear | SPS16F4PEW6L_110VDC-M_110VDC-CC_110VDC-ST | SCHNEIDER | 1600A | 50kA | Nos. | None | Inventory | 1600A FP 50kA EDO SPS ACB with O/C,S/C,E/F protection & 110V DC Motor, 110V DC Closing, 110V DC Shunt, Microprocessor based Release ET6G, Frame size 1, Isc=Icu=50kA@440V AC, Icw=50kA for 1s
15080 | 1600A FP 50kA EDO SPS ACB with O/C,S/C,E/F protection & 240V AC Motor, 240V AC Closing, 240V AC Shunt, Microprocessor based Release ET6G, Frame size 1, Isc=Icu=50kA@440V AC, Icw=50kA for 1s | ACB | LV_Switchgear | SPS16F4PEW6L_240VAC-M_240VAC-CC_240VAC-ST | SCHNEIDER | 1600A | 50kA | Nos. | None | Inventory | 1600A FP 50kA EDO SPS ACB with O/C,S/C,E/F protection & 240V AC Motor, 240V AC Closing, 240V AC Shunt, Microprocessor based Release ET6G, Frame size 1, Isc=Icu=50kA@440V AC, Icw=50kA for 1s
15081 | 1600A FP 50kA EDO SPS ACB with O/C,S/C,E/F protection & 240V DC Motor, 240V DC Closing, 240V DC Shunt, Microprocessor based Release ET6G, Frame size 1, Isc=Icu=50kA@440V AC, Icw=50kA for 1s | ACB | LV_Switchgear | SPS16F4PEW6L_240VDC-M_240VDC-CC_240VDC-ST | SCHNEIDER | 1600A | 50kA | Nos. | None | Inventory | 1600A FP 50kA EDO SPS ACB with O/C,S/C,E/F protection & 240V DC Motor, 240V DC Closing, 240V DC Shunt, Microprocessor based Release ET6G, Frame size 1, Isc=Icu=50kA@440V AC, Icw=50kA for 1s
15082 | 1600A FP 50kA EDO SPS ACB with O/C,S/C,E/F protection & 24V DC Motor, 24V DC Closing, 24V DC Shunt, Microprocessor based Release ET6G, Frame size 1, Isc=Icu=50kA@440V AC, Icw=50kA for 1s | ACB | LV_Switchgear | SPS16F4PEW6L_24VDC-M_24VDC-CC_24VDC-ST | SCHNEIDER | 1600A | 50kA | Nos. | None | Inventory | 1600A FP 50kA EDO SPS ACB with O/C,S/C,E/F protection & 24V DC Motor, 24V DC Closing, 24V DC Shunt, Microprocessor based Release ET6G, Frame size 1, Isc=Icu=50kA@440V AC, Icw=50kA for 1s
15083 | 1600A FP 50kA EDO SPS ACB with O/C,S/C,E/F protection & 415V AC Motor, 415V AC Closing, 415V AC Shunt, Microprocessor based Release ET6G, Frame size 1, Isc=Icu=50kA@440V AC, Icw=50kA for 1s | ACB | LV_Switchgear | SPS16F4PEW6L_415VAC-M_415VAC-CC_415VAC-ST | SCHNEIDER | 1600A | 50kA | Nos. | None | Inventory | 1600A FP 50kA EDO SPS ACB with O/C,S/C,E/F protection & 415V AC Motor, 415V AC Closing, 415V AC Shunt, Microprocessor based Release ET6G, Frame size 1, Isc=Icu=50kA@440V AC, Icw=50kA for 1s
15084 | 1600A FP 50kA EDO SPS ACB with O/C,S/C,E/F protection & 48V DC Motor, 48V DC Closing, 48V DC Shunt, Microprocessor based Release ET6G, Frame size 1, Isc=Icu=50kA@440V AC, Icw=50kA for 1s | ACB | LV_Switchgear | SPS16F4PEW6L_48VDC-M_48VDC-CC_48VDC-ST | SCHNEIDER | 1600A | 50kA | Nos. | None | Inventory | 1600A FP 50kA EDO SPS ACB with O/C,S/C,E/F protection & 48V DC Motor, 48V DC Closing, 48V DC Shunt, Microprocessor based Release ET6G, Frame size 1, Isc=Icu=50kA@440V AC, Icw=50kA for 1s
15085 | 1600A FP 50kA MDO SPS ACB without Release, Frame size 1, Ics=Icu=50kA@440V AC, Icw=50kA for 1s | ACB | LV_Switchgear | SPS16F4PMW0D | SCHNEIDER | 1600A | 50kA | Nos. | None | Inventory | 1600A FP 50kA MDO SPS ACB without Release, Frame size 1, Ics=Icu=50kA@440V AC, Icw=50kA for 1s
15086 | 1600A FP 50kA MDO SPS ACB with O/C,S/C protection, Microprocessor based Release ET2B, Frame size 1, Ics=Icu=50kA@440V AC, Icw=50kA for 1s | ACB | LV_Switchgear | SPS16F4PMW2B | SCHNEIDER | 1600A | 50kA | Nos. | None | Inventory | 1600A FP 50kA MDO SPS ACB with O/C,S/C protection, Microprocessor based Release ET2B, Frame size 1, Ics=Icu=50kA@440V AC, Icw=50kA for 1s
15087 | 1600A FP 50kA MDO SPS ACB with O/C,S/C,E/F protection, Microprocessor based Release ET6G, Frame size 1, Ics=Icu=50kA@440V AC, Icw=50kA for 1s | ACB | LV_Switchgear | SPS16F4PMW6L | SCHNEIDER | 1600A | 50kA | Nos. | None | Inventory | 1600A FP 50kA MDO SPS ACB with O/C,S/C,E/F protection, Microprocessor based Release ET6G, Frame size 1, Ics=Icu=50kA@440V AC, Icw=50kA for 1s
15088 | SS CAP NUT-M8 | SS HARD | HARDWARE & ACCESSORIES | SS CAP NUT M8 | REPUTED | NUT | NA | Nos | None | Inventory | SS CAP NUT-M8
15089 | 4x15 COUNTERSUNK SS SCREW - CSK | SS HARD | HARDWARE & ACCESSORIES | SS CSK 4X15 | REPUTED | CSK | NA | Nos | None | Inventory | 4x15 COUNTERSUNK SS SCREW - CSK
15090 | 4x20 COUNTERSUNK SS SCREW - CSK | SS HARD | HARDWARE & ACCESSORIES | SS CSK 4X20 | REPUTED | CSK | NA | Nos | None | Inventory | 4x20 COUNTERSUNK SS SCREW - CSK
15091 | 6x15 COUNTERSUNK SS SCREW - CSK | SS HARD | HARDWARE & ACCESSORIES | SS CSK 6X15 | REPUTED | CSK | NA | Nos | None | Inventory | 6x15 COUNTERSUNK SS SCREW - CSK
15092 | 6x20 COUNTERSUNK SS SCREW - CSK | SS HARD | HARDWARE & ACCESSORIES | SS CSK 6X20 | REPUTED | CSK | NA | Nos | None | Inventory | 6x20 COUNTERSUNK SS SCREW - CSK
15093 | 8x25 COUNTERSUNK SS SCREW - CSK | SS HARD | HARDWARE & ACCESSORIES | SS CSK 8X25 | REPUTED | CSK | NA | Nos | None | Inventory | 8x25 COUNTERSUNK SS SCREW - CSK
15094 | 8x30 COUNTERSUNK SCREW - CSK | SS HARD | HARDWARE & ACCESSORIES | SS CSK 8X30 | REPUTED | CSK | NA | Nos | None | Inventory | 8x30 COUNTERSUNK SCREW - CSK
15095 | 6X80 FULL THREAD SS BOLT | SS HARD | HARDWARE & ACCESSORIES | SS FULL-THR-UNBRA-6X80 | REPUTED | BOLT | NA | Nos | None | Inventory | 6X80 FULL THREAD SS BOLT
15096 | 10X15 FULL THREAD SS BOLT | SS HARD | HARDWARE & ACCESSORIES | SS FULL-THREAD-10X15 | REPUTED | BOLT | NA | Nos | None | Inventory | 10X15 FULL THREAD SS BOLT
15097 | 10X20 FULL THREAD BOLT | SS HARD | HARDWARE & ACCESSORIES | SS FULL-THREAD-10X20 | REPUTED | BOLT | NA | Nos | None | Inventory | 10X20 FULL THREAD BOLT
15098 | 10X40 FULL THREAD SS BOLT | SS HARD | HARDWARE & ACCESSORIES | SS FULL-THREAD-10X40 | REPUTED | BOLT | NA | Nos | None | Inventory | 10X40 FULL THREAD SS BOLT
15099 | 10X50 FULL THREAD SS BOLT | SS HARD | HARDWARE & ACCESSORIES | SS FULL-THREAD-10X50 | REPUTED | BOLT | NA | Nos | None | Inventory | 10X50 FULL THREAD SS BOLT
15100 | 10X60 FULL THREAD SS BOLT | SS HARD | HARDWARE & ACCESSORIES | SS FULL-THREAD-10X60 | REPUTED | BOLT | NA | Nos | None | Inventory | 10X60 FULL THREAD SS BOLT
15101 | 12X30 FULL THREAD SS BOLT | SS HARD | HARDWARE & ACCESSORIES | SS FULL-THREAD-12X30 | REPUTED | BOLT | NA | Nos | None | Inventory | 12X30 FULL THREAD SS BOLT
15102 | 12X40 FULL THREAD SS BOLT | SS HARD | HARDWARE & ACCESSORIES | SS FULL-THREAD-12X40 | REPUTED | BOLT | NA | Nos | None | Inventory | 12X40 FULL THREAD SS BOLT
15103 | 12X80 HAFT THREAD SS BOLT | SS HARD | HARDWARE & ACCESSORIES | SS FULL-THREAD-12X80 | REPUTED | BOLT | NA | Nos | None | Inventory | 12X80 HAFT THREAD SS BOLT
15104 | 12X90 HAFT THREAD SS BOLT | SS HARD | HARDWARE & ACCESSORIES | SS FULL-THREAD-12X90 | REPUTED | BOLT | NA | Nos | None | Inventory | 12X90 HAFT THREAD SS BOLT
15105 | 16X40 FULL THREAD SS BOLT | SS HARD | HARDWARE & ACCESSORIES | SS FULL-THREAD-16X40 | REPUTED | BOLT | NA | Nos | None | Inventory | 16X40 FULL THREAD SS BOLT
15106 | 16X50 HAFT THREAD SS BOLT | SS HARD | HARDWARE & ACCESSORIES | SS FULL-THREAD-16X50 | REPUTED | BOLT | NA | Nos | None | Inventory | 16X50 HAFT THREAD SS BOLT
15107 | 16X60 HAFT THREAD SS BOLT | SS HARD | HARDWARE & ACCESSORIES | SS FULL-THREAD-16X60 | REPUTED | BOLT | NA | Nos | None | Inventory | 16X60 HAFT THREAD SS BOLT
15108 | 16X75 FULL THREAD BOLT | SS HARD | HARDWARE & ACCESSORIES | SS FULL-THREAD-16X75 | REPUTED | BOLT | NA | Nos | None | Inventory | 16X75 FULL THREAD BOLT
15109 | 20X50 FULL THREAD BOLT | SS HARD | HARDWARE & ACCESSORIES | SS FULL-THREAD-20X50 | REPUTED | BOLT | NA | Nos | None | Inventory | 20X50 FULL THREAD BOLT
15110 | 6X15 FULL THREAD SS BOLT | SS HARD | HARDWARE & ACCESSORIES | SS FULL-THREAD-6X15 | REPUTED | BOLT | NA | Nos | None | Inventory | 6X15 FULL THREAD SS BOLT
15111 | 6X20 FULL THREAD SS BOLT | SS HARD | HARDWARE & ACCESSORIES | SS FULL-THREAD-6X20 | REPUTED | BOLT | NA | Nos | None | Inventory | 6X20 FULL THREAD SS BOLT
15112 | 6X30 FULL THREAD SS BOLT | SS HARD | HARDWARE & ACCESSORIES | SS FULL-THREAD-6X30 | REPUTED | BOLT | NA | Nos | None | Inventory | 6X30 FULL THREAD SS BOLT
15113 | 6X40 FULL THREAD SS BOLT | SS HARD | HARDWARE & ACCESSORIES | SS FULL-THREAD-6X40 | REPUTED | BOLT | NA | Nos | None | Inventory | 6X40 FULL THREAD SS BOLT
15114 | 6X50 FULL THREAD BOLT | SS HARD | HARDWARE & ACCESSORIES | SS FULL-THREAD-6X50 | REPUTED | BOLT | NA | Nos | None | Inventory | 6X50 FULL THREAD BOLT
15115 | 8X10 FULL THREAD SS BOLT | SS HARD | HARDWARE & ACCESSORIES | SS FULL-THREAD-8X10 | REPUTED | BOLT | NA | Nos | None | Inventory | 8X10 FULL THREAD SS BOLT
15116 | 8X15 FULL THREAD SS BOLT | SS HARD | HARDWARE & ACCESSORIES | SS FULL-THREAD-8X15 | REPUTED | BOLT | NA | Nos | None | Inventory | 8X15 FULL THREAD SS BOLT
15117 | 8X20 FULL THREAD SS BOLT | SS HARD | HARDWARE & ACCESSORIES | SS FULL-THREAD-8X20 | REPUTED | BOLT | NA | Nos | None | Inventory | 8X20 FULL THREAD SS BOLT
15118 | 8X25 FULL THREAD SS BOLT | SS HARD | HARDWARE & ACCESSORIES | SS FULL-THREAD-8X25 | REPUTED | BOLT | NA | Nos | None | Inventory | 8X25 FULL THREAD SS BOLT
15119 | 8X30 FULL THREAD SS BOLT | SS HARD | HARDWARE & ACCESSORIES | SS FULL-THREAD-8X30 | REPUTED | BOLT | NA | Nos | None | Inventory | 8X30 FULL THREAD SS BOLT
15120 | 8X35 FULL THREAD SS BOLT | SS HARD | HARDWARE & ACCESSORIES | SS FULL-THREAD-8X35 | REPUTED | BOLT | NA | Nos | None | Inventory | 8X35 FULL THREAD SS BOLT
15121 | 8X40 FULL THREAD SS BOLT | SS HARD | HARDWARE & ACCESSORIES | SS FULL-THREAD-8X40 | REPUTED | BOLT | NA | Nos | None | Inventory | 8X40 FULL THREAD SS BOLT
15122 | 8X50 FULL THREAD SS BOLT | SS HARD | HARDWARE & ACCESSORIES | SS FULL-THREAD-8X50 | REPUTED | BOLT | NA | Nos | None | Inventory | 8X50 FULL THREAD SS BOLT
15123 | 8X60 FULL THREAD SS BOLT | SS HARD | HARDWARE & ACCESSORIES | SS FULL-THREAD-8X60 | REPUTED | BOLT | NA | Nos | None | Inventory | 8X60 FULL THREAD SS BOLT
15124 | 3MM LOCK NUT | SS HARD | HARDWARE & ACCESSORIES | SS LOCK NUT 3MM | REPUTED | NUT | NA | Nos | None | Inventory | 3MM LOCK NUT
15125 | 4MM LOCK NUT | SS HARD | HARDWARE & ACCESSORIES | SS LOCK NUT 4MM | REPUTED | NUT | NA | Nos | None | Inventory | 4MM LOCK NUT
15126 | 6MM LOCK NUT | SS HARD | HARDWARE & ACCESSORIES | SS LOCK NUT 6MM | REPUTED | NUT | NA | Nos | None | Inventory | 6MM LOCK NUT
15127 | M10 SS NUT | SS HARD | HARDWARE & ACCESSORIES | SS NUT M10 | REPUTED | NUT | NA | Nos | None | Inventory | M10 SS NUT
15128 | M12 SS NUT | SS HARD | HARDWARE & ACCESSORIES | SS NUT M12 | REPUTED | NUT | NA | Nos | None | Inventory | M12 SS NUT
15129 | M16 SS NUT | SS HARD | HARDWARE & ACCESSORIES | SS NUT M16 | REPUTED | NUT | NA | Nos | None | Inventory | M16 SS NUT
15130 | M5 SS NUT | SS HARD | HARDWARE & ACCESSORIES | SS NUT M5 | REPUTED | NUT | NA | Nos | None | Inventory | M5 SS NUT
15131 | M6 SS NUT | SS HARD | HARDWARE & ACCESSORIES | SS NUT M6 | REPUTED | NUT | NA | Nos | None | Inventory | M6 SS NUT
15132 | M8 SS NUT | SS HARD | HARDWARE & ACCESSORIES | SS NUT M8 | REPUTED | NUT | NA | Nos | None | Inventory | M8 SS NUT
15133 | 10X25 PLAIN WASHER SS | SS HARD | HARDWARE & ACCESSORIES | SS PLAIN 10X25 | REPUTED | WASHER | NA | Nos | None | Inventory | 10X25 PLAIN WASHER SS
15134 | 12X32 PLAIN WASHER | SS HARD | HARDWARE & ACCESSORIES | SS PLAIN 12X32 | REPUTED | WASHER | NA | Nos | None | Inventory | 12X32 PLAIN WASHER
15135 | 12X32X3MM PLAIN WASHER SS | SS HARD | HARDWARE & ACCESSORIES | SS PLAIN 12X32X3MM | REPUTED | WASHER | NA | Nos | None | Inventory | 12X32X3MM PLAIN WASHER SS
15136 | 16X30 PLAIN WASHER | SS HARD | HARDWARE & ACCESSORIES | SS PLAIN 16X30 | REPUTED | WASHER | NA | Nos | None | Inventory | 16X30 PLAIN WASHER
15137 | 16X38 PLAIN WASHER SS | SS HARD | HARDWARE & ACCESSORIES | SS PLAIN 16X38 | REPUTED | WASHER | NA | Nos | None | Inventory | 16X38 PLAIN WASHER SS
15138 | 20X47 PLAIN WASHER SS | SS HARD | HARDWARE & ACCESSORIES | SS PLAIN 20X47 | REPUTED | WASHER | NA | Nos | None | Inventory | 20X47 PLAIN WASHER SS
15139 | 5X12 PLAIN WASHER SS | SS HARD | HARDWARE & ACCESSORIES | SS PLAIN 5X12 | REPUTED | WASHER | NA | Nos | None | Inventory | 5X12 PLAIN WASHER SS
15140 | 6X14 PLAIN WASHER | SS HARD | HARDWARE & ACCESSORIES | SS PLAIN 6X14 | REPUTED | WASHER | NA | Nos | None | Inventory | 6X14 PLAIN WASHER
15141 | 8X16 PLAIN WASHER SS | SS HARD | HARDWARE & ACCESSORIES | SS PLAIN 8X16 | REPUTED | WASHER | NA | Nos | None | Inventory | 8X16 PLAIN WASHER SS
15142 | 8X22 PLAIN WASHER SS | SS HARD | HARDWARE & ACCESSORIES | SS PLAIN 8X22 | REPUTED | WASHER | NA | Nos | None | Inventory | 8X22 PLAIN WASHER SS
15143 | 3X20 CHEASE HEAD SCREW | SS HARD | HARDWARE & ACCESSORIES | SS SCREW-CHE-3X20 | REPUTED | CHEASE HEAD | NA | Nos | None | Inventory | 3X20 CHEASE HEAD SCREW
15144 | 4X15 CHEASE HEAD SS SCREW | SS HARD | HARDWARE & ACCESSORIES | SS SCREW-CHE-4X15 | REPUTED | CHEASE HEAD | NA | Nos | None | Inventory | 4X15 CHEASE HEAD SS SCREW
15145 | 4X20 CHEASE HEAD SS SCREW | SS HARD | HARDWARE & ACCESSORIES | SS SCREW-CHE-4X20 | REPUTED | CHEASE HEAD | NA | Nos | None | Inventory | 4X20 CHEASE HEAD SS SCREW
15146 | 5X10 CHEASE HEAD SS SCREW | SS HARD | HARDWARE & ACCESSORIES | SS SCREW-CHE-5X10 | REPUTED | CHEASE HEAD | NA | Nos | None | Inventory | 5X10 CHEASE HEAD SS SCREW
15147 | 5X15 CHEASE HEAD SS SCREW | SS HARD | HARDWARE & ACCESSORIES | SS SCREW-CHE-5X15 | REPUTED | CHEASE HEAD | NA | Nos | None | Inventory | 5X15 CHEASE HEAD SS SCREW
15148 | 6X15 CHEASE HEAD SS SCREW | SS HARD | HARDWARE & ACCESSORIES | SS SCREW-CHE-6X15 | REPUTED | CHEASE HEAD | NA | Nos | None | Inventory | 6X15 CHEASE HEAD SS SCREW
15149 | 6X20 CHEASE HEAD SS SCREW | SS HARD | HARDWARE & ACCESSORIES | SS SCREW-CHE-6X20 | REPUTED | CHEASE HEAD | NA | Nos | None | Inventory | 6X20 CHEASE HEAD SS SCREW
15150 | 6X25 CHEASE HEAD SS SCREW | SS HARD | HARDWARE & ACCESSORIES | SS SCREW-CHE-6X25 | REPUTED | CHEASE HEAD | NA | Nos | None | Inventory | 6X25 CHEASE HEAD SS SCREW
15151 | M10 SPRING WASHER SS | SS HARD | HARDWARE & ACCESSORIES | SS SPRING M10 | REPUTED | WASHER | NA | Nos | None | Inventory | M10 SPRING WASHER SS
15152 | M12 SPRING WASHER SS | SS HARD | HARDWARE & ACCESSORIES | SS SPRING M12 | REPUTED | WASHER | NA | Nos | None | Inventory | M12 SPRING WASHER SS
15153 | M16 SPRING WASHER SS | SS HARD | HARDWARE & ACCESSORIES | SS SPRING M16 | REPUTED | WASHER | NA | Nos | None | Inventory | M16 SPRING WASHER SS
15154 | M20 SPRING WASHER SS | SS HARD | HARDWARE & ACCESSORIES | SS SPRING M20 | REPUTED | WASHER | NA | Nos | None | Inventory | M20 SPRING WASHER SS
15155 | M5 SPRING WASHER SS | SS HARD | HARDWARE & ACCESSORIES | SS SPRING M5 | REPUTED | WASHER | NA | Nos | None | Inventory | M5 SPRING WASHER SS
15156 | M6 SPRING WASHER SS | SS HARD | HARDWARE & ACCESSORIES | SS SPRING M6 | REPUTED | WASHER | NA | Nos | None | Inventory | M6 SPRING WASHER SS
15157 | M8 SPRING WASHER SS | SS HARD | HARDWARE & ACCESSORIES | SS SPRING M8 | REPUTED | WASHER | NA | Nos | None | Inventory | M8 SPRING WASHER SS
15158 | SS SHEET SIZE 1250MM X 2500MM X 3 MM THK | SS | METAL | SS-1250X2500X3 | REPUTED | - | - | KGS |  | Inventory | SS SHEET SIZE 1250MM X 2500MM X 3 MM THK
15159 | JALI 5FT X 22FT, | SS HARD | HARDWARE & ACCESSORIES | SS-304 JALI | REPUTED | JALI | NA | Nos | None | Inventory | JALI 5FT X 22FT,
15160 | 6x15 SS ALLEN CSK SCREW | SS HARD | HARDWARE & ACCESSORIES | SS-ALLEN-CSK-6X15 | REPUTED | CSK | NA | Nos |  | Inventory | 6x15 SS ALLEN CSK SCREW
15161 | 6X15 Allen CSK | SS HARD | HARDWARE & ACCESSORIES | SS-CSK-6X15 | REPUTED | CSK | NA | Nos |  | Inventory | 6X15 Allen CSK
15162 | SS FLANGE DIA 260MM X 6MM THK | BROUGHTOUT | ACCESSORIES | SS-FLANGE | REPUTED | - | - | Nos |  | Inventory | SS FLANGE DIA 260MM X 6MM THK
15163 | 10X100- FULL THREAD- SS BOLT | SS HARD | HARDWARE & ACCESSORIES | SS-FULL-THREAD-10X100 | REPUTED | BOLT | NA | Nos |  | Inventory | 10X100- FULL THREAD- SS BOLT
15164 | 10X120- FULL THREAD- SS BOLT | SS HARD | HARDWARE & ACCESSORIES | SS-FULL-THREAD-10X120 | REPUTED | BOLT | NA | Nos |  | Inventory | 10X120- FULL THREAD- SS BOLT
15165 | 10X45 FULL THREAD SS BOLT | SS HARD | HARDWARE & ACCESSORIES | SS-FULL-THREAD-10X45. | REPUTED | BOLT | NA | Nos |  | Inventory | 10X45 FULL THREAD SS BOLT
15166 | SS 10X50 FULL THREAD BOLT | SS HARD | HARDWARE & ACCESSORIES | SS-FULL-THREAD-10X50 | REPUTED | BOLT | NA | Nos |  | Inventory | SS 10X50 FULL THREAD BOLT
15167 | 10X55 FULL THREAD SS BOLT | SS HARD | HARDWARE & ACCESSORIES | SS-FULL-THREAD-10X55 | REPUTED | BOLT | NA | Nos |  | Inventory | 10X55 FULL THREAD SS BOLT
15168 | 10X70 FULL THREAD SS BOLT | SS HARD | HARDWARE & ACCESSORIES | SS-FULL-THREAD-10X70 | REPUTED | BOLT | NA | Nos |  | Inventory | 10X70 FULL THREAD SS BOLT
15169 | 10X80 FULL THREAD SS BOLT | SS HARD | HARDWARE & ACCESSORIES | SS-FULL-THREAD-10X80 | REPUTED | BOLT | NA | Nos |  | Inventory | 10X80 FULL THREAD SS BOLT
15170 | 10X90 FULL THREAD SS BOLT | SS HARD | HARDWARE & ACCESSORIES | SS-FULL-THREAD-10X90 | REPUTED | BOLT | NA | Nos |  | Inventory | 10X90 FULL THREAD SS BOLT
15171 | 12x100 FULL THREAD SS BOLT | SS HARD | HARDWARE & ACCESSORIES | SS-FULL-THREAD-12X100 | REPUTED | BOLT | NA | Nos |  | Inventory | 12x100 FULL THREAD SS BOLT
15172 | 12x110 FULL THREAD SS BOLT | SS HARD | HARDWARE & ACCESSORIES | SS-FULL-THREAD-12X110 | REPUTED | BOLT | NA | Nos |  | Inventory | 12x110 FULL THREAD SS BOLT
15173 | 12x120 FULL THREAD SS BOLT | SS HARD | HARDWARE & ACCESSORIES | SS-FULL-THREAD-12X120 | REPUTED | BOLT | NA | Nos |  | Inventory | 12x120 FULL THREAD SS BOLT
15174 | 12X45 FULL THREAD SS BOLT | SS HARD | HARDWARE & ACCESSORIES | SS-FULL-THREAD-12X45 | REPUTED | BOLT | NA | Nos | None | Inventory | 12X45 FULL THREAD SS BOLT
15175 | SS 12X50 FULL THREAD BOLT | SS HARD | HARDWARE & ACCESSORIES | SS-FULL-THREAD-12X50 | REPUTED | BOLT | NA | Nos |  | Inventory | SS 12X50 FULL THREAD BOLT
15176 | 12X55 FULL THREAD SS BOLT | SS HARD | HARDWARE & ACCESSORIES | SS-FULL-THREAD-12X55 | REPUTED | BOLT | NA | Nos | None | Inventory | 12X55 FULL THREAD SS BOLT
15177 | 12X60 FULL THREAD SS BOLT | SS HARD | HARDWARE & ACCESSORIES | SS-FULL-THREAD-12X60 | REPUTED | BOLT | NA | Nos |  | Inventory | 12X60 FULL THREAD SS BOLT
15178 | 12X70 FULL THREAD SS BOLT | SS HARD | HARDWARE & ACCESSORIES | SS-FULL-THREAD-12X70 | REPUTED | BOLT | NA | Nos |  | Inventory | 12X70 FULL THREAD SS BOLT
15179 | 14x75 FULL THREAD SS BOLT | SS HARD | HARDWARE & ACCESSORIES | SS-FULL-THREAD-14X75 | REPUTED | BOLT | NA | Nos |  | Inventory | 14x75 FULL THREAD SS BOLT
15180 | SS 16x80 FULL THREAD BOLT | SS HARD | HARDWARE & ACCESSORIES | SS-FULL-THREAD-16X80 | REPUTED | BOLT | NA | Nos |  | Inventory | SS 16x80 FULL THREAD BOLT
15181 | SS 16x85 FULL THREAD BOLT | SS HARD | HARDWARE & ACCESSORIES | SS-FULL-THREAD-16X85 | REPUTED | BOLT | NA | Nos |  | Inventory | SS 16x85 FULL THREAD BOLT
15182 | 6X25 FULL THREAD SS BOLT | SS HARD | HARDWARE & ACCESSORIES | SS-FULL-THREAD-6X25 | REPUTED | BOLT | NA | Nos |  | Inventory | 10X30 FULL THREAD SS BOLT
15183 | 8x70 FULL THREAD SS BOLT | SS HARD | HARDWARE & ACCESSORIES | SS-FULL-THREAD-8X70 | REPUTED | BOLT | NA | Nos |  | Inventory | 8x70 FULL THREAD SS BOLT
15184 | 16MM LOCK NUT | SS HARD | HARDWARE & ACCESSORIES | SS-LOCK-NUT-16MM | REPUTED | NUT | NA | Nos |  | Inventory | 16MM LOCK NUT
15185 | SS-M10X35_PANHEAD-ALLEN_KEY_BOLT | SS HARD | HARDWARE & ACCESSORIES | SS-M10X35_PANHEAD-ALLEN_KEY_BOLT | REPUTED | - | - | Nos |  | Inventory | SS-M10X35_PANHEAD-ALLEN_KEY_BOLT
15186 | M14 SS NUT | SS HARD | HARDWARE & ACCESSORIES | SS-NUT-M14 | REPUTED | NUT | NA | Nos |  | Inventory | M14 SS NUT
15187 | M4 SS NUT | SS HARD | HARDWARE & ACCESSORIES | SS-NUT-M4 | REPUTED | NUT | NA | Nos |  | Inventory | M4 SS NUT
15188 | SS PHILIPS HEX FLANGE BOLT - 6X10 | SS HARD | HARDWARE & ACCESSORIES | SS-PHILIPS-BOLT-6X10 | REPUTED | BOLT PHILIPS | NA | Nos |  | Inventory | SS PHILIPS HEX FLANGE BOLT - 6X10
15189 | 10X32X3 PLAIN WASHER SS | SS HARD | HARDWARE & ACCESSORIES | SS-PLAIN-WASHER-10X32X3MM | REPUTED | WASHER | NA | Nos |  | Inventory | 10X32X3 PLAIN WASHER SS
15190 | 14X32X3MM PLAIN WASHER SS | SS HARD | HARDWARE & ACCESSORIES | SS-PLAIN-WASHER-14X32X3MM | REPUTED | WASHER | NA | Nos |  | Inventory | 14X32X3MM PLAIN WASHER SS
15191 | 4X12 PLAIN WASHER SS | SS HARD | HARDWARE & ACCESSORIES | SS-PLAIN-WASHER-4X12 | REPUTED | WASHER | NA | Nos |  | Inventory | 4X12 PLAIN WASHER SS
15192 | 6x16 PLAIN WASHER SS | SS HARD | HARDWARE & ACCESSORIES | SS-PLAIN-WASHER-6X16 | REPUTED | WASHER | NA | Nos |  | Inventory | 6x16 PLAIN WASHER SS
15193 | 4X10 CHEASE HEAD SS SCREW | SS HARD | HARDWARE & ACCESSORIES | SS-SCREW-CHE-4X10 | REPUTED | CHEASE HEAD | NA | Nos |  | Inventory | 4X10 CHEASE HEAD SS SCREW
15194 | M14 SPRING WASHER SS | SS HARD | HARDWARE & ACCESSORIES | SS-SPRING-14MM | REPUTED | WASHER | NA | Nos |  | Inventory | M14 SPRING WASHER SS
15195 | M4 SPRING WASHER SS | SS HARD | HARDWARE & ACCESSORIES | SS-SPRING-WASHER-M4 | REPUTED | WASHER | NA | Nos |  | Inventory | M4 SPRING WASHER SS
15196 | SS304 SHEET SIZE 1250MM X 2500MM X 1.2MM THK, MAKE : JSW. | SS | METAL | SS304-1250X2500X1.2 | JSW | - | - | KGS |  | Inventory | SS304 SHEET SIZE 1250MM X 2500MM X 1.2MM THK, MAKE : JSW.
15197 | SS304 SHEET SIZE 1250MM X 2500MM X 2MM THK, MAKE : JSW. | SS | METAL | SS304-1250X2500X2 | JSW | - | - | KGS |  | Inventory | SS304 SHEET SIZE 1250MM X 2500MM X 2MM THK, MAKE : JSW.
15198 | SS304 SHEET SIZE-1250X2500X2.5-MAKE-JSW | SS | METAL | SS304-1250X2500X2.5 | JSW | - | - | KGS |  | Inventory | SS304 SHEET SIZE-1250X2500X2.5-MAKE-JSW
15199 | SS304 SHEET SIZE 1250MM X 2500MM X 3 MM THK, MAKE : JSW. | SS | METAL | SS304-1250X2500X3 | JSW | - | - | KGS |  | Inventory | SS304 SHEET SIZE 1250MM X 2500MM X 3 MM THK, MAKE : JSW.
15200 | COMPRESSION SPRING | RACK-ITEM | ACCESSORIES | SS304-COMPRESSION-SPRING | REPUTED | - | - | Nos |  | Inventory | COMPRESSION SPRING
15201 | COMPRESSION SPRING 0.7X10X35.5X12 | RACK-ITEM | ACCESSORIES | SS304-COMPRESSION-SPRING1 | REPUTED | - | - | Nos |  | Inventory | COMPRESSION SPRING 0.7X10X35.5X12
15202 | SS304 DOOR INTERLOCK SHAFT | SS HARD | HARDWARE & ACCESSORIES | SS304-INTERLOCK-SHAFT | REPUTED | NUT | NA | Nos |  | Inventory | SS304 DOOR INTERLOCK SHAFT
15203 | LH TENSION SPRING 0.9X7.2X29.8 | RACK-ITEM | ACCESSORIES | SS304-LH-TENSION-SPRING | REPUTED | - | - | Nos |  | Inventory | LH TENSION SPRING 0.9X7.2X29.8
15204 | RH TENSION SPRING 0.9X7.2X29.8 | RACK-ITEM | ACCESSORIES | SS304-RH-TENSION-SPRING | REPUTED | - | - | Nos |  | Inventory | RH TENSION SPRING 0.9X7.2X29.8
15205 | TENSION SPRING 0.6X6.6X70 | RACK-ITEM | ACCESSORIES | SS304-TENSION-SPRING | REPUTED | - | - | Nos |  | Inventory | TENSION SPRING 0.6X6.6X70
15206 | TORSION SPRING | RACK-ITEM | ACCESSORIES | SS304-TORSION-SPRING | REPUTED | - | - | Nos |  | Inventory | TORSION SPRING
15207 | TORSION SPRING 0.8X7.4X30.5 | RACK-ITEM | ACCESSORIES | SS304-TORSION-SPRING1 | REPUTED | - | - | Nos |  | Inventory | TORSION SPRING 0.8X7.4X30.5
15208 | SS304 DOOR WELDED HINGE | SS HARD | HARDWARE & ACCESSORIES | SS304-WELD-HINGE | REPUTED | NUT | NA | Nos |  | Inventory | SS304 DOOR WELDED HINGE
15209 | SS 0.8 MM WELDING WIRES SUITABLE FOR SS MATERIAL | Welding ACC | ACCESSORIES | SS308L-WELDING-WIRE-0.8MM | REPUTED | _ | NA | KGS |  | Inventory | SS 0.8 MM WELDING WIRES SUITABLE FOR SS MATERIAL
15210 | 10-16A ML Thermal overload relay, suitable for direct mounting on ML 1.5 contactors, Type ML 1 | OLR | LV_Switchgear | SS91858OOBO | L&T | 10-16A | Thermal | Nos. | None | Inventory | 10-16A ML Thermal overload relay, suitable for direct mounting on ML 1.5 contactors, Type ML 1
15211 | 0.15-0.25A ML Thermal overload relay, suitable for direct mounting on ML 1.5 contactors, Type ML 1 | OLR | LV_Switchgear | SS91858OODO | L&T | 0.15-0.25A | Thermal | Nos. | None | Inventory | 0.15-0.25A ML Thermal overload relay, suitable for direct mounting on ML 1.5 contactors, Type ML 1
15212 | 0.25-0.4A ML Thermal overload relay, suitable for direct mounting on ML 1.5 contactors, Type ML 1 | OLR | LV_Switchgear | SS91858OOFO | L&T | 0.25-0.4A | Thermal | Nos. | None | Inventory | 0.25-0.4A ML Thermal overload relay, suitable for direct mounting on ML 1.5 contactors, Type ML 1
15213 | 0.4-0.65A ML Thermal overload relay, suitable for direct mounting on ML 1.5 contactors, Type ML 1 | OLR | LV_Switchgear | SS91858OOHO | L&T | 0.4-0.65A | Thermal | Nos. | None | Inventory | 0.4-0.65A ML Thermal overload relay, suitable for direct mounting on ML 1.5 contactors, Type ML 1
15214 | 0.6-1A ML Thermal overload relay, suitable for direct mounting on ML 1.5 contactors, Type ML 1 | OLR | LV_Switchgear | SS91858OOKO | L&T | 0.6-1A | Thermal | Nos. | None | Inventory | 0.6-1A ML Thermal overload relay, suitable for direct mounting on ML 1.5 contactors, Type ML 1
15215 | 1-1.6A ML Thermal overload relay, suitable for direct mounting on ML 1.5 contactors, Type ML 1 | OLR | LV_Switchgear | SS91858OOMO | L&T | 1-1.6A | Thermal | Nos. | None | Inventory | 1-1.6A ML Thermal overload relay, suitable for direct mounting on ML 1.5 contactors, Type ML 1
15216 | 1.5-2.5A ML Thermal overload relay, suitable for direct mounting on ML 1.5 contactors, Type ML 1 | OLR | LV_Switchgear | SS91858OOPO | L&T | 1.5-2.5A | Thermal | Nos. | None | Inventory | 1.5-2.5A ML Thermal overload relay, suitable for direct mounting on ML 1.5 contactors, Type ML 1
15217 | 2.5-4A ML Thermal overload relay, suitable for direct mounting on ML 1.5 contactors, Type ML 1 | OLR | LV_Switchgear | SS91858OORO | L&T | 2.5-4A | Thermal | Nos. | None | Inventory | 2.5-4A ML Thermal overload relay, suitable for direct mounting on ML 1.5 contactors, Type ML 1
15218 | 4-6.5A ML Thermal overload relay, suitable for direct mounting on ML 1.5 contactors, Type ML 1 | OLR | LV_Switchgear | SS91858OOTO | L&T | 4-6.5A | Thermal | Nos. | None | Inventory | 4-6.5A ML Thermal overload relay, suitable for direct mounting on ML 1.5 contactors, Type ML 1
15219 | 6-10A ML Thermal overload relay, suitable for direct mounting on ML 1.5 contactors, Type ML 1 | OLR | LV_Switchgear | SS91858OOVO | L&T | 6-10A | Thermal | Nos. | None | Inventory | 6-10A ML Thermal overload relay, suitable for direct mounting on ML 1.5 contactors, Type ML 1
15220 | 9-14A ML Thermal overload relay, suitable for direct mounting on ML 2/3 contactors, Type ML 2 / ML 3 | OLR | LV_Switchgear | SS91859OOAO | L&T | 9-14A | Thermal | Nos. | None | Inventory | 9-14A ML Thermal overload relay, suitable for direct mounting on ML 2/3 contactors, Type ML 2 / ML 3
15221 | 13-21A ML Thermal overload relay, suitable for direct mounting on ML 2/3 contactors, Type ML 2 / ML 3 | OLR | LV_Switchgear | SS91859OOCO | L&T | 13 - 21A | Thermal | Nos. | None | Inventory | 13-21A ML Thermal overload relay, suitable for direct mounting on ML 2/3 contactors, Type ML 2 / ML 3
15222 | 20-32A ML Thermal overload relay, suitable for direct mounting on ML 2/3 contactors, Type ML 2 / ML 3 | OLR | LV_Switchgear | SS91859OOEO | L&T | 20 - 32A | Thermal | Nos. | None | Inventory | 20-32A ML Thermal overload relay, suitable for direct mounting on ML 2/3 contactors, Type ML 2 / ML 3
15223 | 28-42A ML Thermal overload relay, suitable for direct mounting on ML 2/3 contactors, Type ML 2 / ML 3 | OLR | LV_Switchgear | SS91859OOFO | L&T | 28 - 42A | Thermal | Nos. | None | Inventory | 28-42A ML Thermal overload relay, suitable for direct mounting on ML 2/3 contactors, Type ML 2 / ML 3
15224 | DIN Rail Mounting Kit Relay on MN 2 Relay | OLR Accessories | LV_Switchgear | SS91887OOOO | L&T | 0 | Mounting kit | Nos. |  | Inventory | DIN Rail Mounting Kit Relay on MN 2 Relay
15225 | 42-69A MN Thermal overload relay, suitable for separate mounting, Type MN 12L # | OLR | LV_Switchgear | SS94127OOHO | L&T | 42-69A | Thermal | Nos. | None | Inventory | 42-69A MN Thermal overload relay, suitable for separate mounting, Type MN 12L #
15226 | 60-100A MN Thermal overload relay, suitable for separate mounting, Type MN 12L # | OLR | LV_Switchgear | SS94127OOKO | L&T | 60-100A | Thermal | Nos. | None | Inventory | 60-100A MN Thermal overload relay, suitable for separate mounting, Type MN 12L #
15227 | 90-150A MN Thermal overload relay, suitable for separate mounting, Type MN 12L # | OLR | LV_Switchgear | SS94127OOMO | L&T | 90-150A | Thermal | Nos. | None | Inventory | 90-150A MN Thermal overload relay, suitable for separate mounting, Type MN 12L #
15228 | 135-225A MN Thermal overload relay, suitable for separate mounting, Type MN 12L # | OLR | LV_Switchgear | SS94127OOPO | L&T | 135-225A | Thermal | Nos. | None | Inventory | 135-225A MN Thermal overload relay, suitable for separate mounting, Type MN 12L #
15229 | 180-300A MN Thermal overload relay, suitable for separate mounting, Type MN 12L # | OLR | LV_Switchgear | SS94127OOQO | L&T | 180-300A | Thermal | Nos. | None | Inventory | 180-300A MN Thermal overload relay, suitable for separate mounting, Type MN 12L #
15230 | 340-570A MN Thermal overload relay, suitable for separate mounting, Type MN 12L # | OLR | LV_Switchgear | SS94127OOSO | L&T | 340-570A | Thermal | Nos. | None | Inventory | 340-570A MN Thermal overload relay, suitable for separate mounting, Type MN 12L #
15231 | 9-15A MN Thermal overload relay, suitable for direct mounting on MNX 50 - 80 contactors, Type MN 5 | OLR | LV_Switchgear | SS94135OOBO | L&T | 9-15A | Thermal | Nos. | None | Inventory | 9-15A MN Thermal overload relay, suitable for direct mounting on MNX 50 - 80 contactors, Type MN 5
15232 | 14-23A MN Thermal overload relay, suitable for direct mounting on MNX 50 - 80 contactors, Type MN 5 | OLR | LV_Switchgear | SS94135OODO | L&T | 14-23A | Thermal | Nos. | None | Inventory | 14-23A MN Thermal overload relay, suitable for direct mounting on MNX 50 - 80 contactors, Type MN 5
15233 | 20-33A MN Thermal overload relay, suitable for direct mounting on MNX 50 - 80 contactors, Type MN 5 | OLR | LV_Switchgear | SS94136OOEO | L&T | 20-33A | Thermal | Nos. | None | Inventory | 20-33A MN Thermal overload relay, suitable for direct mounting on MNX 50 - 80 contactors, Type MN 5
15234 | 30-50A MN Thermal overload relay, suitable for direct mounting on MNX 50 - 80 contactors, Type MN 5 | OLR | LV_Switchgear | SS94136OOGO | L&T | 30-50A | Thermal | Nos. | None | Inventory | 30-50A MN Thermal overload relay, suitable for direct mounting on MNX 50 - 80 contactors, Type MN 5
15235 | 36-60A MN Thermal overload relay, suitable for direct mounting on MNX 50 - 80 contactors, Type MN 5 | OLR | LV_Switchgear | SS94136OOTO | L&T | 36-60A | Thermal | Nos. | None | Inventory | 36-60A MN Thermal overload relay, suitable for direct mounting on MNX 50 - 80 contactors, Type MN 5
15236 | 45-75A MN Thermal overload relay, suitable for direct mounting on MNX 50 - 80 contactors, Type MN 5 | OLR | LV_Switchgear | SS94137OOJO | L&T | 45-75A | Thermal | Nos. | None | Inventory | 45-75A MN Thermal overload relay, suitable for direct mounting on MNX 50 - 80 contactors, Type MN 5
15237 | 66-110A MN Thermal overload relay, suitable for direct mounting on MNX 50 - 80 contactors, Type MN 5 | OLR | LV_Switchgear | SS94137OOKO | L&T | 66-110A | Thermal | Nos. | None | Inventory | 66-110A MN Thermal overload relay, suitable for direct mounting on MNX 50 - 80 contactors, Type MN 5
15238 | 42-69A MN Thermal overload relay, suitable for separate mounting, Type MN 12 | OLR | LV_Switchgear | SS94138OOHO | L&T | 42-69A | Thermal | Nos. | None | Inventory | 42-69A MN Thermal overload relay, suitable for separate mounting, Type MN 12
15239 | 60-100A MN Thermal overload relay, suitable for separate mounting, Type MN 12 | OLR | LV_Switchgear | SS94138OOKO | L&T | 60-100A | Thermal | Nos. | None | Inventory | 60-100A MN Thermal overload relay, suitable for separate mounting, Type MN 12
15240 | 90-150A MN Thermal overload relay, suitable for separate mounting, Type MN 12 | OLR | LV_Switchgear | SS94138OOMO | L&T | 90-150A | Thermal | Nos. | None | Inventory | 90-150A MN Thermal overload relay, suitable for separate mounting, Type MN 12
15241 | 135-225A MN Thermal overload relay, suitable for separate mounting, Type MN 12 | OLR | LV_Switchgear | SS94138OOPO | L&T | 135-225A | Thermal | Nos. | None | Inventory | 135-225A MN Thermal overload relay, suitable for separate mounting, Type MN 12
15242 | 180-300A MN Thermal overload relay, suitable for separate mounting, Type MN 12 | OLR | LV_Switchgear | SS94139OOQO | L&T | 180-300A | Thermal | Nos. | None | Inventory | 180-300A MN Thermal overload relay, suitable for separate mounting, Type MN 12
15243 | 270-450A MN Thermal overload relay, suitable for separate mounting, Type MN 12 | OLR | LV_Switchgear | SS94139OORO | L&T | 270-450A | Thermal | Nos. | None | Inventory | 270-450A MN Thermal overload relay, suitable for separate mounting, Type MN 12
15244 | 0.2-0.33A MN Thermal overload relay, suitable for direct mounting on MNX 9 - 40 contactors, Type MN 2 | OLR | LV_Switchgear | SS94141OOEO | L&T | 0.2-0.33A | Thermal | Nos. | None | Inventory | 0.2-0.33A MN Thermal overload relay, suitable for direct mounting on MNX 9 - 40 contactors, Type MN 2
15245 | 0.3-0.5A MN Thermal overload relay, suitable for direct mounting on MNX 9 - 40 contactors, Type MN 2 | OLR | LV_Switchgear | SS94141OOGO | L&T | 0.3-0.5A | Thermal | Nos. | None | Inventory | 0.3-0.5A MN Thermal overload relay, suitable for direct mounting on MNX 9 - 40 contactors, Type MN 2
15246 | 0.45-0.75A MN Thermal overload relay, suitable for direct mounting on MNX 9 - 40 contactors, Type MN 2 | OLR | LV_Switchgear | SS94141OOJO | L&T | 0.45-0.75A | Thermal | Nos. | None | Inventory | 0.45-0.75A MN Thermal overload relay, suitable for direct mounting on MNX 9 - 40 contactors, Type MN 2
15247 | 0.6-1A MN Thermal overload relay, suitable for direct mounting on MNX 9 - 40 contactors, Type MN 2 | OLR | LV_Switchgear | SS94141OOKO | L&T | 0.6-1A | Thermal | Nos. | None | Inventory | 0.6-1A MN Thermal overload relay, suitable for direct mounting on MNX 9 - 40 contactors, Type MN 2
15248 | 0.9-1.5A MN Thermal overload relay, suitable for direct mounting on MNX 9 - 40 contactors, Type MN 2 | OLR | LV_Switchgear | SS94141OOMO | L&T | 0.9-1.5A | Thermal | Nos. | None | Inventory | 0.9-1.5A MN Thermal overload relay, suitable for direct mounting on MNX 9 - 40 contactors, Type MN 2
15249 | 1.4-2.3A MN Thermal overload relay, suitable for direct mounting on MNX 9 - 40 contactors, Type MN 2 | OLR | LV_Switchgear | SS94141OOPO | L&T | 1.4-2.3A | Thermal | Nos. | None | Inventory | 1.4-2.3A MN Thermal overload relay, suitable for direct mounting on MNX 9 - 40 contactors, Type MN 2
15250 | 2-3.3A MN Thermal overload relay, suitable for direct mounting on MNX 9 - 40 contactors, Type MN 2 | OLR | LV_Switchgear | SS94141OOQO | L&T | 2-3.3A | Thermal | Nos. | None | Inventory | 2-3.3A MN Thermal overload relay, suitable for direct mounting on MNX 9 - 40 contactors, Type MN 2
15251 | 3-5A MN Thermal overload relay, suitable for direct mounting on MNX 9 - 40 contactors, Type MN 2 | OLR | LV_Switchgear | SS94141OOSO | L&T | 3-5A | Thermal | Nos. | None | Inventory | 3-5A MN Thermal overload relay, suitable for direct mounting on MNX 9 - 40 contactors, Type MN 2
15252 | 4.5-7.5A MN Thermal overload relay, suitable for direct mounting on MNX 9 - 40 contactors, Type MN 2 | OLR | LV_Switchgear | SS94141OOUO | L&T | 4.5-7.5A | Thermal | Nos. | None | Inventory | 4.5-7.5A MN Thermal overload relay, suitable for direct mounting on MNX 9 - 40 contactors, Type MN 2
15253 | 9-15A MN Thermal overload relay, suitable for direct mounting on MNX 9 - 40 contactors, Type MN 2 | OLR | LV_Switchgear | SS94142OOBO | L&T | 9-15A | Thermal | Nos. | None | Inventory | 9-15A MN Thermal overload relay, suitable for direct mounting on MNX 9 - 40 contactors, Type MN 2
15254 | 6-10A MN Thermal overload relay, suitable for direct mounting on MNX 9 - 40 contactors, Type MN 2 | OLR | LV_Switchgear | SS94142OOVO | L&T | 6-10A | Thermal | Nos. | None | Inventory | 6-10A MN Thermal overload relay, suitable for direct mounting on MNX 9 - 40 contactors, Type MN 2
15255 | 14-23A MN Thermal overload relay, suitable for direct mounting on MNX 9 - 40 contactors, Type MN 2 | OLR | LV_Switchgear | SS94144OODO | L&T | 14-23A | Thermal | Nos. | None | Inventory | 14-23A MN Thermal overload relay, suitable for direct mounting on MNX 9 - 40 contactors, Type MN 2
15256 | 20-33A MN Thermal overload relay, suitable for direct mounting on MNX 9 - 40 contactors, Type MN 2 | OLR | LV_Switchgear | SS94145OOEO | L&T | 20-33A | Thermal | Nos. | None | Inventory | 20-33A MN Thermal overload relay, suitable for direct mounting on MNX 9 - 40 contactors, Type MN 2
15257 | 24-40A MN Thermal overload relay, suitable for direct mounting on MNX 9 - 40 contactors, Type MN 2 | OLR | LV_Switchgear | SS94145OOFO | L&T | 24-40A | Thermal | Nos. | None | Inventory | 24-40A MN Thermal overload relay, suitable for direct mounting on MNX 9 - 40 contactors, Type MN 2
15258 | Kit for Mounting MN5 Relay on MNX 95/110/140 contactor | OLR Accessories | LV_Switchgear | SS94638OOOO | L&T | 0 | Mounting kit | Nos. |  | Inventory | Kit for Mounting MN5 Relay on MNX 95/110/140 contactor
15259 | Auxiliary contactor with 4NO contacts, 110V DC coil, Type MN0 40E | Auxiliary Contactor | LV_Switchgear | SS946651OOO | L&T | 0 | NA | Nos. | None | Inventory | Auxiliary contactor with 4NO contacts, 110V DC coil, Type MN0 40E
15260 | Auxiliary contactor with 4NO contacts, 220V DC coil, Type MN0 40E | Auxiliary Contactor | LV_Switchgear | SS946652OOO | L&T | 0 | NA | Nos. | None | Inventory | Auxiliary contactor with 4NO contacts, 220V DC coil, Type MN0 40E
15261 | Auxiliary contactor with 4NO contacts, 24V DC coil, Type MN0 40E | Auxiliary Contactor | LV_Switchgear | SS946654OOO | L&T | 0 | NA | Nos. | None | Inventory | Auxiliary contactor with 4NO contacts, 24V DC coil, Type MN0 40E
15262 | Auxiliary contactor with 3NO + 1NC contacts, 110V DC coil, Type MN0 31E | Auxiliary Contactor | LV_Switchgear | SS946661OOO | L&T | 0 | NA | Nos. | None | Inventory | Auxiliary contactor with 3NO + 1NC contacts, 110V DC coil, Type MN0 31E
15263 | Auxiliary contactor with 3NO + 1NC contacts, 220V DC coil, Type MN0 31E | Auxiliary Contactor | LV_Switchgear | SS946662OOO | L&T | 0 | NA | Nos. | None | Inventory | Auxiliary contactor with 3NO + 1NC contacts, 220V DC coil, Type MN0 31E
15264 | Auxiliary contactor with 3NO + 1NC contacts, 24V DC coil, Type MN0 31E | Auxiliary Contactor | LV_Switchgear | SS946664OOO | L&T | 0 | NA | Nos. | None | Inventory | Auxiliary contactor with 3NO + 1NC contacts, 24V DC coil, Type MN0 31E
15265 | Auxiliary contactor with 2NO + 2NC contacts, 110V DC coil, Type MN0 22E | Auxiliary Contactor | LV_Switchgear | SS946671OOO | L&T | 0 | NA | Nos. | None | Inventory | Auxiliary contactor with 2NO + 2NC contacts, 110V DC coil, Type MN0 22E
15266 | Auxiliary contactor with 2NO + 2NC contacts, 220V DC coil, Type MN0 22E | Auxiliary Contactor | LV_Switchgear | SS946672OOO | L&T | 0 | NA | Nos. | None | Inventory | Auxiliary contactor with 2NO + 2NC contacts, 220V DC coil, Type MN0 22E
15267 | Auxiliary contactor with 2NO + 2NC contacts, 24V DC coil, Type MN0 22E | Auxiliary Contactor | LV_Switchgear | SS946674OOO | L&T | 0 | NA | Nos. | None | Inventory | Auxiliary contactor with 2NO + 2NC contacts, 24V DC coil, Type MN0 22E
15268 | Auxiliary contactor with 1NO + 3NC contacts, 110V DC coil, Type MN0 13E | Auxiliary Contactor | LV_Switchgear | SS946681OOO | L&T | 0 | NA | Nos. | None | Inventory | Auxiliary contactor with 1NO + 3NC contacts, 110V DC coil, Type MN0 13E
15269 | Auxiliary contactor with 1NO + 3NC contacts, 220V DC coil, Type MN0 13E | Auxiliary Contactor | LV_Switchgear | SS946682OOO | L&T | 0 | NA | Nos. | None | Inventory | Auxiliary contactor with 1NO + 3NC contacts, 220V DC coil, Type MN0 13E
15270 | Auxiliary contactor with 1NO + 3NC contacts, 24V DC coil, Type MN0 13E | Auxiliary Contactor | LV_Switchgear | SS946684OOO | L&T | 0 | NA | Nos. | None | Inventory | Auxiliary contactor with 1NO + 3NC contacts, 24V DC coil, Type MN0 13E
15271 | Auxiliary contactor with 4NC contacts, 110V DC coil, Type MN0 04E | Auxiliary Contactor | LV_Switchgear | SS946691OOO | L&T | 0 | NA | Nos. | None | Inventory | Auxiliary contactor with 4NC contacts, 110V DC coil, Type MN0 04E
15272 | Auxiliary contactor with 4NC contacts, 220V DC coil, Type MN0 04E | Auxiliary Contactor | LV_Switchgear | SS946692OOO | L&T | 0 | NA | Nos. | None | Inventory | Auxiliary contactor with 4NC contacts, 220V DC coil, Type MN0 04E
15273 | Auxiliary contactor with 4NC contacts, 24V DC coil, Type MN0 04E | Auxiliary Contactor | LV_Switchgear | SS946694OOO | L&T | 0 | NA | Nos. | None | Inventory | Auxiliary contactor with 4NC contacts, 24V DC coil, Type MN0 04E
15274 | Kit for Mounting MN 2 Relay separately (Direct Mounting Type) | OLR Accessories | LV_Switchgear | SS94700OOOO | L&T | 0 | Mounting kit | Nos. |  | Inventory | Kit for Mounting MN 2 Relay separately (Direct Mounting Type)
15275 | 9-14A MU Thermal overload relay, suitable for direct mounting on MU2 (3 Pole) contactors, Type MU | OLR | LV_Switchgear | SS95979OOAO | L&T | 9-14A | Thermal | Nos. | None | Inventory | 9-14A MU Thermal overload relay, suitable for direct mounting on MU2 (3 Pole) contactors, Type MU
15276 | 13-21A MU Thermal overload relay, suitable for direct mounting on MU2 (3 Pole) contactors, Type MU | OLR | LV_Switchgear | SS95979OOCO | L&T | 13-21A | Thermal | Nos. | None | Inventory | 13-21A MU Thermal overload relay, suitable for direct mounting on MU2 (3 Pole) contactors, Type MU
15277 | 15-25A MU Thermal overload relay, suitable for direct mounting on MU2 (3 Pole) contactors, Type MU | OLR | LV_Switchgear | SS95979OODO | L&T | 15-25A | Thermal | Nos. | None | Inventory | 15-25A MU Thermal overload relay, suitable for direct mounting on MU2 (3 Pole) contactors, Type MU
15278 | 20-32A MU Thermal overload relay, suitable for direct mounting on MU2 (3 Pole) contactors, Type MU | OLR | LV_Switchgear | SS95979OOEO | L&T | 20-32A | Thermal | Nos. | None | Inventory | 20-32A MU Thermal overload relay, suitable for direct mounting on MU2 (3 Pole) contactors, Type MU
15279 | 28-42A MU Thermal overload relay, suitable for direct mounting on MU2 (3 Pole) contactors, Type MU | OLR | LV_Switchgear | SS95979OOFO | L&T | 28-42A | Thermal | Nos. | None | Inventory | 28-42A MU Thermal overload relay, suitable for direct mounting on MU2 (3 Pole) contactors, Type MU
15280 | 24-38A MU Thermal overload relay, suitable for direct mounting on MU2 (3 Pole) contactors, Type MU | OLR | LV_Switchgear | SS95979OOGO | L&T | 24-38A | Thermal | Nos. | None | Inventory | 24-38A MU Thermal overload relay, suitable for direct mounting on MU2 (3 Pole) contactors, Type MU
15281 | 4-6.5A MU Thermal overload relay, suitable for direct mounting on MU1 (3 Pole) contactors, Type MU | OLR | LV_Switchgear | SS96557OOTO | L&T | 4-6.5A | Thermal | Nos. | None | Inventory | 4-6.5A MU Thermal overload relay, suitable for direct mounting on MU1 (3 Pole) contactors, Type MU
15282 | 6-10A MU Thermal overload relay, suitable for direct mounting on MU1 (3 Pole) contactors, Type MU | OLR | LV_Switchgear | SS96557OOVO | L&T | 6-10A | Thermal | Nos. | None | Inventory | 6-10A MU Thermal overload relay, suitable for direct mounting on MU1 (3 Pole) contactors, Type MU
15287 | 6.6kV CAST RESIN PT RATIO: 6.6kV/RT3/110V/RT3 CORE 1: 10VA, CLASS: 0.2, SEALABLE TYPE SECONDARY FIXED TYPE, VOLTAGE FACTOR 1.2 CONTINOUS & 1.9 FOR 8 HOURS, NABL TESTED. | PT | SWITCHGEAR | ST-PT-6.6-1C-10/0.2-FIXED | STRATON | - | - | Nos. |  | Inventory | 6.6kV CAST RESIN PT RATIO: 6.6kV/RT3/110V/RT3 CORE 1: 10VA, CLASS: 0.2, SEALABLE TYPE SECONDARY FIXED TYPE, VOLTAGE FACTOR 1.2 CONTINOUS & 1.9 FOR 8 HOURS, NABL TESTED.
15370 | 33kV CAST RESIN CURRENT TRANSFORMER, CTR : 50-100/1-1A, CORE 1: 7.5VA, CLASS: 0.2S, CORE 2: 7.5VA, CLASS: 5P20, STR:25KA/1SEC, CT SECONDARY TERMINAL ON P1 SIDE, WOUND TYPE, | CT | SWITCHGEAR | ST6B1AA11P22V2110NNNN | STRATON | - | NA | Nos. |  | Inventory | 33kV CAST RESIN CURRENT TRANSFORMER, CTR : 50-100/1-1A, CORE 1: 7.5VA, CLASS: 0.2S, CORE 2: 7.5VA, CLASS: 5P20, STR:25KA/1SEC, CT SECONDARY TERMINAL ON P1 SIDE, WOUND TYPE,
15371 | 33kV CT, Ratio : 200/1A, Core-1 Class -0.2S, Burden - 5VA,STC - 25KA/1Sec,Indoor Resin Cast type,Wound type: Make : Straton | CT | SWITCHGEAR | ST6B1AA41P22V1V8N111 | STRATON | 33 | NA | Nos. |  | Inventory | 33kV CT, Ratio : 200/1A, Core-1 Class -0.2S, Burden - 5VA,STC - 25KA/1Sec,Indoor Resin Cast type,Wound type: Make : Straton
15372 | 6.6KV CAST RESIN CURRENT TRANSFORMER RATIO : 2000/1A, CORE:1 - 5VA, CLASS: 0.2S, STR: 40kA/1SEC, CT TYPE: WINDOW TYPE CT, INSULATION CLASS: B, CT SECONDARY TERMINAL ON P2 SIDE, SEALABLE TYPE SECONDARY. | CT | SWITCHGEAR | ST6C1BI91P13Y1ZX8N028 | STRATON | - | - | Nos |  | Inventory | 6.6KV CAST RESIN CURRENT TRANSFORMER RATIO : 2000/1-1A, CORE:1 - 5VA, CLASS: 0.2S, STR: 40kA/1SEC, CT TYPE: WINDOW TYPE CT, INSULATION CLASS: B, CT SECONDARY TERMINAL ON P2 SIDE, SEALABLE TYPE SECONDARY.
15373 | 6.6kV CAST RESIN CURRENT TRANSFORMER, CTR: 500/1A, CORE 1: 5VA, CLASS: 0.2S, STR: 40KA/1SEC, SEALABLE CT SECONDARY TERMINAL ON P2 SIDE, WOUND TYPE, NABL TESTED. | CT | SWITCHGEAR | ST6C1BI91P13Y1ZX8N047 | STRATON | 4 | NA | Nos |  | Inventory | 6.6kV CAST RESIN CURRENT TRANSFORMER, CTR: 500/1-1A, CORE 1: 5VA, CLASS: 0.2S, CORE 2: 5VA, CLASS: 0.2S, STR: 40KA/1SEC, SEALABLE CT SECONDARY TERMINAL ON P2 SIDE, WOUND TYPE, NABL TESTED.
5774 | NUMERICAL GEN. DIFFRENTIAL RELAY (87G), TYPE:COMPACT+F1, ORDER CODE : SYMAP-COMPACT+F1B1A1A4A0A0A0A0C0A0A0A0A1, LOW INPEDANCE RELAY, AUX. DC VOLTAGE :110V DC,CONTACTS : 8BO+19BI, FLUSH MOUNTING,WITH RS485 PORT MODBUS PROTOCOL | RELAY | SWITCHGEAR | COMPACT+F1 | STUCKE | - | - | Nos. |  | Inventory | NUMERICAL GEN. DIFFRENTIAL RELAY (87G), TYPE:COMPACT+F1, ORDER CODE : SYMAP-COMPACT+F1B1A1A4A0A0A0A0C0A0A0A0A1, LOW INPEDANCE RELAY, AUX. DC VOLTAGE :110V DC,CONTACTS : 8BO+19BI, FLUSH MOUNTING,WITH RS485 PORT MODBUS PROTOCOL
7144 | NUMERICAL REVERSE POWER RELAY (32R), TYPE:ECO P,3 PHASE;CT:1A; RATED AC VOLTAGE:110V AC, AUX. AC VOLTAGE: 50-300V AC-DC, FLUSH MOUNTING: CUTOUT DIMENSION : 90MM X 90MM | RELAY | SWITCHGEAR | ECO-P-3-110-1-H | STUCKE | _ | NA | Nos |  | Inventory | NUMERICAL REVERSE POWER RELAY (32R), TYPE:ECO P,3 PHASE;CT:1A; RATED AC VOLTAGE:110V AC, AUX. AC VOLTAGE: 50-300V AC-DC, FLUSH MOUNTING: CUTOUT DIMENSION : 90MM X 90MM
7145 | NUMERICAL REVERSE POWER WITH VOLTAGE RELAY, (27, 50, 50N, 50G, 50BF, 51, 51N, 51G, 51V, 81U, 81O, 74TC,47N,32) Auxiliary voltage 20-300VDC & 50-300VAC | RELAY | SWITCHGEAR | ECO-PRO+GP1 | STUCKE | _ | NA | Nos |  | Inventory | NUMERICAL REVERSE POWER WITH VOLTAGE RELAY, (27, 50, 50N, 50G, 50BF, 51, 51N, 51G, 51V, 81U, 81O, 74TC,47N,32) Auxiliary voltage 20-300VDC & 50-300VAC
15291 | 250A DP FN Switch Disconnector Fuse, DIN-type, Fuse size HN 1, Frame size Fr-3, Type FN 250 2P | SDF | LV_Switchgear | ST31674 | L&T | 250A | NA | Nos. | None | Inventory | 250A DP FN Switch Disconnector Fuse, DIN-type, Fuse size HN 1, Frame size Fr-3, Type FN 250 2P
15292 | 400A DP FN Switch Disconnector Fuse, DIN-type, Fuse size HN 2, Frame size Fr-4, Type FN 400 2P | SDF | LV_Switchgear | ST31676 | L&T | 400A | NA | Nos. | None | Inventory | 400A DP FN Switch Disconnector Fuse, DIN-type, Fuse size HN 2, Frame size Fr-4, Type FN 400 2P
15293 | 100A DP FN Switch Disconnector Fuse, DIN-type, Fuse size HN 000/00, Frame size Fr-2, Type FN 100 2P | SDF | LV_Switchgear | ST35086 | L&T | 100A | NA | Nos. | None | Inventory | 100A DP FN Switch Disconnector Fuse, DIN-type, Fuse size HN 000/00, Frame size Fr-2, Type FN 100 2P
15294 | 125A DP FN Switch Disconnector Fuse, DIN-type, Fuse size HN 000/00, Frame size Fr-2, Type FN 125 2P | SDF | LV_Switchgear | ST35087 | L&T | 125A | NA | Nos. | None | Inventory | 125A DP FN Switch Disconnector Fuse, DIN-type, Fuse size HN 000/00, Frame size Fr-2, Type FN 125 2P
15295 | 160A DP FN Switch Disconnector Fuse, DIN-type, Fuse size HN 000/00, Frame size Fr-2, Type FN 160 2P | SDF | LV_Switchgear | ST35088 | L&T | 160A | NA | Nos. | None | Inventory | 160A DP FN Switch Disconnector Fuse, DIN-type, Fuse size HN 000/00, Frame size Fr-2, Type FN 160 2P
15296 | 200A DP FN Switch Disconnector Fuse, DIN-type, Fuse size HN 0, Frame size Fr-3, Type FN 200 2P | SDF | LV_Switchgear | ST35089 | L&T | 200A | NA | Nos. | None | Inventory | 200A DP FN Switch Disconnector Fuse, DIN-type, Fuse size HN 0, Frame size Fr-3, Type FN 200 2P
15297 | 630A DP FN Switch Disconnector Fuse, DIN-type, Fuse size HN 3, Frame size Fr-4, Type FN 630 2P | SDF | LV_Switchgear | ST35090 | L&T | 630A | NA | Nos. | None | Inventory | 630A DP FN Switch Disconnector Fuse, DIN-type, Fuse size HN 3, Frame size Fr-4, Type FN 630 2P
15298 | Under-voltage Coil/Release 24V DC for Draw-out/Fixed type C-Power ACB, Type MV | ACB Accessories | LV_Switchgear | ST36877OOOO | L&T | 0 | Undervoltage | Nos. | None | Inventory | Under-voltage Coil/Release 24V DC for Draw-out/Fixed type C-Power ACB, Type MV
15299 | 315A DP FN Switch Disconnector Fuse, DIN-type, Fuse size HN 1, Frame size Fr-4, Type FN 315 2P | SDF | LV_Switchgear | ST38930 | L&T | 315A | NA | Nos. | None | Inventory | 315A DP FN Switch Disconnector Fuse, DIN-type, Fuse size HN 1, Frame size Fr-4, Type FN 315 2P
15300 | 0.1-0.16A TP 100kA MOG-S1 MPCB with O/C,S/C and phase loss protection, Type MOG-S1-0.16 | MPCB | LV_Switchgear | ST41889OOOO | L&T | 0.1-0.16A | 100kA | Nos. | None | Inventory | 0.1-0.16A TP 100kA MOG-S1 MPCB with O/C,S/C and phase loss protection, Type MOG-S1-0.16
15301 | 0.16-0.25A TP 100kA MOG-S1 MPCB with O/C,S/C and phase loss protection, Type MOG-S1-0.25 | MPCB | LV_Switchgear | ST41890OOOO | L&T | 0.16-0.25A | 100kA | Nos. | None | Inventory | 0.16-0.25A TP 100kA MOG-S1 MPCB with O/C,S/C and phase loss protection, Type MOG-S1-0.25
15302 | 0.25-0.4A TP 100kA MOG-S1 MPCB with O/C,S/C and phase loss protection, Type MOG-S1-0.4 | MPCB | LV_Switchgear | ST41891OOOO | L&T | 0.25-0.4A | 100kA | Nos. | None | Inventory | 0.25-0.4A TP 100kA MOG-S1 MPCB with O/C,S/C and phase loss protection, Type MOG-S1-0.4
15303 | 0.4-0.63A TP 100kA MOG-S1 MPCB with O/C,S/C and phase loss protection, Type MOG-S1-0.63 | MPCB | LV_Switchgear | ST41892OOOO | L&T | 0.4-0.63A | 100kA | Nos. | None | Inventory | 0.4-0.63A TP 100kA MOG-S1 MPCB with O/C,S/C and phase loss protection, Type MOG-S1-0.63
15304 | 0.63-1A TP 100kA MOG-S1 MPCB with O/C,S/C and phase loss protection, Type MOG-S1-1 | MPCB | LV_Switchgear | ST41893OOOO | L&T | 0.63-1A | 100kA | Nos. | None | Inventory | 0.63-1A TP 100kA MOG-S1 MPCB with O/C,S/C and phase loss protection, Type MOG-S1-1
15305 | 1-1.6A TP 100kA MOG-S1 MPCB with O/C,S/C and phase loss protection, Type MOG-S1-1.6 | MPCB | LV_Switchgear | ST41894OOOO | L&T | 1-1.6A | 100kA | Nos. | None | Inventory | 1-1.6A TP 100kA MOG-S1 MPCB with O/C,S/C and phase loss protection, Type MOG-S1-1.6
15306 | 1.6-2.5A TP 100kA MOG-S1 MPCB with O/C,S/C and phase loss protection, Type MOG-S1-2.5 | MPCB | LV_Switchgear | ST41895OOOO | L&T | 1.6-2.5A | 100kA | Nos. | None | Inventory | 1.6-2.5A TP 100kA MOG-S1 MPCB with O/C,S/C and phase loss protection, Type MOG-S1-2.5
15307 | 2.5-4A TP 100kA MOG-S1 MPCB with O/C,S/C and phase loss protection, Type MOG-S1-4 | MPCB | LV_Switchgear | ST41896OOOO | L&T | 2.5-4A | 100kA | Nos. | None | Inventory | 2.5-4A TP 100kA MOG-S1 MPCB with O/C,S/C and phase loss protection, Type MOG-S1-4
15308 | 4-6.3A TP 100kA MOG-S1 MPCB with O/C,S/C and phase loss protection, Type MOG-S1-6.3 | MPCB | LV_Switchgear | ST41897OOOO | L&T | 4-6.3A | 100kA | Nos. | None | Inventory | 4-6.3A TP 100kA MOG-S1 MPCB with O/C,S/C and phase loss protection, Type MOG-S1-6.3
15309 | 6.3-10A TP 100kA MOG-S1 MPCB with O/C,S/C and phase loss protection, Type MOG-S1-10 | MPCB | LV_Switchgear | ST41898OOOO | L&T | 6.3-10A | 100kA | Nos. | None | Inventory | 6.3-10A TP 100kA MOG-S1 MPCB with O/C,S/C and phase loss protection, Type MOG-S1-10
15310 | 9-13A TP 50kA MOG-S1 MPCB with O/C,S/C and phase loss protection, Type MOG-S1-13 | MPCB | LV_Switchgear | ST41899OOOO | L&T | 9-13A | 50kA | Nos. | None | Inventory | 9-13A TP 50kA MOG-S1 MPCB with O/C,S/C and phase loss protection, Type MOG-S1-13
15311 | 11-16A TP 25kA MOG-S1 MPCB with O/C,S/C and phase loss protection, Type MOG-S1-16 | MPCB | LV_Switchgear | ST41900OOOO | L&T | 11-16A | 25kA | Nos. | None | Inventory | 11-16A TP 25kA MOG-S1 MPCB with O/C,S/C and phase loss protection, Type MOG-S1-16
15312 | 14-20A TP 25kA MOG-S1 MPCB with O/C,S/C and phase loss protection, Type MOG-S1-20 | MPCB | LV_Switchgear | ST41901OOOO | L&T | 14-20A | 25kA | Nos. | None | Inventory | 14-20A TP 25kA MOG-S1 MPCB with O/C,S/C and phase loss protection, Type MOG-S1-20
15313 | 19-25A TP 25kA MOG-S1 MPCB with O/C,S/C and phase loss protection, Type MOG-S1-25 | MPCB | LV_Switchgear | ST41902OOOO | L&T | 19-25A | 25kA | Nos. | None | Inventory | 19-25A TP 25kA MOG-S1 MPCB with O/C,S/C and phase loss protection, Type MOG-S1-25
15314 | 24-32A TP 25kA MOG-S1 MPCB with O/C,S/C and phase loss protection, Type MOG-S1-32 | MPCB | LV_Switchgear | ST41903OOOO | L&T | 24-32A | 25kA | Nos. | None | Inventory | 24-32A TP 25kA MOG-S1 MPCB with O/C,S/C and phase loss protection, Type MOG-S1-32
15315 | 0.1-0.16A TP 100kA MOG-H1 MPCB with O/C,S/C and phase loss protection, Type MOG-H1-0.16 | MPCB | LV_Switchgear | ST41904OOOO | L&T | 0.1-0.16A | 100kA | Nos. | None | Inventory | 0.1-0.16A TP 100kA MOG-H1 MPCB with O/C,S/C and phase loss protection, Type MOG-H1-0.16
15316 | 0.16-0.25A TP 100kA MOG-H1 MPCB with O/C,S/C and phase loss protection, Type MOG-H1-0.25 | MPCB | LV_Switchgear | ST41905OOOO | L&T | 0.16-0.25A | 100kA | Nos. | None | Inventory | 0.16-0.25A TP 100kA MOG-H1 MPCB with O/C,S/C and phase loss protection, Type MOG-H1-0.25
15317 | 0.25-0.4A TP 100kA MOG-H1 MPCB with O/C,S/C and phase loss protection, Type MOG-H1-0.4 | MPCB | LV_Switchgear | ST41906OOOO | L&T | 0.25-0.4A | 100kA | Nos. | None | Inventory | 0.25-0.4A TP 100kA MOG-H1 MPCB with O/C,S/C and phase loss protection, Type MOG-H1-0.4
15318 | 0.4-0.63A TP 100kA MOG-H1 MPCB with O/C,S/C and phase loss protection, Type MOG-H1-0.63 | MPCB | LV_Switchgear | ST41907OOOO | L&T | 0.4-0.63A | 100kA | Nos. | None | Inventory | 0.4-0.63A TP 100kA MOG-H1 MPCB with O/C,S/C and phase loss protection, Type MOG-H1-0.63
15319 | 0.63-1A TP 100kA MOG-H1 MPCB with O/C,S/C and phase loss protection, Type MOG-H1-1 | MPCB | LV_Switchgear | ST41908OOOO | L&T | 0.63-1A | 100kA | Nos. | None | Inventory | 0.63-1A TP 100kA MOG-H1 MPCB with O/C,S/C and phase loss protection, Type MOG-H1-1
15320 | 1-1.6A TP 100kA MOG-H1 MPCB with O/C,S/C and phase loss protection, Type MOG-H1-1.6 | MPCB | LV_Switchgear | ST41909OOOO | L&T | 1-1.6A | 100kA | Nos. | None | Inventory | 1-1.6A TP 100kA MOG-H1 MPCB with O/C,S/C and phase loss protection, Type MOG-H1-1.6
15321 | 1.6-2.5A TP 100kA MOG-H1 MPCB with O/C,S/C and phase loss protection, Type MOG-H1-2.5 | MPCB | LV_Switchgear | ST41910OOOO | L&T | 1.6-2.5A | 100kA | Nos. | None | Inventory | 1.6-2.5A TP 100kA MOG-H1 MPCB with O/C,S/C and phase loss protection, Type MOG-H1-2.5
15322 | 2.5-4A TP 100kA MOG-H1 MPCB with O/C,S/C and phase loss protection, Type MOG-H1-4 | MPCB | LV_Switchgear | ST41911OOOO | L&T | 2.5-4A | 100kA | Nos. | None | Inventory | 2.5-4A TP 100kA MOG-H1 MPCB with O/C,S/C and phase loss protection, Type MOG-H1-4
15323 | 4-6.3A TP 100kA MOG-H1 MPCB with O/C,S/C and phase loss protection, Type MOG-H1-6.3 | MPCB | LV_Switchgear | ST41912OOOO | L&T | 4-6.3A | 100kA | Nos. | None | Inventory | 4-6.3A TP 100kA MOG-H1 MPCB with O/C,S/C and phase loss protection, Type MOG-H1-6.3
15324 | 6.3-10A TP 100kA MOG-H1 MPCB with O/C,S/C and phase loss protection, Type MOG-H1-10 | MPCB | LV_Switchgear | ST41913OOOO | L&T | 6.3-10A | 100kA | Nos. | None | Inventory | 6.3-10A TP 100kA MOG-H1 MPCB with O/C,S/C and phase loss protection, Type MOG-H1-10
15325 | 9-13A TP 100kA MOG-H1 MPCB with O/C,S/C and phase loss protection, Type MOG-H1-13 | MPCB | LV_Switchgear | ST41914OOOO | L&T | 8-12A | 100kA | Nos. | None | Inventory | 9-13A TP 100kA MOG-H1 MPCB with O/C,S/C and phase loss protection, Type MOG-H1-13
15326 | 11-16A TP 50kA MOG-H1 MPCB with O/C,S/C and phase loss protection, Type MOG-H1-16 | MPCB | LV_Switchgear | ST41915OOOO | L&T | 10-16A | 50kA | Nos. | None | Inventory | 11-16A TP 50kA MOG-H1 MPCB with O/C,S/C and phase loss protection, Type MOG-H1-16
15327 | 14-20A TP 50kA MOG-H1 MPCB with O/C,S/C and phase loss protection, Type MOG-H1-20 | MPCB | LV_Switchgear | ST41916OOOO | L&T | 16-20A | 50kA | Nos. | None | Inventory | 14-20A TP 50kA MOG-H1 MPCB with O/C,S/C and phase loss protection, Type MOG-H1-20
15328 | 19-25A TP 50kA MOG-H1 MPCB with O/C,S/C and phase loss protection, Type MOG-H1-25 | MPCB | LV_Switchgear | ST41917OOOO | L&T | 20-25A | 50kA | Nos. | None | Inventory | 19-25A TP 50kA MOG-H1 MPCB with O/C,S/C and phase loss protection, Type MOG-H1-25
15329 | 24-32A TP 50kA MOG-H1 MPCB with O/C,S/C and phase loss protection, Type MOG-H1-32 | MPCB | LV_Switchgear | ST41918OOOO | L&T | 25-32A | 50kA | Nos. | None | Inventory | 24-32A TP 50kA MOG-H1 MPCB with O/C,S/C and phase loss protection, Type MOG-H1-32
15330 | 24-32A TP 50kA MOG-H2 MPCB with O/C,S/C and phase loss protection, Type MOG-H2-32 | MPCB | LV_Switchgear | ST41919OOOO | L&T | 24-32A | 50kA | Nos. | None | Inventory | 24-32A TP 50kA MOG-H2 MPCB with O/C,S/C and phase loss protection, Type MOG-H2-32
15331 | 28-40A TP 50kA MOG-H2 MPCB with O/C,S/C and phase loss protection, Type MOG-H2-40 | MPCB | LV_Switchgear | ST41920OOOO | L&T | 28-40A | 50kA | Nos. | None | Inventory | 28-40A TP 50kA MOG-H2 MPCB with O/C,S/C and phase loss protection, Type MOG-H2-40
15332 | 35-50A TP 50kA MOG-H2 MPCB with O/C,S/C and phase loss protection, Type MOG-H2-50 | MPCB | LV_Switchgear | ST41921OOOO | L&T | 35-50A | 50kA | Nos. | None | Inventory | 35-50A TP 50kA MOG-H2 MPCB with O/C,S/C and phase loss protection, Type MOG-H2-50
15333 | 45-63A TP 50kA MOG-H2 MPCB with O/C,S/C and phase loss protection, Type MOG-H2-63 | MPCB | LV_Switchgear | ST41922OOOO | L&T | 45-63A | 50kA | Nos. | None | Inventory | 45-63A TP 50kA MOG-H2 MPCB with O/C,S/C and phase loss protection, Type MOG-H2-63
15334 | 0.16A TP 100kA MOG-H1M MPCB with S/C protection, Type MOG-H1M-0.16 | MPCB | LV_Switchgear | ST41923OOOO | L&T | 0.16A | 100kA | Nos. | None | Inventory | 0.16A TP 100kA MOG-H1M MPCB with S/C protection, Type MOG-H1M-0.16
15335 | 0.25A TP 100kA MOG-H1M MPCB with S/C protection, Type MOG-H1M-0.25 | MPCB | LV_Switchgear | ST41924OOOO | L&T | 0.25A | 100kA | Nos. | None | Inventory | 0.25A TP 100kA MOG-H1M MPCB with S/C protection, Type MOG-H1M-0.25
15336 | 0.4A TP 100kA MOG-H1M MPCB with S/C protection, Type MOG-H1M-0.4 | MPCB | LV_Switchgear | ST41925OOOO | L&T | 0.4A | 100kA | Nos. | None | Inventory | 0.4A TP 100kA MOG-H1M MPCB with S/C protection, Type MOG-H1M-0.4
15337 | 0.63A TP 100kA MOG-H1M MPCB with S/C protection, Type MOG-H1M-0.63 | MPCB | LV_Switchgear | ST41926OOOO | L&T | 0.63A | 100kA | Nos. | None | Inventory | 0.63A TP 100kA MOG-H1M MPCB with S/C protection, Type MOG-H1M-0.63
15338 | 1A TP 100kA MOG-H1M MPCB with S/C protection, Type MOG-H1M-1 | MPCB | LV_Switchgear | ST41927OOOO | L&T | 1A | 100kA | Nos. | None | Inventory | 1A TP 100kA MOG-H1M MPCB with S/C protection, Type MOG-H1M-1
15339 | 1.6A TP 100kA MOG-H1M MPCB with S/C protection, Type MOG-H1M-1.6 | MPCB | LV_Switchgear | ST41928OOOO | L&T | 1.6A | 100kA | Nos. | None | Inventory | 1.6A TP 100kA MOG-H1M MPCB with S/C protection, Type MOG-H1M-1.6
15340 | 2.5A TP 100kA MOG-H1M MPCB with S/C protection, Type MOG-H1M-2.5 | MPCB | LV_Switchgear | ST41929OOOO | L&T | 2.5A | 100kA | Nos. | None | Inventory | 2.5A TP 100kA MOG-H1M MPCB with S/C protection, Type MOG-H1M-2.5
15341 | 4A TP 100kA MOG-H1M MPCB with S/C protection, Type MOG-H1M-4 | MPCB | LV_Switchgear | ST41930OOOO | L&T | 4A | 100kA | Nos. | None | Inventory | 4A TP 100kA MOG-H1M MPCB with S/C protection, Type MOG-H1M-4
15342 | 6.3A TP 100kA MOG-H1M MPCB with S/C protection, Type MOG-H1M-6.3 | MPCB | LV_Switchgear | ST41931OOOO | L&T | 6.3A | 100kA | Nos. | None | Inventory | 6.3A TP 100kA MOG-H1M MPCB with S/C protection, Type MOG-H1M-6.3
15343 | 10A TP 100kA MOG-H1M MPCB with S/C protection, Type MOG-H1M-10 | MPCB | LV_Switchgear | ST41932OOOO | L&T | 10A | 100kA | Nos. | None | Inventory | 10A TP 100kA MOG-H1M MPCB with S/C protection, Type MOG-H1M-10
15344 | 13A TP 100kA MOG-H1M MPCB with S/C protection, Type MOG-H1M-13 | MPCB | LV_Switchgear | ST41933OOOO | L&T | 13A | 100kA | Nos. | None | Inventory | 13A TP 100kA MOG-H1M MPCB with S/C protection, Type MOG-H1M-13
15345 | 16A TP 50kA MOG-H1M MPCB with S/C protection, Type MOG-H1M-16 | MPCB | LV_Switchgear | ST41934OOOO | L&T | 16A | 50kA | Nos. | None | Inventory | 16A TP 50kA MOG-H1M MPCB with S/C protection, Type MOG-H1M-16
15346 | 20A TP 50kA MOG-H1M MPCB with S/C protection, Type MOG-H1M-20 | MPCB | LV_Switchgear | ST41935OOOO | L&T | 20A | 50kA | Nos. | None | Inventory | 20A TP 50kA MOG-H1M MPCB with S/C protection, Type MOG-H1M-20
15347 | 25A TP 50kA MOG-H1M MPCB with S/C protection, Type MOG-H1M-25 | MPCB | LV_Switchgear | ST41936OOOO | L&T | 25A | 50kA | Nos. | None | Inventory | 25A TP 50kA MOG-H1M MPCB with S/C protection, Type MOG-H1M-25
15348 | 32A TP 50kA MOG-H1M MPCB with S/C protection, Type MOG-H1M-32 | MPCB | LV_Switchgear | ST41937OOOO | L&T | 32A | 50kA | Nos. | None | Inventory | 32A TP 50kA MOG-H1M MPCB with S/C protection, Type MOG-H1M-32
15349 | 32A TP 50kA MOG-H2M MPCB with S/C protection, Type MOG-H2M-32 | MPCB | LV_Switchgear | ST41938OOOO | L&T | 32A | 50kA | Nos. | None | Inventory | 32A TP 50kA MOG-H2M MPCB with S/C protection, Type MOG-H2M-32
15350 | 40A TP 50kA MOG-H2M MPCB with S/C protection, Type MOG-H2M-40 | MPCB | LV_Switchgear | ST41939OOOO | L&T | 40A | 50kA | Nos. | None | Inventory | 40A TP 50kA MOG-H2M MPCB with S/C protection, Type MOG-H2M-40
15351 | 50A TP 50kA MOG-H2M MPCB with S/C protection, Type MOG-H2M-50 | MPCB | LV_Switchgear | ST41940OOOO | L&T | 50A | 50kA | Nos. | None | Inventory | 50A TP 50kA MOG-H2M MPCB with S/C protection, Type MOG-H2M-50
15352 | 63A TP 50kA MOG-H2M MPCB with S/C protection, Type MOG-H2M-63 | MPCB | LV_Switchgear | ST41941OOOO | L&T | 63A | 50kA | Nos. | None | Inventory | 63A TP 50kA MOG-H2M MPCB with S/C protection, Type MOG-H2M-63
15353 | Auxiliary contact 1NO front mounting add-on block for MOG MPCB, Type F1/F2 | MPCB Accessories | LV_Switchgear | ST41942OOOO | L&T | 0 | Aux./Trip Contact | Nos. | None | Inventory | Auxiliary contact 1NO front mounting add-on block for MOG MPCB, Type F1/F2
15354 | Auxiliary contact 1NC front mounting add-on block for MOG MPCB, Type F1/F2 | MPCB Accessories | LV_Switchgear | ST41943OOOO | L&T | 0 | Aux./Trip Contact | Nos. | None | Inventory | Auxiliary contact 1NC front mounting add-on block for MOG MPCB, Type F1/F2
15355 | Auxiliary contact 2NO Left side mounting add-on block for MOG MPCB, Type L | MPCB Accessories | LV_Switchgear | ST41944OOOO | L&T | 0 | Aux./Trip Contact | Nos. | None | Inventory | Auxiliary contact 2NO Left side mounting add-on block for MOG MPCB, Type L
15356 | Auxiliary contact 1NO+1NC Left side mounting add-on block for MOG MPCB, Type L | MPCB Accessories | LV_Switchgear | ST41945OOOO | L&T | 0 | Aux./Trip Contact | Nos. | None | Inventory | Auxiliary contact 1NO+1NC Left side mounting add-on block for MOG MPCB, Type L
15357 | Auxiliary contact 2NC Left side mounting add-on block for MOG MPCB, Type L | MPCB Accessories | LV_Switchgear | ST41946OOOO | L&T | 0 | Aux./Trip Contact | Nos. | None | Inventory | Auxiliary contact 2NC Left side mounting add-on block for MOG MPCB, Type L
15358 | Trip alarm contact 1NO front mounting add-on block for MOG MPCB, Type F2 | MPCB Accessories | LV_Switchgear | ST41947OOOO | L&T | 0 | Aux./Trip Contact | Nos. | None | Inventory | Trip alarm contact 1NO front mounting add-on block for MOG MPCB, Type F2
15359 | Trip alarm contact 1NC front mounting add-on block for MOG MPCB, Type F2 | MPCB Accessories | LV_Switchgear | ST41948OOOO | L&T | 0 | Aux./Trip Contact | Nos. | None | Inventory | Trip alarm contact 1NC front mounting add-on block for MOG MPCB, Type F2
15360 | Auxiliary + Alarm contact 2NO Left side mounting add-on block for MOG MPCB, Type L | MPCB Accessories | LV_Switchgear | ST41949OOOO | L&T | 0 | Aux./Trip Contact | Nos. | None | Inventory | Auxiliary + Alarm contact 2NO Left side mounting add-on block for MOG MPCB, Type L
15361 | Short circuit alarm contact 1NO+1NC Left side mounting add-on block for MOG MPCB, Type L | MPCB Accessories | LV_Switchgear | ST41950OOOO | L&T | 0 | Aux./Trip Contact | Nos. | None | Inventory | Short circuit alarm contact 1NO+1NC Left side mounting add-on block for MOG MPCB, Type L
15362 | Shunt Coil/Release 24V DC Right side mounting add-on block for MOG MPCB, Type R | MPCB Accessories | LV_Switchgear | ST41951OOOO | L&T | 0 | Shunt | Nos. | None | Inventory | Shunt Coil/Release 24V DC Right side mounting add-on block for MOG MPCB, Type R
15363 | Shunt Coil/Release 110V AC Right side mounting add-on block for MOG MPCB, Type R | MPCB Accessories | LV_Switchgear | ST41952OOOO | L&T | 0 | Shunt | Nos. | None | Inventory | Shunt Coil/Release 110V AC Right side mounting add-on block for MOG MPCB, Type R
15364 | Under-voltage Coil/Release 110V AC Right side mounting add-on block for MOG MPCB MPCB, Type R | MPCB Accessories | LV_Switchgear | ST41953OOOO | L&T | 0 | Undervoltage | Nos. | None | Inventory | Under-voltage Coil/Release 110V AC Right side mounting add-on block for MOG MPCB MPCB, Type R
15365 | Under-voltage Coil/Release 415V AC Right side mounting add-on block for MOG MPCB MPCB, Type R | MPCB Accessories | LV_Switchgear | ST41954OOOO | L&T | 0 | Undervoltage | Nos. | None | Inventory | Under-voltage Coil/Release 415V AC Right side mounting add-on block for MOG MPCB MPCB, Type R
15366 | Handle black in colour for MOG MPCB, Frame 1 | MPCB Accessories | LV_Switchgear | ST41955OOOO | L&T | 0 | Rotary Handle | Nos. | None | Inventory | Handle black in colour for MOG MPCB, Frame 1
15367 | Handle black in colour for MOG MPCB, Frame 2 | MPCB Accessories | LV_Switchgear | ST41956OOOO | L&T | 0 | Rotary Handle | Nos. | None | Inventory | Handle black in colour for MOG MPCB, Frame 2
15368 | Microswitch for Spring Charging Indication | ACB Accessories | LV_Switchgear | ST42672OOOO | L&T | 0 | Microswitches for Indication | Nos. | None | Inventory | Microswitch for Spring Charging Indication
15369 | Shunt Coil/Release 230V AC Right side mounting add-on block for MOG MPCB, Type R | MPCB Accessories | LV_Switchgear | ST42952OOOO | L&T | 0 | Shunt | Nos. | None | Inventory | Shunt Coil/Release 230V AC Right side mounting add-on block for MOG MPCB, Type R
7146 | NUMERICAL UNDER & OVER VOLTAGE RELAY (27+59+2), TYPE:ECO V, RATED AC VOLTAGE:110V AC, AUX. DC VOLTAGE:110V DC, CONTACTS : 3NO, FLUSH MOUNTING, | RELAY | SWITCHGEAR | ECO-V-110VDC | STUCKE | _ | NA | Nos |  | Inventory | NUMERICAL UNDER & OVER VOLTAGE RELAY (27+59+2), TYPE:ECO V, RATED AC VOLTAGE:110V AC, AUX. DC VOLTAGE:110V DC, CONTACTS : 3NO, FLUSH MOUNTING,
7147 | NUMERICAL UNDER & OVER VOLTAGE RELAY (27+59+2), TYPE:ECO V, RATED AC VOLTAGE:110V AC, AUX. DC VOLTAGE:230V AC, CONTACTS : 3NO, FLUSH MOUNTING, | RELAY | SWITCHGEAR | ECO-V-230VAC | STUCKE | _ | NA | Nos |  | Inventory | NUMERICAL UNDER & OVER VOLTAGE RELAY (27+59+2), TYPE:ECO V, RATED AC VOLTAGE:110V AC, AUX. DC VOLTAGE:230V AC, CONTACTS : 3NO, FLUSH MOUNTING,
7148 | NUMERICAL UNDER & OVER VOLTAGE RELAY (27+59+2), TYPE:ECO V, RATED AC VOLTAGE:110V AC, AUX. AC VOLTAGE: 50-300V AC-DC, CONTACTS: 3NO, FLUSH MOUNTING | RELAY | SWITCHGEAR | ECO-V-H | STUCKE | _ | NA | Nos |  | Inventory | NUMERICAL UNDER & OVER VOLTAGE RELAY (27+59+2), TYPE:ECO V, RATED AC VOLTAGE:110V AC, AUX. AC VOLTAGE: 50-300V AC-DC, CONTACTS: 3NO, FLUSH MOUNTING
7149 | NUMERICAL UNDER & OVER VOLTAGE RELAY (27+59+2), TYPE:ECO V, RATED AC VOLTAGE:110V AC, AUX. AC VOLTAGE: 10-35V AC-DC, CONTACTS: 3NO, FLUSH MOUNTING | RELAY | SWITCHGEAR | ECO-V-L | STUCKE | _ | NA | Nos |  | Inventory | NUMERICAL UNDER & OVER VOLTAGE RELAY (27+59+2), TYPE:ECO V, RATED AC VOLTAGE:110V AC, AUX. AC VOLTAGE: 10-35V AC-DC, CONTACTS: 3NO, FLUSH MOUNTING
15374 | TP Extended spreader terminals kit for DN4 MCCB, Frame size DN4-800A, 6pcs | MCCB Accessories | LV_Switchgear | ST90361OOOO | L&T | 0 | Spreaders | Nos. |  | Inventory | TP Extended spreader terminals kit for DN4 MCCB, Frame size DN4-800A, 6pcs
15375 | FP Extended spreader terminals kit for DN4 MCCB, Frame size DN4-800, 8pcs. | MCCB Accessories | LV_Switchgear | ST90362OOOO | L&T | 0 | Spreaders | Nos. | None | Inventory | FP Extended spreader terminals kit for DN4 MCCB, Frame size DN4-800, 8pcs.
15376 | TP Extended spreader terminals kit for DU / DSINE MCCB, Frame size DU250C, DU250, DSINE DN1, DN2-250, 6pcs. | MCCB Accessories | LV_Switchgear | ST98053OOOO | L&T | 0 | Spreaders | Nos. | None | Inventory | TP Extended spreader terminals kit for DU / DSINE MCCB, Frame size DU250C, DU250, DSINE DN1, DN2-250, 6pcs.
15377 | TP Extended spreader terminals kit for DN3 MCCB, Frame size DN3-630, 6pcs. | MCCB Accessories | LV_Switchgear | ST98054OOOO | L&T | 0 | Spreaders | Nos. | None | Inventory | TP Extended spreader terminals kit for DN3 MCCB, Frame size DN3-630, 6pcs.
15378 | FP Extended spreader terminals kit for DN4 MCCB, Frame size DN4-1250, 8pcs. | MCCB Accessories | LV_Switchgear | ST98058OOOO | L&T | 0 | Spreaders | Nos. | None | Inventory | FP Extended spreader terminals kit for DN4 MCCB, Frame size DN4-1250, 8pcs.
15379 | TP Extended spreader terminals kit for DN3B,DN3 MCCB, Frame size DN3B,DN3-400, 6pcs. | MCCB Accessories | LV_Switchgear | ST98065OOOO | L&T | 0 | Spreaders | Nos. | None | Inventory | TP Extended spreader terminals kit for DN3B,DN3 MCCB, Frame size DN3B,DN3-400, 6pcs.
15380 | FP Extended spreader terminals kit for DN3B,DN3 MCCB, Frame size DN3B,DN3-400, 8pcs. | MCCB Accessories | LV_Switchgear | ST98066OOOO | L&T | 0 | Spreaders | Nos. | None | Inventory | FP Extended spreader terminals kit for DN3B,DN3 MCCB, Frame size DN3B,DN3-400, 8pcs.
15542 | SYMAP COMPACT, NUMERICAL RATE OF CHANGE OF FREQUENCY RELAY (81R), RATED AC VOLTAGE:110V AC, AUX. DC VOLTAGE :110V DC, SIZE: 210x210mm. | RELAY | SWITCHGEAR | SYMAP-81R | STUCKE | _ | NA | Nos | None | Inventory | SYMAP COMPACT, NUMERICAL RATE OF CHANGE OF FREQUENCY RELAY (81R), RATED AC VOLTAGE:110V AC, AUX. DC VOLTAGE :110V DC, SIZE: 210x210mm.
15382 | CONTROL VOLTAGE STABILIZER, 5KVA/3PH, INPUT VOLTAGE: 295V to 470V, 3Phase, 4Wire, 50Hz, Unbalance, Output: 400V, 3Ph, 4Wire, 50Hz, Balance, Regulation: +- 1% Cooling: Air Cooled Output voltage adjustment: 10 V by means of Potentio Meter Controls: Auto/Manual (Dual Mode) Protection: Under-voltage and over-voltage protection by means of Contactor at output side Short-circuit and over-load protection by means of MCB at input side Single phase preventer Indications: Mains ON, O/P ON , O/V, U/V, Single Phasing Trip, Approx. Dimensions: W650mm*D400mm*H425mm Metering: Analog voltmeter to check i/p and o/p voltages, | OWN USE ITEMS | ACCESSORIES | STABILIZER-5KVA/3PH | REPUTED | - | - | Nos |  | Non Inventory | CONTROL VOLTAGE STABILIZER, 5KVA/3PH, INPUT VOLTAGE: 295V to 470V, 3Phase, 4Wire, 50Hz, Unbalance, Output: 400V, 3Ph, 4Wire, 50Hz, Balance, Regulation: +- 1% Cooling: Air Cooled Output voltage adjustment: 10 V by means of Potentio Meter Controls: Auto/Manual (Dual Mode) Protection: Under-voltage and over-voltage protection by means of Contactor at output side Short-circuit and over-load protection by means of MCB at input side Single phase preventer Indications: Mains ON, O/P ON , O/V, U/V, Si
15383 | 3.5m Lift hgt, WOF 550mm, Fork Length 1150mm, PU Wheels, Battery Charger, Other technical details as per brocture | OWN USE ITEMS | ACCESSORIES | STACKER-3.5-ESW15-3500 | ACE | - | - | Nos |  | Non Inventory | 3.5m Lift hgt, WOF 550mm, Fork Length 1150mm, PU Wheels, Battery Charger, Other technical details as per brocture
15384 | STANLEY FIX SPANNER SET | SHOP | TOOLS | STANLEY FIX SPANNER SET | REPUTED | _ | NA | Nos | None | Inventory | STANLEY FIX SPANNER SET
15385 | CAPTURE BOLT-MS | BROUGHTOUT | ACCESSORIES | STE-1-MS | STERING | _ | NA | Nos |  | Inventory | CAPTURE BOLT-MS
15386 | CAPTURE BOLT-SS-304 | BROUGHTOUT | ACCESSORIES | STE-1-SS-304 | STERING | _ | NA | Nos |  | Inventory | CAPTURE BOLT-SS-304
15387 | LIMIT S/W PIN BIG | BROUGHTOUT | ACCESSORIES | STE-10 | STERING | _ | NA | Nos | None | Inventory | LIMIT S/W PIN BIG
15388 | M10 KNOB | BROUGHTOUT | ACCESSORIES | STE-11 | STERING | _ | NA | Nos | None | Inventory | M10 KNOB
15389 | M8 KNOB | BROUGHTOUT | ACCESSORIES | STE-12 | STERING | _ | NA | Nos | None | Inventory | M8 KNOB
15390 | HANDLES SILVER PLATING | BROUGHTOUT | ACCESSORIES | STE-120MM-SILVER PLATING | STERING | _ | NA | Nos | None | Inventory | HANDLES SILVER PLATING
15391 | S.S.304 HANDLES SILVER PLATING | BROUGHTOUT | ACCESSORIES | STE-120MM-SS304 | STERING | _ | NA | Nos | None | Inventory | S.S.304 HANDLES SILVER PLATING
15392 | M8 KNOB 70MM | BROUGHTOUT | ACCESSORIES | STE-12A | STERING | _ | NA | Nos | None | Inventory | M8 KNOB 70MM
15393 | RACHING BUSH & PATTI(2 ITEAM) | BROUGHTOUT | ACCESSORIES | STE-13 | STERING | _ | NA | Nos | None | Inventory | RACHING BUSH & PATTI(2 ITEAM)
15394 | DOOR HANDLES | BROUGHTOUT | ACCESSORIES | STE-130MM | STERING | _ | NA | Nos | None | Inventory | DOOR HANDLES
15395 | C TYPE PATTI | BROUGHTOUT | ACCESSORIES | STE-13B | STERING | _ | NA | Nos | None | Inventory | C TYPE PATTI
15396 | LIMIT S/W BLOCK WITH BUSH(3 ITEAM) | BROUGHTOUT | ACCESSORIES | STE-16 | STERING | _ | NA | Nos | None | Inventory | LIMIT S/W BLOCK WITH BUSH(3 ITEAM)
15397 | 11 KV INSULATOR BLOCK | BROUGHTOUT | ACCESSORIES | STE-17 | STERING | _ | NA | Nos | None | Inventory | 11 KV INSULATOR BLOCK
15398 | 33 KV INSULATOR BLOCK | BROUGHTOUT | ACCESSORIES | STE-18 | STERING | _ | NA | Nos | None | Inventory | 33 KV INSULATOR BLOCK
15399 | 100MM BUSH FOR SHUTTER | BROUGHTOUT | ACCESSORIES | STE-2 | STERING | _ | NA | Nos | None | Inventory | 100MM BUSH FOR SHUTTER
15400 | PACKING BUSH BIG | BROUGHTOUT | ACCESSORIES | STE-20 | STERING | _ | NA | Nos | None | Inventory | PACKING BUSH BIG
15401 | FABRICATION DETAILS | BROUGHTOUT | ACCESSORIES | STE-20161128-3 | STERING | _ | NA | Nos | None | Inventory | FABRICATION DETAILS
15402 | ON/OFF OPERATING ROD | BROUGHTOUT | ACCESSORIES | STE-20161128-6 | STERING | _ | NA | Nos | None | Inventory | ON/OFF OPERATING ROD
15403 | PACKING BUSH SMALL | BROUGHTOUT | ACCESSORIES | STE-21 | STERING | _ | NA | Nos | None | Inventory | PACKING BUSH SMALL
15404 | CASTLE LOCK BUSH | BROUGHTOUT | ACCESSORIES | STE-22 | STERING | _ | NA | Nos | None | Inventory | CASTLE LOCK BUSH
15405 | EARTHING BUSH OUTDOOR PANNEL | BROUGHTOUT | ACCESSORIES | STE-24 | STERING | _ | NA | Nos | None | Inventory | EARTHING BUSH OUTDOOR PANNEL
15406 | 33 KV OUTDOOR BACK COVER FIXING BUSH | BROUGHTOUT | ACCESSORIES | STE-25 | STERING | _ | NA | Nos | None | Inventory | 33 KV OUTDOOR BACK COVER FIXING BUSH
15407 | SHUTTER ASSEMBLY MOUNTING BUSH | BROUGHTOUT | ACCESSORIES | STE-26 | STERING | _ | NA | Nos | None | Inventory | SHUTTER ASSEMBLY MOUNTING BUSH
15408 | BUSH | BROUGHTOUT | ACCESSORIES | STE-2652015 | STERING | _ | NA | Nos | None | Inventory | BUSH
15409 | 33 KV SHUTTER ROD MOUNTING BRACKET LH/RH(2 NOS) | BROUGHTOUT | ACCESSORIES | STE-27 | STERING | _ | NA | Nos | None | Inventory | 33 KV SHUTTER ROD MOUNTING BRACKET LH/RH(2 NOS)
15410 | WELDING HINGES OUTDOOR PANNEL DOOR | BROUGHTOUT | ACCESSORIES | STE-28 | STERING | _ | NA | Nos | None | Inventory | WELDING HINGES OUTDOOR PANNEL DOOR
15411 | OUTDOOR PANNEL SIDE COVER BUSH | BROUGHTOUT | ACCESSORIES | STE-29 | STERING | _ | NA | Nos | None | Inventory | OUTDOOR PANNEL SIDE COVER BUSH
15412 | 75MM BUSH FOR SHUTTER | BROUGHTOUT | ACCESSORIES | STE-3 | STERING | _ | NA | Nos | None | Inventory | 75MM BUSH FOR SHUTTER
15413 | SPRING CLAMP | BROUGHTOUT | ACCESSORIES | STE-30 | STERING | _ | NA | Nos | None | Inventory | SPRING CLAMP
15414 | EARTH SWITCH LOAD SPRING BKT | BROUGHTOUT | ACCESSORIES | STE-31 | STERING | _ | NA | Nos | None | Inventory | EARTH SWITCH LOAD SPRING BKT
15415 | BUSH ES-006 (8 TAPING) | BROUGHTOUT | ACCESSORIES | STE-32 | STERING | _ | NA | Nos | None | Inventory | BUSH ES-006 (8 TAPING)
15416 | BUSH ES-006 | BROUGHTOUT | ACCESSORIES | STE-33 | STERING | _ | NA | Nos | None | Inventory | BUSH ES-006
15417 | C BKT FOR OUT DOOR PANEL | BROUGHTOUT | ACCESSORIES | STE-34 | STERING | _ | NA | Nos | None | Inventory | C BKT FOR OUT DOOR PANEL
15418 | SPACER FOR C BKT FOR OUT DOOR PANEL | BROUGHTOUT | ACCESSORIES | STE-34A | STERING | _ | NA | Nos | None | Inventory | SPACER FOR C BKT FOR OUT DOOR PANEL
15419 | 3 PIN SOCKET CLAMP | BROUGHTOUT | ACCESSORIES | STE-35 | STERING | _ | NA | Nos | None | Inventory | 3 PIN SOCKET CLAMP
15420 | TOGGLE SWITCH CLAMP | BROUGHTOUT | ACCESSORIES | STE-36 | STERING | _ | NA | Nos | None | Inventory | TOGGLE SWITCH CLAMP
15421 | L CLAMP FOR BKT. RAIL | BROUGHTOUT | ACCESSORIES | STE-39 | STERING | _ | NA | Nos | None | Inventory | L CLAMP FOR BKT. RAIL
15422 | 40KA BKT PATTI SMALL | BROUGHTOUT | ACCESSORIES | STE-39A | STERING | _ | NA | Nos | None | Inventory | 40KA BKT PATTI SMALL
15423 | DOOR LOCKING BAR | BROUGHTOUT | ACCESSORIES | STE-3VG2294-01 | STERING | _ | NA | Nos | None | Inventory | DOOR LOCKING BAR
15424 | 22/33 KV EARTH SWITCH WELDED ASSEMBLY, OPERATING HANLDLE LENGTH - 1060MM | BROUGHTOUT | ACCESSORIES | STE-4-01-33KV-ES-00001 | STERING | _ | NA | Nos |  | Inventory | 22/33 KV EARTH SWITCH WELDED ASSEMBLY, OPERATING HANLDLE LENGTH - 1060MM
15425 | 22/33 KV EARTH SWITCH WELDED ASSEMBLY, OPERATING HANLDLE LENGTH - 1265MM,DIA-25MM & SHAFT-900MM LONG,DIA-19MM | BROUGHTOUT | ACCESSORIES | STE-4-01-33KV-ES-00001-GE | STERING | _ | NA | Nos |  | Inventory | 22/33 KV EARTH SWITCH WELDED ASSEMBLY, OPERATING HANLDLE LENGTH - 1265MM,DIA-25MM & SHAFT-900MM LONG,DIA-19MM
15426 | 22/33 KV EARTH SWITCH WELDED ASSEMBLY, OPERATING HANLDLE LENGTH - 1060MM,SIDE OPERATING-SHFT LENGTH -900MM | BROUGHTOUT | ACCESSORIES | STE-4-01-33KV-ES-00001-SO | STERING | _ | NA | Nos |  | Inventory | 22/33 KV EARTH SWITCH WELDED ASSEMBLY, OPERATING HANLDLE LENGTH - 1060MM,SIDE OPERATING-SHFT LENGTH -900MM
15427 | LEVER GUIDE PATTI-SMALL | BROUGHTOUT | ACCESSORIES | STE-4-01-GEN-04-0097 | STERING | _ | NA | Nos |  | Inventory | LEVER GUIDE PATTI-SMALL
15428 | LEVER GUIDE PATTI-BIG | BROUGHTOUT | ACCESSORIES | STE-4-01-GEN-04-0098 | STERING | _ | NA | Nos |  | Inventory | LEVER GUIDE PATTI-BIG
15429 | BOTTOM Shutter Plate 1000W, | BROUGHTOUT | ACCESSORIES | STE-4-11-VD4-03-0000076-BTM-1000 | STERING | _ | NA | Nos |  | Inventory | BOTTOM Shutter Plate 1000W,
15430 | BOTTOM Shutter Plate 800W, | BROUGHTOUT | ACCESSORIES | STE-4-11-VD4-03-0000076-BTM-800 | STERING | _ | NA | Nos |  | Inventory | BOTTOM Shutter Plate 800W,
15431 | TOP Shutter Plate, 1000W, | BROUGHTOUT | ACCESSORIES | STE-4-11-VD4-03-0000077-TOP-1000 | STERING | _ | NA | Nos |  | Inventory | TOP Shutter Plate, 1000W,
15432 | TOP Shutter Plate, 800W | BROUGHTOUT | ACCESSORIES | STE-4-11-VD4-03-0000077-TOP-800 | STERING | _ | NA | Nos |  | Inventory | TOP Shutter Plate, 800W
15433 | BREAKER DOOR LOCKING STRIP-600W/750W | BROUGHTOUT | ACCESSORIES | STE-4-1UVC-12151 | STERING | _ | NA | Nos | None | Inventory | BREAKER DOOR LOCKING STRIP-600W/750W
15434 | BREAKER DOOR LOCKING STRIP-800W | BROUGHTOUT | ACCESSORIES | STE-4-1VC-3211 | STERING | _ | NA | Nos | None | Inventory | BREAKER DOOR LOCKING STRIP-800W
15435 | EARTHING TRUCK SHAFT ASSLY 800W | BROUGHTOUT | ACCESSORIES | STE-4-3VA-4130 | STERING | _ | NA | Nos | None | Inventory | EARTHING TRUCK SHAFT ASSLY 800W
15436 | 3 POINT LOCK BOTTOM ROD | BROUGHTOUT | ACCESSORIES | STE-4-3VC-11410-BOTTOM | STERING | _ | NA | Nos | None | Inventory | 3 POINT LOCK BOTTOM ROD
15437 | 3 POINT LOCK TOP ROD | BROUGHTOUT | ACCESSORIES | STE-4-3VC-11410-TOP | STERING | _ | NA | Nos | None | Inventory | 3 POINT LOCK TOP ROD
15438 | EARTH SWITCH MAIN ASSLY 600W / 700W SIDE OPERATING Phase to Phase clearance 150mm | BROUGHTOUT | ACCESSORIES | STE-4-3VC-7921-150-SO | STERING | _ | NA | Nos |  | Inventory | EARTH SWITCH MAIN ASSLY 600W / 700W SIDE OPERATING Phase to Phase clearance 150mm
15439 | EARTH SWITCH MAIN ASSLY 600W / 700W SIDE OPERATING Phase to Phase clearance 150mm. | BROUGHTOUT | ACCESSORIES | STE-4-3VC-7921-150-SO. | STERING | _ | NA | Nos |  | Inventory | EARTH SWITCH MAIN ASSLY 600W / 700W SIDE OPERATING Phase to Phase clearance 150mm.
15440 | EARTH SWITCH MAIN ASSLY 600W / 700W, PHASE TO PHASE CLEARANCE 150MM, W/O COPPER & CENTER OPERATING | BROUGHTOUT | ACCESSORIES | STE-4-3VC-7921-150MM-CO | STERING | _ | NA | Nos |  | Inventory | EARTH SWITCH MAIN ASSLY 600W / 700W, PHASE TO PHASE CLEARANCE 150MM, W/O COPPER & CENTER OPERATING
15441 | EARTH SWITCH MAIN ASSLY-800W, PHASE TO PHASE DISTANCE 210MM, W/O COPPER | BROUGHTOUT | ACCESSORIES | STE-4-3VC-8981 - 210MM | STERING | _ | NA | Nos | None | Inventory | EARTH SWITCH MAIN ASSLY-800W, PHASE TO PHASE DISTANCE 210MM, W/O COPPER
15442 | EARTH SWITCH MAIN ASSLY-1000W WITH COPPER | BROUGHTOUT | ACCESSORIES | STE-4-3VC-8987 | STERING | _ | NA | Nos | None | Inventory | EARTH SWITCH MAIN ASSLY-1000W WITH COPPER
15443 | M8 STUD SMALL | BROUGHTOUT | ACCESSORIES | STE-4-3VC-9996 | STERING | _ | NA | Nos | None | Inventory | M8 STUD SMALL
15444 | M8 STUD BIG | BROUGHTOUT | ACCESSORIES | STE-4-3VC-9997 | STERING | _ | NA | Nos | None | Inventory | M8 STUD BIG
15445 | 35MM STUD-MS | BROUGHTOUT | ACCESSORIES | STE-4-MS | STERING | _ | NA | Nos |  | Inventory | 35MM STUD-MS
15446 | 35MM STUD-SS-304 | BROUGHTOUT | ACCESSORIES | STE-4-SS-304 | STERING | _ | NA | Nos |  | Inventory | 35MM STUD-SS-304
15447 | L CLAMP FOR DOOR LIMIT SWITCH | BROUGHTOUT | ACCESSORIES | STE-40 | STERING | _ | NA | Nos | None | Inventory | L CLAMP FOR DOOR LIMIT SWITCH
15448 | BRASS NUT | BROUGHTOUT | ACCESSORIES | STE-41 | STERING | _ | NA | Nos | None | Inventory | BRASS NUT
15449 | PT LOCKING CLAMP ASSLY | BROUGHTOUT | ACCESSORIES | STE-44 | STERING | _ | NA | Nos | None | Inventory | PT LOCKING CLAMP ASSLY
15450 | 50X135-LEVER | BROUGHTOUT | ACCESSORIES | STE-45 | STERING | _ | NA | Nos | None | Inventory | 50X135-LEVER
15451 | 8.0MM-22 & 33 KV FLAPE | BROUGHTOUT | ACCESSORIES | STE-46 | STERING | _ | NA | Nos | None | Inventory | 8.0MM-22 & 33 KV FLAPE
15452 | 8.0MM-11 KV(750W) FLAPE | BROUGHTOUT | ACCESSORIES | STE-47 | STERING | _ | NA | Nos | None | Inventory | 8.0MM-11 KV(750W) FLAPE
15453 | BKT- 4.00MM LH/RH PLT | BROUGHTOUT | ACCESSORIES | STE-48 | STERING | _ | NA | Nos | None | Inventory | BKT- 4.00MM LH/RH PLT
15454 | 20X5X260-MS STRIP | BROUGHTOUT | ACCESSORIES | STE-49 | STERING | _ | NA | Nos | None | Inventory | 20X5X260-MS STRIP
15455 | HINGE PACKING PATTI | BROUGHTOUT | ACCESSORIES | STE-49A | STERING | _ | NA | Nos | None | Inventory | HINGE PACKING PATTI
15456 | PT RAILWHEEL | BROUGHTOUT | ACCESSORIES | STE-5 | STERING | _ | NA | Nos | None | Inventory | PT RAILWHEEL
15457 | SHUTTER ASSY ( FOR 750MM WIDTH PANEL) | BROUGHTOUT | ACCESSORIES | STE-587869-811-750MM | STERING | _ | NA | Nos | None | Inventory | SHUTTER ASSY ( FOR 750MM WIDTH PANEL)
15458 | BUSH FOR PT WHEEL | BROUGHTOUT | ACCESSORIES | STE-6 | STERING | _ | NA | Nos | None | Inventory | BUSH FOR PT WHEEL
15459 | DIA 25X52 BUSH | BROUGHTOUT | ACCESSORIES | STE-67 | STERING | _ | NA | Nos | None | Inventory | DIA 25X52 BUSH
15460 | DIA 40 SPRING BUSH | BROUGHTOUT | ACCESSORIES | STE-68 | STERING | _ | NA | Nos | None | Inventory | DIA 40 SPRING BUSH
15461 | DIA 12 PIN | BROUGHTOUT | ACCESSORIES | STE-69 | STERING | _ | NA | Nos | None | Inventory | DIA 12 PIN
15462 | 33 KV LIMIT S/W ASSEMBLY | BROUGHTOUT | ACCESSORIES | STE-7 | STERING | _ | NA | Nos |  | Inventory | 33 KV LIMIT S/W ASSEMBLY
15463 | DIA 40X91 BUSH | BROUGHTOUT | ACCESSORIES | STE-72 | STERING | _ | NA | Nos | None | Inventory | DIA 40X91 BUSH
15464 | PIN | BROUGHTOUT | ACCESSORIES | STE-73 | STERING | _ | NA | Nos | None | Inventory | PIN
15465 | 1VC-4136-LBS DOOR LOCKING FLAP | BROUGHTOUT | ACCESSORIES | STE-75 | STERING | _ | NA | Nos | None | Inventory | 1VC-4136-LBS DOOR LOCKING FLAP
15466 | GEAR BOX MTG STRIP | BROUGHTOUT | ACCESSORIES | STE-76 | STERING | _ | NA | Nos | None | Inventory | GEAR BOX MTG STRIP
15467 | 11KV LIMIT S/W ASSEMBLY | BROUGHTOUT | ACCESSORIES | STE-8 | STERING | _ | NA | Nos |  | Inventory | 11KV LIMIT S/W ASSEMBLY
15468 | 4.00MM STRIP 380X50 | BROUGHTOUT | ACCESSORIES | STE-80 | STERING | _ | NA | Nos | None | Inventory | 4.00MM STRIP 380X50
15469 | 5.00MM STRIP 350X40 | BROUGHTOUT | ACCESSORIES | STE-81-5.00MM STRIP 350X40 | STERING | _ | NA | Nos | None | Inventory | 5.00MM STRIP 350X40
15470 | GEAR BOX PETTI | BROUGHTOUT | ACCESSORIES | STE-81-GEAR BOX PETTI | STERING | _ | NA | Nos | None | Inventory | GEAR BOX PETTI
15471 | LH/RH BKT | BROUGHTOUT | ACCESSORIES | STE-83 | STERING | _ | NA | Nos | None | Inventory | LH/RH BKT
15472 | LIMIT S/W PIN SMALL | BROUGHTOUT | ACCESSORIES | STE-9 | STERING | _ | NA | Nos | None | Inventory | LIMIT S/W PIN SMALL
15473 | SPACER | BROUGHTOUT | ACCESSORIES | STE-DIA 16X8X75MM | STERING | _ | NA | Nos | None | Inventory | SPACER
15474 | ROD | BROUGHTOUT | ACCESSORIES | STE-DIA 20X1030MM | STERING | _ | NA | Nos | None | Inventory | ROD
15475 | 3MM THICK ALU. WASHER | BROUGHTOUT | ACCESSORIES | STE-ZS2-1250A | STERING | _ | NA | Nos | None | Inventory | 3MM THICK ALU. WASHER
15543 | NUMERICAL SYNCHRONIZING RELAY (25), TYPE SYMAP-F, RATED AC VOLTAGE : 110V AC, AUX VOLTAGE: 110V DC, 6PT INPUT, AUX CONTACT : 3NO, FLUSH MOUNTING | RELAY | SWITCHGEAR | SYMAP-F | STUCKE | _ | NA | Nos | None | Inventory | NUMERICAL SYNCHRONIZING RELAY (25), TYPE SYMAP-F, RATED AC VOLTAGE : 110V AC, AUX VOLTAGE: 110V DC, 6PT INPUT, AUX CONTACT : 3NO, FLUSH MOUNTING
4039 | ADDITIONAL TRIP COIL-110VDC WITH MOUNTING ASSEMBLY FOR VCB | COILS | SWITCHGEAR | ADD.TRIP-110VDC | SUPRIYA ELECTROMECH | _ | NA | Nos |  | Inventory | ADDITIONAL TRIP COIL-110VDC WITH MOUNTING ASSEMBLY FOR VCB
15495 | BIG SIZE COIL, VOLTAGE: 110V AC | COILS | SWITCHGEAR | SUP-BIG-110VAC | SUPRIYA ELECTROMECH | _ | NA | Nos | None | Inventory | BIG SIZE COIL, VOLTAGE: 110V AC
15479 | STICKER 20X20 MM | NAME PLATE | ACCESSORIES | STICKER 20X20 | REPUTED | _ | NA | Nos | None | Inventory | STICKER 20X20 MM
15480 | STICKER 36X20 MM | NAME PLATE | ACCESSORIES | STICKER 36X20 | REPUTED | _ | NA | Nos | None | Inventory | STICKER 36X20 MM
15481 | STRIPPER WIRE CUTTER | SHOP | TOOLS | STRIPPER WIRE CUTTER | REPUTED | _ | NA | Nos | None | Inventory | STRIPPER WIRE CUTTER
15482 | STUD M12X70 UNBREAKO | SS HARD | HARDWARE & ACCESSORIES | STUD M12X70 | REPUTED | BOLT | NA | Nos | None | Inventory | STUD M12X70 UNBREAKO
15483 | 12X100mm STUD TYPE BOLT | MS HARD | HARDWARE & ACCESSORIES | STUD-TYPE-BOLT-12X100 | REPUTED | BOLT | NA | Nos |  | Inventory | 12X100mm STUD TYPE BOLT
15484 | 12X105mm STUD TYPE BOLT | MS HARD | HARDWARE & ACCESSORIES | STUD-TYPE-BOLT-12X105 | REPUTED | BOLT | NA | Nos |  | Inventory | 12X105mm STUD TYPE BOLT
15485 | 12X90 STUD TYPE BOLT | MS HARD | HARDWARE & ACCESSORIES | STUD-TYPE-BOLT-12X80 | REPUTED | BOLT | NA | Nos |  | Inventory | 12X90 STUD TYPE BOLT
15486 | 12X85 STUD TYPE BOLT | MS HARD | HARDWARE & ACCESSORIES | STUD-TYPE-BOLT-12X85 | REPUTED | BOLT | NA | Nos |  | Inventory | 12X85 STUD TYPE BOLT
15487 | 12X95 STUD TYPE BOLT | MS HARD | HARDWARE & ACCESSORIES | STUD-TYPE-BOLT-12X95 | REPUTED | BOLT | NA | Nos |  | Inventory | 12X95 STUD TYPE BOLT
15488 | 16X120mm STUD TYPE BOLT | MS HARD | HARDWARE & ACCESSORIES | STUD-TYPE-BOLT-16X120 | REPUTED | BOLT | NA | Nos |  | Inventory | 16X120mm STUD TYPE BOLT
15489 | 16X90mm STUD TYPE BOLT | MS HARD | HARDWARE & ACCESSORIES | STUD-TYPE-BOLT-16X90 | REPUTED | BOLT | NA | Nos |  | Inventory | 16X90mm STUD TYPE BOLT
15496 | BIG SIZE COIL, VOLTAGE: 110V DC | COILS | SWITCHGEAR | SUP-BIG-110VDC | SUPRIYA ELECTROMECH | _ | NA | Nos | None | Inventory | BIG SIZE COIL, VOLTAGE: 110V DC
15497 | BIG SIZE COIL, VOLTAGE: 220V DC | COILS | SWITCHGEAR | SUP-BIG-220VAC | SUPRIYA ELECTROMECH | _ | NA | Nos | None | Inventory | BIG SIZE COIL, VOLTAGE: 220V DC
15498 | BIG SIZE COIL, VOLTAGE: 240V AC | COILS | SWITCHGEAR | SUP-BIG-240VAC | SUPRIYA ELECTROMECH | _ | NA | Nos | None | Inventory | BIG SIZE COIL, VOLTAGE: 240V AC
15499 | SMALL SIZE COIL, VOLTAGE: 110V DC | COILS | SWITCHGEAR | SUP-SMALL-110VDC | SUPRIYA ELECTROMECH | _ | NA | Nos | None | Inventory | SMALL SIZE COIL, VOLTAGE: 110V DC
15500 | SMALL SIZE COIL, VOLTAGE: 24V DC | COILS | SWITCHGEAR | SUP-SMALL-24VDC | SUPRIYA ELECTROMECH | _ | NA | Nos | None | Inventory | SMALL SIZE COIL, VOLTAGE: 24V DC
15501 | SMALL SIZE COIL, VOLTAGE: 30V DC | COILS | SWITCHGEAR | SUP-SMALL-30VDC | SUPRIYA ELECTROMECH | _ | NA | Nos | None | Inventory | SMALL SIZE COIL, VOLTAGE: 30V DC
9240 | 32A NUTRAL LINK | FUSE | SWITCHGEAR | LINK-32A | SURAJ | _ | NA | Nos |  | Inventory | 32A NUTRAL LINK
10637 | DOOR LIMIT SWITCH WITH 1NO+1NC ELEMENT, AUX. VOLTAGE : 110V DC | LIMIT SWITCH | SWITCHGEAR | MC-2-LSR | SURAJ | - | - | Nos. |  | Inventory | DOOR LIMIT SWITCH WITH 1NO+1NC ELEMENT, AUX. VOLTAGE : 110V DC
10640 | DOOR LIMIT SWITCH WITH 1NC ELEMENT, 2A,AUX. VOLTAGE : 230V AC | LIMIT SWITCH | SWITCHGEAR | MC2 | SURAJ | - | - | Nos. |  | Inventory | DOOR LIMIT SWITCH WITH 1NC ELEMENT, 2A,AUX. VOLTAGE : 230V AC
12034 | 63A NEUTRAL LINK | FUSE | SWITCHGEAR | NU-LINK-63A | SURAJ | _ | NA | Nos |  | Inventory | 63A NEUTRAL LINK
15504 | DOOR LIMIT SWITCH FOR ILLUMINATION LAMP, 1NC ELEMENT | LIMIT SWITCH | SWITCHGEAR | SUR-LIMIT-SW | SURAJ | _ | NA | Nos |  | Inventory | DOOR LIMIT SWITCH FOR ILLUMINATION LAMP, 1NC ELEMENT
15505 | DOOR LIMIT SWITCH FOR ILLUMINATION LAMP, 1NO ELEMENT | LIMIT SWITCH | SWITCHGEAR | SUR-LIMIT-SW-DSB | SURAJ | _ | NA | Nos |  | Inventory | DOOR LIMIT SWITCH FOR ILLUMINATION LAMP, 1NO ELEMENT
15529 | SPACE HEATER 127V AC,60Hz 100W | SPACE HEATER | SWITCHGEAR | SW-SP-HE-100WATT-127VAC-60HZ | SWARAJ ENTERPRISES | _ | NA | Nos |  | Inventory | SPACE HEATER 127V AC,60Hz 100W
15530 | SPACE HEATER 230V AC, 100W. | SPACE HEATER | SWITCHGEAR | SW-SP-HE-100WATT-230V | SWARAJ ENTERPRISES | _ | NA | Nos |  | Inventory | SPACE HEATER 230V AC, 100W.
15531 | SPACE HEATER 230V AC, 150W. | SPACE HEATER | SWITCHGEAR | SW-SP-HE-150WATT-230V | SWARAJ ENTERPRISES | _ | NA | Nos |  | Inventory | SPACE HEATER 230V AC, 150W.
15532 | SPACE HEATER 127V AC,60Hz, 200W. | SPACE HEATER | SWITCHGEAR | SW-SP-HE-200WATT-127VAC-60HZ | SWARAJ ENTERPRISES | _ | NA | Nos |  | Inventory | SPACE HEATER 127V AC,60Hz, 200W.
15533 | SPACE HEATER 230V AC, 200W. | SPACE HEATER | SWITCHGEAR | SW-SP-HE-200WATT-230V | SWARAJ ENTERPRISES | _ | NA | Nos |  | Inventory | SPACE HEATER 230V AC, 200W.
15507 | Vertical busbar segregation (rear), 100x600(HxW)mm | ArTuK | LV PANEL | SV1061-1 | ABB | - | - | KGS |  | Inventory | Vertical busbar segregation (rear), 100x600(HxW)mm
15508 | Vertical busbar segregation (rear), 200x1000(HxW)mm | ArTuK | LV PANEL | SV2010-1 | ABB | - | - | KGS |  | Inventory | Vertical busbar segregation (rear), 200x1000(HxW)mm
15509 | Vertical busbar segregation (rear), 200x1200(HxW)mm | ArTuK | LV PANEL | SV2010/2-1 | ABB | - | - | KGS |  | Inventory | Vertical busbar segregation (rear), 200x1200(HxW)mm
15510 | Vertical busbar segregation (side),2000x900(HxD)mm | ArTuK | LV PANEL | SV2015-1 | ABB | - | - | KGS |  | Inventory | Vertical busbar segregation (side),2000x900(HxD)mm
15511 | Vertical busbar segregation (rear), 300x390(HxW)mm | ArTuK | LV PANEL | SV2043-1 | ABB | - | - | KGS |  | Inventory | Vertical busbar segregation (rear), 300x390(HxW)mm
15512 | Vertical busbar segregation (rear), 400x390(HxW)mm | ArTuK | LV PANEL | SV2044-1 | ABB | - | - | KGS |  | Inventory | Vertical busbar segregation (rear), 400x390(HxW)mm
15513 | Vertical busbar segregation (rear), 200x600(HxW)mm | ArTuK | LV PANEL | SV2061-1 | ABB | - | - | KGS |  | Inventory | Vertical busbar segregation (rear), 200x600(HxW)mm
15514 | Vertical busbar segregation (rear), 300x600(HxW)mm | ArTuK | LV PANEL | SV2063-1 | ABB | - | - | KGS |  | Inventory | Vertical busbar segregation (rear), 300x600(HxW)mm
15515 | Vertical busbar segregation (rear), 300x300(HxW)mm | ArTuK | LV PANEL | SV2063A-1 | ABB | - | - | KGS |  | Inventory | Vertical busbar segregation (rear), 300x300(HxW)mm
15516 | Vertical busbar segregation (rear), 400x600(HxW)mm | ArTuK | LV PANEL | SV2064-1 | ABB | - | - | KGS |  | Inventory | Vertical busbar segregation (rear), 400x600(HxW)mm
15517 | Vertical busbar segregation (rear), 200x800(HxW)mm | ArTuK | LV PANEL | SV2081-1 | ABB | - | - | KGS |  | Inventory | Vertical busbar segregation (rear), 200x800(HxW)mm
15518 | Vertical busbar segregation (rear), 300x800(HxW)mm | ArTuK | LV PANEL | SV2083-1 | ABB | - | - | KGS |  | Inventory | Vertical busbar segregation (rear), 300x800(HxW)mm
15519 | Vertical busbar segregation (rear), 400x800(HxW)mm | ArTuK | LV PANEL | SV2084-1 | ABB | - | - | KGS |  | Inventory | Vertical busbar segregation (rear), 400x800(HxW)mm
15520 | Vertical busbar segregation (side),2000x300(HxD)mm. | ArTuK | LV PANEL | SV2265-1 | ABB | - | - | KGS |  | Inventory | Vertical busbar segregation (side),2000x300(HxD)mm.
15521 | Vertical busbar segregation (side)-2000x300(HxD)mm | ArTuK | LV PANEL | SV2265-2 | ABB | - | - | KGS |  | Inventory | Vertical busbar segregation (side)-2000x300(HxD)mm
15522 | Vertical busbar segregation (side),2000x300(HxD)mm | ArTuK | LV PANEL | SV2265-3 | ABB | - | - | KGS |  | Inventory | Vertical busbar segregation (side),2000x300(HxD)mm
15523 | Vertical busbar segregation (side),1000x700(HxD)mm | ArTuK | LV PANEL | SV2285-1 | ABB | - | - | KGS |  | Inventory | Vertical busbar segregation (side),1000x700(HxD)mm
15524 | Vertical busbar segregation (side),2000x700(HxD)mm | ArTuK | LV PANEL | SV2285-2 | ABB | - | - | KGS |  | Inventory | Vertical busbar segregation (side),2000x700(HxD)mm
15525 | Vertical busbar segregation (rear), 300x1000(HxW)mm | ArTuK | LV PANEL | SV3010-1 | ABB | - | - | KGS |  | Inventory | Vertical busbar segregation (rear), 300x1000(HxW)mm
15526 | Vertical busbar segregation (rear), 300x1200(HxW)mm | ArTuK | LV PANEL | SV3010/2-1 | ABB | - | - | KGS |  | Inventory | Vertical busbar segregation (rear), 300x1200(HxW)mm
15527 | Vertical busbar segregation (rear), 400x1000(HxW)mm | ArTuK | LV PANEL | SV4010-1 | ABB | - | - | KGS |  | Inventory | Vertical busbar segregation (rear), 400x1000(HxW)mm
15528 | Vertical busbar segregation (rear), 400x1200(HxW)mm | ArTuK | LV PANEL | SV4010/2-1 | ABB | - | - | KGS |  | Inventory | Vertical busbar segregation (rear), 400x1200(HxW)mm
15534 | THERMOSTAT, SETTING : 5-75 DEG. CEN. 20A, 127V AC, 60 HZ | THERMOSTAT | SWITCHGEAR | SW-THERMOSTAT-20A-127VAC | SWARAJ ENTERPRISES | _ | NA | Nos |  | Inventory | THERMOSTAT, SETTING : 5-75 DEG. CEN. 20A, 127V AC, 60 HZ
15535 | THERMOSTAT, SETTING : 0-75 DEG. CEN. 20A, 230V AC, 50 HZ | THERMOSTAT | SWITCHGEAR | SW-THERMOSTAT-20A-230V | SWARAJ ENTERPRISES | _ | NA | Nos |  | Inventory | THERMOSTAT, SETTING : 0-75 DEG. CEN. 20A, 230V AC, 50 HZ
2731 | 10A Rotary cam switch, 2Pole 2Way without off, 45 deg. 2Position, Black letter on Grey plate (AUTO: 1-A1, 2-B1; MANUAL: 1-A2, 2-B2) size: 48x48mm | SWITCH | SWITCHGEAR | 2ST24B | SWITRON | 10A | - | Nos |  | Inventory | 10A Rotary cam switch, 2Pole 2Way without off, 45 deg. 2Position, Black letter on Grey plate (AUTO: 1-A1, 2-B1; MANUAL: 1-A2, 2-B2) size: 48x48mm
2732 | 10A Rotary cam switch, 2Pole 2Way with off, 60 deg.2Position, Black letter on Grey plate | SWITCH | SWITCHGEAR | 2ST26BO | SWITRON | - | - | Nos |  | Inventory | 10A Rotary cam switch, 2Pole 2Way with off, 60 deg.2Position, Black letter on Grey plate
2965 | VOLTMETER SELCTOR SWITCH | SWITCH | SWITCHGEAR | 3ST 39VM | SWITRON | _ | NA | Nos | None | Inventory | VOLTMETER SELCTOR SWITCH
3549 | AMMTER SELECTOR SWITCH | SWITCH | SWITCHGEAR | 4ST 39AM | SWITRON | _ | NA | Nos | None | Inventory | AMMTER SELECTOR SWITCH
4711 | BYPASS SELECTOR SWITCH, LABEL : BAYPASS-INTERLOCK, STAYPUT, 2 POLE, 2 WAY, WING TYPE KNOB, ANGULAR MOVEMENT : 90 DEG., LOCKABLE TYPE, SIZE : 95x95mm., 1NO+1NC INDIVISUAL CONTACTS. | SWITCH | SWITCHGEAR | BAYPASS-SW | SWITRON | - | - | Nos. |  | Inventory | BYPASS SELECTOR SWITCH, LABEL : BAYPASS-INTERLOCK, STAYPUT, 2 POLE, 2 WAY, WING TYPE KNOB, ANGULAR MOVEMENT : 90 DEG., LOCKABLE TYPE, SIZE : 95x95mm., 1NO+1NC INDIVISUAL CONTACTS.
15536 | DIWALI SWEET 500GRMS | OWN USE ITEMS | ACCESSORIES | SWEET-500GRMS | REPUTED | - | - | Year |  | Non Inventory | DIWALI SWEET 500GRMS
15537 | DIWALI SWEET 750GRMS | OWN USE ITEMS | ACCESSORIES | SWEET-750GRMS | REPUTED | - | - | Year |  | Non Inventory | DIWALI SWEET 750GRMS
14313 | BREAKER CONTROL SWITCH | SWITCH | SWITCHGEAR | SBC 32P/244R | SWITRON | _ | NA | Nos | None | Inventory | BREAKER CONTROL SWITCH
14314 | BREAKER CONTROL SWITCH, 25A,LABEL: TRIP-NEUTRAL-CLOSE, (52CS), 3 POSITION, 4 WAYS, SPRING RETURN TO NEUTRAL, PISTOL GRIP HANDLE, ANGULAR MOVEMENT : 45 DEG.(NEW) | SWITCH | SWITCHGEAR | SBC-25P-244 | SWITRON | 25A | - | Nos. |  | Inventory | BREAKER CONTROL SWITCH, 25A,LABEL: TRIP-NEUTRAL-CLOSE, (52CS), 3 POSITION, 4 WAYS, SPRING RETURN TO NEUTRAL, PISTOL GRIP HANDLE, ANGULAR MOVEMENT : 45 DEG.(NEW)
14315 | BREAKER CONTROL SWITCH, LABEL: TRIP-NEUTRAL-CLOSE, (52CS), 3 POSITION, 4 WAYS, SPRING RETURN TO NEUTRAL, PISTOL GRIP HANDLE, ANGULAR MOVEMENT : 45 DEG. | SWITCH | SWITCHGEAR | SBC-25P-244R | SWITRON | - | - | Nos. |  | Inventory | BREAKER CONTROL SWITCH, LABEL: TRIP-NEUTRAL-CLOSE, (52CS), 3 POSITION, 4 WAYS, SPRING RETURN TO NEUTRAL, PISTOL GRIP HANDLE, ANGULAR MOVEMENT : 45 DEG.
14316 | BREAKER CONTROL SWITCH 25A;LOCKABLE TYPE; LABEL: TRIP-NEUTRAL-CLOSE, (52CS), 3 POSITION, 4 WAYS, SPRING RETURN TO NEUTRAL, PISTOL GRIP HANDLE, ANGULAR MOVEMENT : 45 DEG. | SWITCH | SWITCHGEAR | SBC-25P-244R/L | SWITRON | - | - | Nos. |  | Inventory | BREAKER CONTROL SWITCH 25A;LOCKABLE TYPE; LABEL: TRIP-NEUTRAL-CLOSE, (52CS), 3 POSITION, 4 WAYS, SPRING RETURN TO NEUTRAL, PISTOL GRIP HANDLE, ANGULAR MOVEMENT : 45 DEG.
14317 | BREAKER CONTROL SWITCH, LABEL: TRIP-NEUTRAL-CLOSE, (52CS), 3 POSITION, 13 WAYS,WITH NEUTRAL 1CONTACT,SPRING RETURN TO NEUTRAL, PISTOL GRIP HANDLE, ANGULAR MOVEMENT : 45 DEG.,24A SIZE : 72.5x72.5 mm, CONTACTS : 3C, 3T. | SWITCH | SWITCHGEAR | SBC-25P-7134/-- | SWITRON | - | - | Nos. |  | Inventory | BREAKER CONTROL SWITCH, LABEL: TRIP-NEUTRAL-CLOSE, (52CS), 3 POSITION, 13 WAYS,WITH NEUTRAL 1CONTACT,SPRING RETURN TO NEUTRAL, PISTOL GRIP HANDLE, ANGULAR MOVEMENT : 45 DEG.,24A SIZE : 72.5x72.5 mm, CONTACTS : 3C, 3T.
14318 | Type:Spring,3Pos,20Ways,32A;Contacts:Pos M:8,Pos MA:2,Pos A:1,Pos AJ:2,Pos J:7;Pistol Grip Handle. | SWITCH | SWITCHGEAR | SBC-32P-8164/244RLM | SWITRON | _ | NA | Nos |  | Inventory | Type:Spring,3Pos,20Ways,32A;Contacts:Pos M:8,Pos MA:2,Pos A:1,Pos AJ:2,Pos J:7;Pistol Grip Handle.
14319 | BREAKER CONTROL SWITCH, LABEL: TRIP-NEUTRAL-CLOSE, (52CS), 3 POSITION, 12 WAYS ( 8 WAYS FOR TRIP, 3 WAYS FOR CLOSE, 1 WAY FOR NEUTRAL) SPRING RETURN TO NEUTRAL, PISTOL GRIP HANDLE, ANGULAR MOVEMENT : 45 DEG. NON-LOCKABLE, SIZE : 72.5x72.5 mm CONTACTS : 2C, 2T. | SWITCH | SWITCHGEAR | SBC-32T-6124/-- | SWITRON | - | - | Nos. |  | Inventory | BREAKER CONTROL SWITCH, LABEL: TRIP-NEUTRAL-CLOSE, (52CS), 3 POSITION, 12 WAYS ( 8 WAYS FOR TRIP, 3 WAYS FOR CLOSE, 1 WAY FOR NEUTRAL) SPRING RETURN TO NEUTRAL, PISTOL GRIP HANDLE, ANGULAR MOVEMENT : 45 DEG. NON-LOCKABLE, SIZE : 72.5x72.5 mm CONTACTS : 2C, 2T.
15545 | YELLOW FERRULS | FERRULS | WIRE & ACCESSORIES | T-TYPE | REPUTED | _ | NA | Nos | None | Inventory | YELLOW FERRULS
14849 | LOCAL REMOTE SELECTOR SWITCH, LABEL: LOCAL-REMOTE, (52LR) STAYPUT, 2 POLE, 2 WAY, LOCKABLE TYPE, WING TYPE KNOB, LOCKABLE TYPE ANGULAR MOVEMENT : 90 DEG., SIZE : 95x95 mm., 2 CONTACTS TO CLOSE IN EACH POSITION. | SWITCH | SWITCHGEAR | SPC-20P-129R/W | SWITRON | _ | NA | Nos |  | Inventory | LOCAL REMOTE SELECTOR SWITCH, LABEL: LOCAL-REMOTE, (52LR) STAYPUT, 2 POLE, 2 WAY, LOCKABLE TYPE, WING TYPE KNOB, LOCKABLE TYPE ANGULAR MOVEMENT : 90 DEG., SIZE : 95x95 mm., 2 CONTACTS TO CLOSE IN EACH POSITION.
15547 | KIT FOR T7 MCCB, (600*600)H*W | ArTuK | LV PANEL | T7-KIT | ABB | - | - | KGS |  | Inventory | KIT FOR T7 MCCB, (600*600)H*W
15548 | TAP-10MM | SHOP | TOOLS | TAP-10MM | REPUTED | - | - | Nos |  | Inventory | TAP-10MM
15549 | TAP-12MM | SHOP | TOOLS | TAP-12MM | REPUTED | - | - | Nos |  | Inventory | TAP-12MM
15550 | TAP-4MM | SHOP | TOOLS | TAP-4MM | REPUTED | - | - | Nos |  | Inventory | TAP-4MM
15551 | TAP-5MM | SHOP | TOOLS | TAP-5MM | REPUTED | - | - | Nos |  | Inventory | TAP-5MM
15552 | TAP-6MM | SHOP | TOOLS | TAP-6MM | REPUTED | - | - | Nos |  | Inventory | TAP-6MM
15553 | TAP-8MM | SHOP | TOOLS | TAP-8MM | REPUTED | - | - | Nos |  | Inventory | TAP-8MM
15554 | TAPARIA PILLER 8"-Taparia | SHOP | TOOLS | TAPARIA PILLER 8INCH | Taparia | _ | NA | Nos | None | Inventory | TAPARIA PILLER 8"-Taparia
15555 | TAPELON TAPE | INSULATION TAPE | WIRE & ACCESSORIES | TAPELON-TAPE | REPUTED | _ | NA | Nos | None | Inventory | TAPELON TAPE
15556 | 6 X 10 TAPTIGHT SCREW | AR2K | HARDWARE & ACCESSORIES | TAPTIGHT-6X10 | REPUTED | - | - | Nos |  | Inventory | 6 X 10 TAPTIGHT SCREW
15557 | 6 X 12 TAPTIGHT SCREW | AR2K | HARDWARE & ACCESSORIES | TAPTIGHT-6X12 | REPUTED | - | - | Nos |  | Inventory | 6 X 12 TAPTIGHT SCREW
15558 | TARPOLIN HDPE LAMINATED FABRIC COATED, WIDTH - 12FT | PACKING MATERIAL | PACKING | TARPOLIN-HDPE | REPUTED | _ | NA | MTRS |  | Inventory | TARPOLIN HDPE LAMINATED FABRIC COATED, WIDTH - 12FT
15559 | INTERNET LEASELINE, MINIMUM 2 STATIC IP REQUIRED, OTHER DETAILS AS PER PROPOSAL ID- ILL-575186 DATED 10.11.2020 | OWN USE ITEMS | ACCESSORIES | TATA-INTERNET-LEASELINE | TATA | - | - | Year |  | Non Inventory | INTERNET LEASELINE, MINIMUM 2 STATIC IP REQUIRED, OTHER DETAILS AS PER PROPOSAL ID- ILL-575186 DATED 10.11.2020
14850 | LOCAL REMOTE SELECTOR SWITCH, LABEL : LOCAL-REMOTE, (52LR), STAYPUT, 2 POLE, 4 WAY, WING TYPE KNOB, ANGULAR MOVEMENT : 90 DEG., LOCKABLE TYPE, SIZE : 95x95mm., 2 CONTACTS TO CLOSE IN EACH POSITION. | SWITCH | SWITCHGEAR | SPC-20P-249R/W | SWITRON | - | - | Nos. |  | Inventory | LOCAL REMOTE SELECTOR SWITCH, LABEL : LOCAL-REMOTE, (52LR), STAYPUT, 2 POLE, 4 WAY, WING TYPE KNOB, ANGULAR MOVEMENT : 90 DEG., LOCKABLE TYPE, SIZE : 95x95mm., 2 CONTACTS TO CLOSE IN EACH POSITION.
14851 | LOCAL REMOTE SELECTOR SWITCH, LABEL : LOCAL-REMOTE, (52LR), STAYPUT, 2 POLE, 8 WAY, WING TYPE KNOB, ANGULAR MOVEMENT : 90 DEG., LOCKABLE TYPE, SIZE : 95x95mm., 2 CONTACTS TO CLOSE IN EACH POSITION. | SWITCH | SWITCHGEAR | SPC-20P-289R/W | SWITRON | - | - | Nos. |  | Inventory | LOCAL REMOTE SELECTOR SWITCH, LABEL : LOCAL-REMOTE, (52LR), STAYPUT, 2 POLE, 8 WAY, WING TYPE KNOB, ANGULAR MOVEMENT : 90 DEG., LOCKABLE TYPE, SIZE : 95x95mm., 2 CONTACTS TO CLOSE IN EACH POSITION.
14852 | LOCAL REMOTE SELECTOR SWITCH, STAYPUT, 2 POLE, 6 WAY, WING TYPE KNOB, ANGULAR MOVEMENT : 90 DEG., LOCKABLE TYPE, SIZE : 95x95mm.,3 CONTACTS TO CLOSE IN EACH POSITION. | SWITCH | SWITCHGEAR | SPC-20P-369R/W | SWITRON | - | - | Nos. |  | Inventory | LOCAL REMOTE SELECTOR SWITCH, STAYPUT, 2 POLE, 6 WAY, WING TYPE KNOB, ANGULAR MOVEMENT : 90 DEG., LOCKABLE TYPE, SIZE : 95x95mm.,3 CONTACTS TO CLOSE IN EACH POSITION.
14853 | SYNCHROCHECK SELECTOR SWITCH, LABEL : I/C1-I/C2-B/C, (S2), STAYPUT, 3 POLE, 3 WAY,WING TYPE KNOB, ANGULAR MOVEMENT : 90 DEG., SIZE : 95x95mm., 1 CONTACT TO CLOSE IN EACH POSITION. | SWITCH | SWITCHGEAR | SPC-25K-239-RC | SWITRON | _ | NA | Nos |  | Inventory | SYNCHROCHECK SELECTOR SWITCH, LABEL : I/C1-I/C2-B/C, (S2), STAYPUT, 3 POLE, 3 WAY,WING TYPE KNOB, ANGULAR MOVEMENT : 90 DEG., SIZE : 95x95mm., 1 CONTACT TO CLOSE IN EACH POSITION.
14854 | SELECTOR SWITCH, LABEL : INDEPENDENT-MANUAL-AUTO, (S1), STAYPUT, 3 POLE, 9 WAY, WING TYPE KNOB, ANGULAR MOVEMENT : 90 DEG.,SIZE : 95x95mm., 3 CONTACTS TO CLOSE IN EACH POSITION. | SWITCH | SWITCHGEAR | SPC-25K-599-RC | SWITRON | _ | NA | Nos |  | Inventory | SELECTOR SWITCH, LABEL : INDEPENDENT-MANUAL-AUTO, (S1), STAYPUT, 3 POLE, 9 WAY, WING TYPE KNOB, ANGULAR MOVEMENT : 90 DEG.,SIZE : 95x95mm., 3 CONTACTS TO CLOSE IN EACH POSITION.
14855 | SELECTOR SWITCH, (S3), Label: IC-1-IC-2-TIE-1-TIE-2, STAYPUT, 4 POLE, 4 WAY, STAYPUT, LOCABLE IN ALL POSITIONS, WING TYPE KNOB, SIZE : 75x75mm., 1 CONTACTS TO CLOSE IN EACH POSITION. | SWITCH | SWITCHGEAR | SPC-25P-249-RD/W | SWITRON | - | - | Nos. |  | Inventory | SELECTOR SWITCH, (S3), Label: IC-1-IC-2-TIE-1-TIE-2, STAYPUT, 4 POLE, 4 WAY, STAYPUT, LOCABLE IN ALL POSITIONS, WING TYPE KNOB, SIZE : 75x75mm., 1 CONTACTS TO CLOSE IN EACH POSITION.
14856 | LOCAL REMOTE SCADA SELECTOR SWITCH, LABEL : LOCAL-REMOTE-SCADA, (52LR), STAYPUT, 3 POLE, 6 WAY,WING TYPE KNOB, ANGULAR MOVEMENT : 90 DEG., LOCKABLE TYPE,SIZE : 95x95mm., 2 CONTACT TO CLOSE IN EACH POSITION. | SWITCH | SWITCHGEAR | SPC-25P-369-RC/W | SWITRON | - | - | Nos. |  | Inventory | LOCAL REMOTE SCADA SELECTOR SWITCH, LABEL : LOCAL-REMOTE-SCADA, (52LR), STAYPUT, 3 POLE, 6 WAY,WING TYPE KNOB, ANGULAR MOVEMENT : 90 DEG., LOCKABLE TYPE,SIZE : 95x95mm., 2 CONTACT TO CLOSE IN EACH POSITION.
15567 | 100X30 MM NAME PLATE, TECHNOCRAFTS NAME PLATE, MATERIAL SS | NAME PLATE | ACCESSORIES | TECHNOCRAFTS-100X30 | REPUTED | _ | NA | Nos |  | Inventory | 100X30 MM NAME PLATE, TECHNOCRAFTS NAME PLATE, MATERIAL SS
15568 | TEFLON TAPE | SHOP | ACCESSORIES | TEFLON TAPE | REPUTED | _ | NA | Nos | None | Inventory | TEFLON TAPE
15569 | TEFLON BOLT 12X30mm | TEFLON | HARDWARE & ACCESSORIES | TEFLON-BOLT-12X30 | REPUTED | - | - | Nos |  | Inventory | TEFLON BOLT 12X30mm
14857 | LOCAL REMOTE SELECTOR SWITCH, LABEL : LOCAL-REMOTE, (52LR), STAYPUT, 2 POLE, 12 WAY,WING TYPE KNOB, ANGULAR MOVEMENT : 90 DEG., LOCKABLE TYPE,24A SIZE : 95x95mm., 6 CONTACTS TO CLOSE IN EACH POSITION. | SWITCH | SWITCHGEAR | SPC-25P-6129-R/W | SWITRON | - | - | Nos. |  | Inventory | LOCAL REMOTE SELECTOR SWITCH, LABEL : LOCAL-REMOTE, (52LR), STAYPUT, 2 POLE, 12 WAY,WING TYPE KNOB, ANGULAR MOVEMENT : 90 DEG., LOCKABLE TYPE,24A SIZE : 95x95mm., 6 CONTACTS TO CLOSE IN EACH POSITION.
15571 | TERMINAL CONNECTOR FOR BREAKER; Suitable for ABB Make Outdoor Breaker; Pad Size - 100x10mm; Hole Center - 50x50mm; Suitable for panther conductor termination at one end. | BROUGHTOUT | ACCESSORIES | TER CONN FOR BKR - PANTHER | REPUTED | _ | NA | Nos | None | Inventory | TERMINAL CONNECTOR FOR BREAKER; Suitable for ABB Make Outdoor Breaker; Pad Size - 100x10mm; Hole Center - 50x50mm; Suitable for panther conductor termination at one end.
15572 | TERMINAL CONNECTOR; PAD FOR 55X40 PAD TO ACSR DOG CONNECTOR AS PER DRG | BROUGHTOUT | ACCESSORIES | TER CONN FOR DOG | REPUTED | _ | NA | Nos | None | Inventory | TERMINAL CONNECTOR; PAD FOR 55X40 PAD TO ACSR DOG CONNECTOR AS PER DRG
15573 | TERMINAL CONNECTOR FOR ISOLATOR; Suitable for GANG OPERATED OUTDOOR TYPE ISOLAOR; Pad Size - 100x10mm; Hole Center - 40x40mm; Suitable for panther conductor termination at one end. | BROUGHTOUT | ACCESSORIES | TER CONN FOR ISO- PANTHER | REPUTED | _ | NA | Nos | None | Inventory | TERMINAL CONNECTOR FOR ISOLATOR; Suitable for GANG OPERATED OUTDOOR TYPE ISOLAOR; Pad Size - 100x10mm; Hole Center - 40x40mm; Suitable for panther conductor termination at one end.
15574 | 22kV, Touchproof Termination Kit, suitable for 300sq.mm cable size | TERMINATION KIT | WIRE & ACCESSORIES | TERM-KIT-22KV-300SQ.MM | REPUTED | - | - | Nos. |  | Inventory | 22kV, Touchproof Termination Kit, suitable for 300sq.mm cable size
15575 | 22kV, Touchproof Termination Kit, suitable for 95sq.mm cable size | TERMINATION KIT | WIRE & ACCESSORIES | TERM-KIT-22KV-95SQ.MM | REPUTED | - | - | Nos. |  | Inventory | 22kV, Touchproof Termination Kit, suitable for 95sq.mm cable size
14858 | AUTO-IND-MANUAL SELECTOR SWITCH, (S2), Label: AUTO-INDEPENDENT-MANUAL, STAYPUT, 3 POLE, 12 WAY, STAYPUT, LOCABLE IN ALL POSITIONS, WING TYPE KNOB, SIZE : 75x75mm., 4 CONTACTS TO CLOSE IN EACH POSITION. | SWITCH | SWITCHGEAR | SPC-25P-6129-RC/W | SWITRON | - | - | Nos. |  | Inventory | AUTO-IND-MANUAL SELECTOR SWITCH, (S2), Label: AUTO-INDEPENDENT-MANUAL, STAYPUT, 3 POLE, 12 WAY, STAYPUT, LOCABLE IN ALL POSITIONS, WING TYPE KNOB, SIZE : 75x75mm., 4 CONTACTS TO CLOSE IN EACH POSITION.
15577 | TESA 4965 TRANSPARENT TAPE (25X50mm) | INSULATION TAPE | WIRE & ACCESSORIES | TESA 4965 TAPE | REPUTED | _ | NA | Nos | None | Inventory | TESA 4965 TRANSPARENT TAPE (25X50mm)
14859 | 4 POSITION SELECTOR SWITCH, LABEL : OFF- MANUAL - AUTO(BUS:A) - AUTO(BUS:B) STAYPUT, 4 POSITION, 13 WAY, 24A,LOCKABLE TYPE, WING TYPE KNOB, ANGULAR SIZE : 95x95mm., ANGULAR MOVEMENT : 90 DEG. | SWITCH | SWITCHGEAR | SPC-25P-7139/-/W | SWITRON | - | - | Nos. |  | Inventory | 4 POSITION SELECTOR SWITCH, LABEL : OFF- MANUAL - AUTO(BUS:A) - AUTO(BUS:B) STAYPUT, 4 POSITION, 13 WAY, 24A,LOCKABLE TYPE, WING TYPE KNOB, ANGULAR SIZE : 95x95mm., ANGULAR MOVEMENT : 90 DEG.
14860 | DC SOURCE SELECTOR SWITCH, 3 POSITION, 4 WAYS, LABEL:DC SOURCE-1 -OFF-DC SOUREC-2 ROTARY TYPE, 3 CONTACTS CLOSE IN EACH POSITION. | SWITCH | SWITCHGEAR | SPC-32P-369RO | SWITRON | _ | NA | Nos |  | Inventory | DC SOURCE SELECTOR SWITCH, 3 POSITION, 4 WAYS, LABEL:DC SOURCE-1 -OFF-DC SOUREC-2 ROTARY TYPE, 3 CONTACTS CLOSE IN EACH POSITION.
2802 | 33kV,OFF LOAD DISCONNECTER | LBS/ISO | SWITCHGEAR | 33KV-LOAD-DISCONNECTOR | TSPL | - | - | Nos |  | Inventory | 33kV,OFF LOAD DISCONNECTER
3315 | FLAT BUSBAR FOR ISOLATOR | LBS/ISO | SWITCHGEAR | 4-1UVC-7976/101 | TSPL | - | NA | Nos |  | Inventory | FLAT BUSBAR FOR ISOLATOR
3316 | CONTACT BUSBAR FOR TSPL MAKE ISOLATOR | LBS/ISO | SWITCHGEAR | 4-1UVC-7979 | TSPL | - | NA | Nos |  | Inventory | CONTACT BUSBAR FOR TSPL MAKE ISOLATOR
15583 | TEST1 | - | - | TEST1 | - | - | - | Nos |  | Non Inventory | TEST1
15584 | TESTING & CALIBRATION CHARGES AS PER ENCLOSED ANNEXURE | CHARGES | - | TESTING-CALIBRATION | - | - | - | Nos |  | Non Inventory | TESTING & CALIBRATION CHARGES AS PER ENCLOSED ANNEXURE
15585 | TESTING CHARGES | CHARGES | - | TESTING-CHARGES | - | - | - | Nos |  | Inventory | TESTING CHARGES
15586 | Testing Kit - | SHOP | TOOLS | TESTING-KIT | SKE | _ | NA | Nos |  | Non Inventory | Testing Kit -
15587 | CMC 356 Essential Package with below software 1) IEDScout - Standard PC single license, 2) Software module - Advanced Distance (incl. Distance) 3) Software module - Overcurrent, 4) Software module - Advanced Differential, 5) Transport case Trolley T2008-410 for CMC 356/CMC256 6) Sofware module advance transPlay 7) Software module - Transview | SHOP | TOOLS | TESTING-KIT-CMC356 | OMICRON | _ | NA | Nos |  | Non Inventory | CMC 356 Essential Package with below software 1) IEDScout - Standard PC single license, 2) Software module - Advanced Distance (incl. Distance) 3) Software module - Overcurrent, 4) Software module - Advanced Differential, 5) Transport case Trolley T2008-410 for CMC 356/CMC256 6) Sofware module advance transPlay 7) Software module - Transview
15588 | THERMACOL SHEET THICKNESS 5MM | PACKING MATERIAL | PACKING | THERMACOL-5MM | REPUTED | _ | NA | SHEET |  | Inventory | THERMACOL SHEET THICKNESS 5MM
15589 | THINNER | PAINT | ACCESSORIES | THINNER | REPUTED | - | - | LTRS |  | Inventory | THINNER
15590 | TIN PLATING CHARGES - 12% gst | PLATING | METAL | TIN-PLATING-12% | REPUTED | - | - | KGS |  | Non Inventory | TIN PLATING CHARGES - 12% gst
15591 | TIN PLATING CHARGES | PLATING | METAL | TIN-PLATING-18% | REPUTED | - | - | KGS |  | Non Inventory | COPPER TIN PLATING CHARGES
15592 | CONTACT TIP HOLDER FOR M/6 | Welding ACC | ACCESSORIES | TIP-HOLDER-M/6 | REPUTED | _ | NA | Nos |  | Inventory | CONTACT TIP HOLDER FOR M/6
3319 | FINGER FOR TSPL MAKE ISOLATOR | LBS/ISO | SWITCHGEAR | 4-1UVC-8018 | TSPL | - | NA | Nos |  | Inventory | FINGER FOR TSPL MAKE ISOLATOR
15594 | TOOL KIT | SHOP | TOOLS | TOLL-KIT | REPUTED | _ | NA | Nos |  | Non Inventory | TOOL KIT
15595 | 33KV SHROUD 60X10 3RUN R PHASE,TOOL COST | SHROUD | BUSBAR & ACCESSORIES | TOOL-08082020/101 | AMAR | _ | NA | Nos |  | Non Inventory | 33KV SHROUD 60X10 3RUN R PHASE,TOOL COST
15596 | 33KV SHROUD 60X10 3RUN Y PHASE,TOOL COST | SHROUD | BUSBAR & ACCESSORIES | TOOL-08082020/201 | AMAR | _ | NA | Nos |  | Non Inventory | 33KV SHROUD 60X10 3RUN Y PHASE,TOOL COST
15597 | 33KV SHROUD 60X10 3RUN B PHASE,TOOL COST | SHROUD | BUSBAR & ACCESSORIES | TOOL-08082020/301 | AMAR | _ | NA | Nos |  | Non Inventory | 33KV SHROUD 60X10 3RUN B PHASE,TOOL COST
15598 | • Punch Code 1178 – 835 mm x 2 pc & 415mm -1 Pc (835mm-1Pc Segmented) • Single V die code 3043-V = 8 mm – 835 mm x 2 Pcs (1 Pc Segmented) & 415 mm – 1 Pc • Semi Goosenek Punch Code 1011-835mm x 2 pcs & 415mm – 1 Pc (835mm 1 pc Segmented) • 2V Die Code 2052 (8 x 12mm)- 835mm X 2 Pcs & 415mm -1 Pc (835mm- 1 Pc Segmented) • 2V Die Rail Code 2058 – 2.5 Pcs • Fixing Clamp Code 2060- 2 Pcs | CAPITAL GOODS | TOOLS | TOOLS-BENIDNG | HINDUSTAN | _ | NA | Nos |  | Non Inventory | • Punch Code 1178 – 835 mm x 2 pc & 415mm -1 Pc (835mm-1Pc Segmented) • Single V die code 3043-V = 8 mm – 835 mm x 2 Pcs (1 Pc Segmented) & 415 mm – 1 Pc • Semi Goosenek Punch Code 1011-835mm x 2 pcs & 415mm – 1 Pc (835mm 1 pc Segmented) • 2V Die Code 2052 (8 x 12mm)- 835mm X 2 Pcs & 415mm -1 Pc (835mm- 1 Pc Segmented) • 2V Die Rail Code 2058 – 2.5 Pcs • Fixing Clamp Code 2060- 2 Pcs
15599 | TORCH HANDLE FOR WELDING MACHINE 24KD | Welding ACC | ACCESSORIES | TORCH-HANDLE-24KD | NORTH | _ | NA | Nos |  | Inventory | TORCH HANDLE FOR WELDING MACHINE 24KD
3320 | STOPPER PLATE FOR TSPL MAKE ISOLATOR | LBS/ISO | SWITCHGEAR | 4-1UVC-8019 | TSPL | - | NA | Nos |  | Inventory | STOPPER PLATE FOR TSPL MAKE ISOLATOR
3321 | ARM GUIDE PIN FOR TSPL MAKE ISOLATOR | LBS/ISO | SWITCHGEAR | 4-1UVC-8020 | TSPL | - | NA | Nos |  | Inventory | ARM GUIDE PIN FOR TSPL MAKE ISOLATOR
3322 | PIN BUSH FOR TSPL MAKE ISOLATOR | LBS/ISO | SWITCHGEAR | 4-1UVC-8061 | TSPL | - | NA | Nos |  | Inventory | PIN BUSH FOR TSPL MAKE ISOLATOR
3323 | SPRING HOLDING PIPE FOR TSPL MAKE ISOLATOR | LBS/ISO | SWITCHGEAR | 4-1UVC-8063 | TSPL | - | NA | Nos |  | Inventory | SPRING HOLDING PIPE FOR TSPL MAKE ISOLATOR
3324 | ARM BOLT BUSH FOR TSPL MAKE ISOLATOR | LBS/ISO | SWITCHGEAR | 4-1UVC-8064 | TSPL | - | NA | Nos |  | Inventory | ARM BOLT BUSH FOR TSPL MAKE ISOLATOR
3325 | SPRING MTG PIN BIG FOR TSPL MAKE ISOLATOR | LBS/ISO | SWITCHGEAR | 4-1UVC-8065 | TSPL | - | NA | Nos |  | Inventory | SPRING MTG PIN BIG FOR TSPL MAKE ISOLATOR
15606 | TRANSPORTATION CHARGES FOR FULL LOAD, VIA BY ROAD | TRANSPORT | - | TR-ROAD-FULL-L | - | - | - | Nos |  | Non Inventory | TRANSPORTATION CHARGES FOR FULL LOAD, VIA BY ROAD
15607 | TRANSPORTATION CHARGES FOR PART LOAD, VIA BY ROAD | TRANSPORT | - | TR-ROAD-PART-L | - | - | - | Nos |  | Non Inventory | TRANSPORTATION CHARGES FOR PART LOAD, VIA BY ROAD
3326 | SPRING MTG PIN SMALL FOR TSPL MAKE ISOLATOR | LBS/ISO | SWITCHGEAR | 4-1UVC-8066 | TSPL | - | NA | Nos |  | Inventory | SPRING MTG PIN SMALL FOR TSPL MAKE ISOLATOR
15609 | Busbars Horizontally at any height.(B/C) | ArTuK | LV PANEL | TR1205-1 | ABB | - | - | KGS |  | Inventory | Busbars Horizontally at any height.(B/C)
3443 | SPRING FOR TSPL MAKE ISOLATOR | LBS/ISO | SWITCHGEAR | 4-3VC-8410-103 | TSPL | - | NA | Nos |  | Inventory | SPRING FOR TSPL MAKE ISOLATOR
7377 | 33kV, BUS SIDE EARTHING TRUCK | BREAKER | SWITCHGEAR | ET-33KV-BET | TSPL | - | - | Nos. |  | Inventory | 33kV, BUS SIDE EARTHING TRUCK
15612 | 1 ) Design , Supply ,Installation ,testing and commissioning , including Factory acceptance test, for 400kVA Transformer and its allied equipment’s, That shall include Plan approval from utility and Electrical Inspector , and charging permission from Electrical Inspector Components covers 2) Application for Power sanction and its Approval 3) Preparation/Design & drawing its Approval 4) Supply & Installation of TRANSFORMER 5) Supply & Installation of HT breaker/RMU 6) Supply & Installation of LT & APFC panel 7) Supply and Installation of HT & LT Cable inside substation 8) Supply & Installation of Electrode maintenance 9) Free earthing 10) Supply & Installation of Lugs Gland ,ferrules and Clamps 11) Supply & Installation of HT indoor termination Kits 12) Supply & installation of Safety Approved fencing 13) Work completion ,Testing of Equipment’s 14) Charging permission from ELECTRICAL INSPECTOR | CAPITAL GOODS | TOOLS | TRANSFORMER-400KVA | REPUTED | _ | NA | Nos. |  | Non Inventory | 1 ) Design , Supply ,Installation ,testing and commissioning , including Factory acceptance test, for 400kVA Transformer and its allied equipment’s, That shall include Plan approval from utility and Electrical Inspector , and charging permission from Electrical Inspector Components covers 2) Application for Power sanction and its Approval 3) Preparation/Design & drawing its Approval 4) Supply & Installation of TRANSFORMER 5) Supply & Installation of HT breaker/RMU 6) Supply & Installation of LT & APFC panel 7) Supply and Installation of HT & LT Cable inside substation 8) Supply & Installation of Electrode maintenance 9) Free earthing 10) Supply & Installation of Lugs Gland ,ferrules and Clamps 11) Supply & Installation of HT indoor termination Kits 12) Supply & installation of Safety Approved fencing 13) Work completion ,Testing of Equipment’s 14) Charging permission from ELECTRICAL INSPECTOR
7378 | 33kV, CABLE SIDE EARTHING TRUCK | BREAKER | SWITCHGEAR | ET-33KV-CET | TSPL | - | - | Nos. |  | Inventory | 33kV, CABLE SIDE EARTHING TRUCK
8790 | 33kV, 800A, 25KA/3SEC,3P MANUALLY OPERATED OFF LOAD BREAK SWITCH, WITH 2NO+2NC, AUXILIARY CONTACTS, WITH SUITBAL ELECTRO MECHANICAL INTERLOCK | BREAKER | SWITCHGEAR | LBS-33KV-OFF-LOAD | TSPL | - | - | Nos. |  | Inventory | 33kV, 800A, 25KA/3SEC,3P MANUALLY OPERATED OFF LOAD BREAK SWITCH, WITH 2NO+2NC, AUXILIARY CONTACTS, WITH SUITBAL ELECTRO MECHANICAL INTERLOCK
15566 | 11KV, CABLE SIDE EARTHING TRUCk SUITABLE FOR 11KV 1250A 25KA/3SEC | BREAKER | SWITCHGEAR | TECH-ET-11KV-CET-1250A-25KA | TSPL | - | NA | Nos. |  | Inventory | 11KV, CABLE SIDE EARTHING TRUCk SUITABLE FOR 11KV 1250A 25KA/3SEC
15632 | POWER PACK UNIT INPUT- 230V AC, OUTPUT - 110V DC, BURDEN: 100W, BATTERY BACKUP 10 MINUTES, | POWER PACK | SWITCHGEAR | TS-PP-230/110VDC-10MINUTES-100W | TSPL | - | - | Nos |  | Inventory | POWER PACK UNIT INPUT- 230V AC, OUTPUT - 110V DC, BURDEN: 100W, BATTERY BACKUP 10 MINUTES,
15617 | Transport + Transit Insurance (Bhiwandi) | CAPITAL GOODS | TOOLS | TRANSPORT+TRANSIT-INSURANCE | KION | - | - | Nos |  | Non Inventory | Transport + Transit Insurance (Bhiwandi)
2546 | WHITE ILLUMINATED LAMP WITH PUSH BUTTON , AUX. VOLTAGE : 6V-130VAC_DC | LAMP | SWITCHGEAR | 2ALF1-6V-130VAC_DC | TEKNIC | _ | NA | Nos |  | Inventory | WHITE ILLUMINATED LAMP WITH PUSH BUTTON , AUX. VOLTAGE : 6V-130VAC_DC
15619 | TROLLEY WHEEL FIX | MODULE | ACCESSORIES | TROLLEY WHEEL FIX | REPUTED | _ | NA | Nos | None | Inventory | TROLLEY WHEEL FIX
15620 | TROLLEY WHEEL MOVING | MODULE | ACCESSORIES | TROLLEY WHEEL MOVING | REPUTED | _ | NA | Nos | None | Inventory | TROLLEY WHEEL MOVING
15621 | 33KV HPA | HANDL TROLLEY | ACCESSORIES | TROLLEY-1VYN402301-HZ | WEZMAN | _ | NA | Nos | None | Inventory | 33KV HPA
15622 | 11KV VMAX/VD4 | HANDL TROLLEY | ACCESSORIES | TROLLEY-1VYN402901-XE | WEZMAN | _ | NA | Nos |  | Inventory | 11KV VMAX/VD4
15623 | 11KV VD4 40KA | HANDL TROLLEY | ACCESSORIES | TROLLEY-1VYN402901-XG | WEZMAN | _ | NA | Nos |  | Inventory | 11KV VD4 40KA
15624 | BREAKER HANDLING TROLLEY FOR 33KV VD4 BREAKER | HANDL TROLLEY | ACCESSORIES | TROLLEY-FJ | REPUTED | _ | NA | Nos |  | Inventory | BREAKER HANDLING TROLLEY FOR 33KV VD4 BREAKER
15625 | 11/22KV HPA Make : WEZMAN SERVICES | HANDL TROLLEY | ACCESSORIES | TROLLEY-IN61890001-A | WEZMAN | _ | NA | Nos | None | Inventory | 11/22KV HPA Make : WEZMAN SERVICES
15626 | PU WHEEL 4" LOCKING TYPE RED COLOR | BROUGHTOUT | ACCESSORIES | TROLLEY-WHEEL-4INCH-LOCKING | REPUTED | _ | NA | Nos |  | Inventory | PU WHEEL 4" LOCKING TYPE RED COLOR
15627 | PU WHEEL 4" WITHOUT LOCKING TYPE RED COLOR | BROUGHTOUT | ACCESSORIES | TROLLEY-WHEEL-4INCH-WITHOUT-L | REPUTED | _ | NA | Nos |  | Inventory | PU WHEEL 4" WITHOUT LOCKING TYPE RED COLOR
15628 | Digital time switch 1C/O, 240V AC | Timer | LV_Switchgear | TS-203B | EAPL | 0 | - | Nos |  | Inventory | Digital time switch 1C/O, 240V AC
2547 | WHITE ILLUMINATED LAMP WITH PUSH BUTTON , AUX. VOLTAGE : 110V DC. | LAMP | SWITCHGEAR | 2ALRF1L- 110V DC | TEKNIC | _ | NA | Nos | None | Inventory | WHITE ILLUMINATED LAMP WITH PUSH BUTTON , AUX. VOLTAGE : 110V DC.
2548 | WHITE ILLUMINATED LAMP WITH PUSH BUTTON , AUX. VOLTAGE : 220V DC. | LAMP | SWITCHGEAR | 2ALRF1L- 220V DC | TEKNIC | _ | NA | Nos | None | Inventory | WHITE ILLUMINATED LAMP WITH PUSH BUTTON , AUX. VOLTAGE : 220V DC.
2549 | ILL.PUSH BUTTON WHITE AUX.VOLTAGE 220V DC | PUSH BUTTON | SWITCHGEAR | 2ALRF1L-WHITE | TEKNIC | _ | NA | Nos |  | Inventory | ILL.PUSH BUTTON WHITE AUX.VOLTAGE 220V DC
2550 | Illuminated Push Button With LED 230VAC ( 2ALRF3L) GREEN COLOUR , | LAMP | SWITCHGEAR | 2ALRF3L | TEKNIC | _ | NA | Nos | None | Inventory | Illuminated Push Button With LED 230VAC ( 2ALRF3L) GREEN COLOUR ,
2551 | Illuminated Push Button With LED 230VAC ( 2ALRF4L) Red COLOUR , | LAMP | SWITCHGEAR | 2ALRF4L | TEKNIC | _ | NA | Nos | None | Inventory | Illuminated Push Button With LED 230VAC ( 2ALRF4L) Red COLOUR ,
2552 | ILL.PUSH BUTTON WHITE AUX.VOLTAGE 240V AC | PUSH BUTTON | SWITCHGEAR | 2ALRF4L-WHITE | TEKNIC | _ | NA | Nos |  | Inventory | ILL.PUSH BUTTON WHITE AUX.VOLTAGE 240V AC
2553 | ILL.PUSH BUTTON RED AUX.VOLTAGE 110V DC | PUSH BUTTON | SWITCHGEAR | 2ALRFL1L | TEKNIC | _ | NA | Nos |  | Inventory | ILL.PUSH BUTTON RED AUX.VOLTAGE 110V DC
2718 | YELLOW COLOUR PLASTIC SHROUD FOR EMERGENCY PUSH BUTTON, HEIGHT-41MM, | LAMP | SWITCHGEAR | 2ESS2-PROTECTIVE SHROUD | TEKNIC | _ | NA | Nos | None | Inventory | YELLOW COLOUR PLASTIC SHROUD FOR EMERGENCY PUSH BUTTON, HEIGHT-41MM,
2719 | YELLOW COLOUR PLASTIC SHROUD FOR EMERGENCY PUSH BUTTON | LAMP | SWITCHGEAR | 2ESS3-PROTECTIVE_SHROUD | TEKNIC | _ | NA | Nos |  | Inventory | YELLOW COLOUR PLASTIC SHROUD FOR EMERGENCY PUSH BUTTON
2720 | ILL.PUSH BUTTON GREEN AUX.VOLTAGE 24V DC | PUSH BUTTON | SWITCHGEAR | 2LHLR-GREEN | TEKNIC | _ | NA | Nos | None | Inventory | ILL.PUSH BUTTON GREEN AUX.VOLTAGE 24V DC
15639 | Digital Check Cheque Scanner Model TellerScan TS240, (100 DPM ) with UV | SCANNER | ACCESSORIES | TS240 | DIGITAL CHEQUE | - | - | Nos |  | Inventory | Digital Check Cheque Scanner Model TellerScan TS240, (100 DPM ) with UV
2721 | ILL.PUSH BUTTON RED AUX.VOLTAGE 24V DC | PUSH BUTTON | SWITCHGEAR | 2LHLR-RED | TEKNIC | _ | NA | Nos | None | Inventory | ILL.PUSH BUTTON RED AUX.VOLTAGE 24V DC
15641 | STRIP | RACK-ITEM | ACCESSORIES | TSPL004-STRIP | REPUTED | - | - | Nos |  | Inventory | STRIP
15642 | STRIP PIN | RACK-ITEM | ACCESSORIES | TSPL004-STRIP-PIN | REPUTED | - | - | Nos |  | Inventory | STRIP PIN
15643 | STRIP- PIN | RACK-ITEM | ACCESSORIES | TSPL005-STRIP-PIN | REPUTED | - | - | Nos |  | Inventory | STRIP- PIN
15644 | PIN FOR MILLING | RACK-ITEM | ACCESSORIES | TSPL006-PIN | REPUTED | - | - | Nos |  | Inventory | PIN FOR MILLING
2722 | ILL.PUSH BUTTON WHITE AUX.VOLTAGE 24V DC | PUSH BUTTON | SWITCHGEAR | 2LHLR-WHITE | TEKNIC | _ | NA | Nos |  | Inventory | ILL.PUSH BUTTON WHITE AUX.VOLTAGE 24V DC
15646 | 33KV SF6 15FINGER Make : REPUTED BREAKER CLUSTER SUITABLE FOR 33KV 1250A HPA CB | BROUGHTOUT | ACCESSORIES | TULIP-33SF6-15PIN | ABB | - | - | Nos |  | Inventory | 33KV SF6 15FINGER Make : REPUTED BREAKER CLUSTER SUITABLE FOR 33KV 1250A HPA CB
15647 | TULIP CONTACTS FOR 33KV HPA-1250A | BROUGHTOUT | ACCESSORIES | TULIP1250-33KVHPA | ABB | - | - | Nos |  | Inventory | TULIP CONTACTS FOR 33KV HPA-1250A
15648 | N°2 crosspieces for busbars vertically on side of structure,D=900mm | ArTuK | LV PANEL | TV1005-1 | ABB | - | - | KGS |  | Inventory | N°2 crosspieces for busbars vertically on side of structure,D=900mm
15649 | No.2 crosspieces on side of cable container,D=900mm | ArTuK | LV PANEL | TV1101-1 | ABB | - | - | KGS |  | Inventory | No.2 crosspieces on side of cable container,D=900mm
15650 | N°2 crosspieces for horizontal busbars under the roof,D=900mm | ArTuK | LV PANEL | TV1211-1 | ABB | - | - | KGS |  | Inventory | N°2 crosspieces for horizontal busbars under the roof,D=900mm
15651 | N°2 crosspieces for horizontal busbars under the roof,D=300mm | ArTuK | LV PANEL | TV1251-1 | ABB | - | - | KGS |  | Inventory | N°2 crosspieces for horizontal busbars under the roof,D=300mm
15652 | N°2 crosspieces for horizontal busbars under the roof,D=500mm | ArTuK | LV PANEL | TV1261-1 | ABB | - | - | KGS |  | Inventory | N°2 crosspieces for horizontal busbars under the roof,D=500mm
15653 | No.2 crosspieces on side of cable container,D=300mm | ArTuK | LV PANEL | TV3201-1 | ABB | - | - | KGS |  | Inventory | No.2 crosspieces on side of cable container,D=300mm
15654 | N°2 crosspieces for busbars vertically on side of structure,D=300mm | ArTuK | LV PANEL | TV5101-1 | ABB | - | - | KGS |  | Inventory | N°2 crosspieces for busbars vertically on side of structure,D=300mm
15655 | N°2 crosspieces for busbars vertivally on side of structure,D=700mm | ArTuK | LV PANEL | TV8005-1 | ABB | - | - | KGS |  | Inventory | N°2 crosspieces for busbars vertivally on side of structure,D=700mm
15656 | N°2 cross support at any height, D=700mm | ArTuK | LV PANEL | TV8011-1 | ABB | - | - | KGS |  | Inventory | N°2 cross support at any height, D=700mm
15657 | No.2 crosspieces on side of cable container,D=700mm | ArTuK | LV PANEL | TV8101-1 | ABB | - | - | KGS |  | Inventory | No.2 crosspieces on side of cable container,D=700mm
15658 | N°2 crosspieces for horizontal busbars under the roof,D=700mm | ArTuK | LV PANEL | TV8211-1 | ABB | - | - | KGS |  | Inventory | N°2 crosspieces for horizontal busbars under the roof,D=700mm
15659 | TVS bar code PRINTER | PRINTER - BAR CODE | ACCESSORIES | TVS_BCP | TVS ELECTRONICS | - | - | Nos. |  | Inventory | TVS bar code PRINTER
15660 | U' STRIP GASKET BLACK COLOUR | Gasket | ACCESSORIES | U STRIP GASKET | REPUTED | _ | NA | MTRS | None | Inventory | U' STRIP GASKET BLACK COLOUR
15661 | U TYPE GASKET Make : PERFECT RUBBER INDUSTRIES | Gasket | ACCESSORIES | U-TYPE-GASKET | REPUTED | _ | NA | MTRS | None | Inventory | U TYPE GASKET Make : PERFECT RUBBER INDUSTRIES
15662 | UNDER VOLTAGE RELEASE COIL SUITABLE FOR VD4 BREAKER, VOLTAGE - 110V DC | BREAKER COILS | ACCESSORIES | U-V-110VDC | ABB | _ | NA | Nos | None | Inventory | UNDER VOLTAGE RELEASE COIL SUITABLE FOR VD4 BREAKER, VOLTAGE - 110V DC
15663 | UNDER VOLTAGE RELEASE COIL SUITABLE FOR VD4 BREAKER, VOLTAGE - 220V DC | BREAKER COILS | ACCESSORIES | U-V-220VDC | ABB | _ | NA | Nos | None | Inventory | UNDER VOLTAGE RELEASE COIL SUITABLE FOR VD4 BREAKER, VOLTAGE - 220V DC
15664 | UNDER VOLTAGE RELEASE COIL SUITABLE FOR VD4 BREAKER, VOLTAGE - 24V DC | BREAKER COILS | ACCESSORIES | U-V-24VDC | ABB | _ | NA | Nos | None | Inventory | UNDER VOLTAGE RELEASE COIL SUITABLE FOR VD4 BREAKER, VOLTAGE - 24V DC
15665 | UNDER VOLTAGE RELEASE COIL SUITABLE FOR VD4 BREAKER, VOLTAGE - 30V DC | BREAKER COILS | ACCESSORIES | U-V-30VDC | ABB | _ | NA | Nos | None | Inventory | UNDER VOLTAGE RELEASE COIL SUITABLE FOR VD4 BREAKER, VOLTAGE - 30V DC
15666 | UNDER VOLTAGE RELEASE COIL SUITABLE FOR VD4 BREAKER, VOLTAGE - 48V DC | BREAKER COILS | ACCESSORIES | U-V-48VDC | ABB | _ | NA | Nos | None | Inventory | UNDER VOLTAGE RELEASE COIL SUITABLE FOR VD4 BREAKER, VOLTAGE - 48V DC
15667 | M10 UNBRACO NUT | SS HARD | HARDWARE & ACCESSORIES | UNBRACO NUT M10 | REPUTED | NUT | NA | Nos | None | Inventory | M10 UNBRACO NUT
15668 | M12 UNBRACO NUT | SS HARD | HARDWARE & ACCESSORIES | UNBRACO NUT M12 | REPUTED | NUT | NA | Nos | None | Inventory | M12 UNBRACO NUT
15669 | M6 UNBRACO NUT | SS HARD | HARDWARE & ACCESSORIES | UNBRACO NUT M6 | REPUTED | NUT | NA | Nos | None | Inventory | M6 UNBRACO NUT
15670 | M8 UNBRACO NUT | SS HARD | HARDWARE & ACCESSORIES | UNBRACONUT M8 | REPUTED | NUT | NA | Nos | None | Inventory | M8 UNBRACO NUT
15671 | Uninyvin Cable size-2, 33.3sq.mm, Max current rating 200A, U-2 | WIRE | WIRE & ACCESSORIES | UNINYVIN-CABLE-2 | Miracle | - | - | MTRS |  | Inventory | Uninyvin Cable size-2, 33.3sq.mm, Max current rating 200A, U-2
2723 | Pad lock for Locking Estop in actuated / unactuated position, Head Ø 40mm | PUSH BUTTON | SWITCHGEAR | 2PAM7EH | TEKNIC | _ | NA | Nos |  | Inventory | Pad lock for Locking Estop in actuated / unactuated position, Head Ø 40mm
15673 | UPVC MTA-BRASS 1/2 INCHES | CAPITAL GOODS | TOOLS | UPVC MTA | REPUTED | _ | NA | Nos | None | Inventory | UPVC MTA-BRASS 1/2 INCHES
15674 | UPVC SOLVENT 50ML | CAPITAL GOODS | TOOLS | UPVC SOLVENT | REPUTED | _ | NA | Nos | None | Inventory | UPVC SOLVENT 50ML
15675 | 1/2 INCHES | CAPITAL GOODS | TOOLS | UPVC TANKNIPPLE | REPUTED | _ | NA | Nos | None | Inventory | 1/2 INCHES
2851 | WHITE LAMP, AUX. VOLTAGE : 220V DC. | LAMP | SWITCHGEAR | 3PLBR1L(S)-220VDC | TEKNIC | - | - | Nos. |  | Inventory | WHITE LAMP, AUX. VOLTAGE : 220V DC.
2852 | WHITE LAMP, AUX. VOLTAGE : 230V AC. | LAMP | SWITCHGEAR | 3PLBR1L(S)-230VAC | TEKNIC | _ | NA | Nos |  | Inventory | WHITE LAMP, AUX. VOLTAGE : 230V AC.
2853 | WHITE LAMP AUX.VOLTAGE 110V AC | LAMP | SWITCHGEAR | 3PLBR1L-110V AC | TEKNIC | _ | NA | Nos | None | Inventory | WHITE LAMP AUX.VOLTAGE 110V AC
15679 | UNDER VOLTAGE RELEASE COIL AUX Voltage -110V DC suitable for ABB make VD4 Breaker | BREAKER COILS | ACCESSORIES | UVR - 110V DC | ABB | _ | NA | Nos | None | Inventory | UNDER VOLTAGE RELEASE COIL AUX Voltage -110V DC suitable for ABB make VD4 Breaker
15680 | UNDER VOLTAGE RELEASE COIL AUX Voltage -24V DC suitable for ABB make VD4 Breaker | BREAKER COILS | ACCESSORIES | UVR-24VDC | ABB | _ | NA | Nos |  | Inventory | UNDER VOLTAGE RELEASE COIL AUX Voltage -24V DC suitable for ABB make VD4 Breaker
2854 | WHITE LAMP AUX.VOLTAGE 110V DC | LAMP | SWITCHGEAR | 3PLBR1L-110V-DC | TEKNIC | _ | NA | Nos |  | Inventory | WHITE LAMP AUX.VOLTAGE 110V DC
2855 | WHITE LAMP AUX.VOLTAGE 220 DC | LAMP | SWITCHGEAR | 3PLBR1L-220V-DC | TEKNIC | _ | NA | Nos |  | Inventory | WHITE LAMP AUX.VOLTAGE 220 DC
2856 | YELLOW LAMP, AUX. VOLTAGE : 230V AC. | LAMP | SWITCHGEAR | 3PLBR1L-230VAC | TEKNIC | _ | NA | Nos |  | Inventory | YELLOW LAMP, AUX. VOLTAGE : 230V AC.
2857 | WHITE LAMP AUX.VOLTAGE 230V AC | LAMP | SWITCHGEAR | 3PLBR1L-240V-AC | TEKNIC | _ | NA | Nos |  | Inventory | WHITE LAMP AUX.VOLTAGE 230V AC
15685 | 800A FP 50kA MDO U-Power ACB without Release, Frame size 1, Ics=Icu=50kA@415V AC, Icw=50kA for 1s | ACB | LV_Switchgear | UW108NFD01000 | L&T | 800A | 50kA | Nos. | None | Inventory | 800A FP 50kA MDO U-Power ACB without Release, Frame size 1, Ics=Icu=50kA@415V AC, Icw=50kA for 1s
15686 | 800A FP 50kA MDO U-Power ACB with O/C,S/C,E/F protection, Microprocessor based Release UW - MTX4.5, Frame size 1, Ics=Icu=50kA@415V AC, Icw=50kA for 1s | ACB | LV_Switchgear | UW108NFD01500 | L&T | 800A | 50kA | Nos. | None | Inventory | 800A FP 50kA MDO U-Power ACB with O/C,S/C,E/F protection, Microprocessor based Release UW - MTX4.5, Frame size 1, Ics=Icu=50kA@415V AC, Icw=50kA for 1s
15687 | 800A FP 50kA MDO U-Power ACB with O/C,S/C,E/F protection, Microprocessor based Release UW - MTX3.5H, Frame size 1, Ics=Icu=50kA@415V AC, Icw=50kA for 1s | ACB | LV_Switchgear | UW108NFD01600 | L&T | 800A | 50kA | Nos. | None | Inventory | 800A FP 50kA MDO U-Power ACB with O/C,S/C,E/F protection, Microprocessor based Release UW - MTX3.5H, Frame size 1, Ics=Icu=50kA@415V AC, Icw=50kA for 1s
15688 | 800A FP 50kA MDO U-Power ACB with O/C,S/C protection, Microprocessor based Release UW - MTX1.0, Frame size 1, Ics=Icu=50kA@415V AC, Icw=50kA for 1s | ACB | LV_Switchgear | UW108NFD01700 | L&T | 800A | 50kA | Nos. | None | Inventory | 800A FP 50kA MDO U-Power ACB with O/C,S/C protection, Microprocessor based Release UW - MTX1.0, Frame size 1, Ics=Icu=50kA@415V AC, Icw=50kA for 1s
15689 | 800A FP 50kA MDO U-Power ACB with O/C,S/C,E/F protection, Microprocessor based Release UW - MTX1G, Frame size 1, Ics=Icu=50kA@415V AC, Icw=50kA for 1s | ACB | LV_Switchgear | UW108NFD01800 | L&T | 800A | 50kA | Nos. | None | Inventory | 800A FP 50kA MDO U-Power ACB with O/C,S/C,E/F protection, Microprocessor based Release UW - MTX1G, Frame size 1, Ics=Icu=50kA@415V AC, Icw=50kA for 1s
15690 | 800A FP 50kA MDO U-Power ACB with O/C,S/C,E/F protection, Microprocessor based Release UW - MTX1.5G, Frame size 1, Ics=Icu=50kA@415V AC, Icw=50kA for 1s | ACB | LV_Switchgear | UW108NFD01900 | L&T | 800A | 50kA | Nos. | None | Inventory | 800A FP 50kA MDO U-Power ACB with O/C,S/C,E/F protection, Microprocessor based Release UW - MTX1.5G, Frame size 1, Ics=Icu=50kA@415V AC, Icw=50kA for 1s
15691 | 800A FP 50kA EDO U-Power ACB without Release, Frame size 1, Ics=Icu=50kA@415V AC, Icw=50kA for 1s | ACB | LV_Switchgear | UW108NFD12000 | L&T | 800A | 50kA | Nos. | None | Inventory | 800A FP 50kA EDO U-Power ACB without Release, Frame size 1, Ics=Icu=50kA@415V AC, Icw=50kA for 1s
15692 | 800A FP 50kA EDO U-Power ACB with O/C,S/C,E/F protection & 240V AC Motor,240V AC Closing, 240V AC Shunt, Microprocessor based Release UW - MTX4.5, Frame size 1, Ics=Icu=50kA@415V AC, Icw=50kA for 1s | ACB | LV_Switchgear | UW108NFD12500 | L&T | 800A | 50kA | Nos. | None | Inventory | 800A FP 50kA EDO U-Power ACB with O/C,S/C,E/F protection & 240V AC Motor,240V AC Closing, 240V AC Shunt, Microprocessor based Release UW - MTX4.5, Frame size 1, Ics=Icu=50kA@415V AC, Icw=50kA for 1s
15693 | 800A FP 50kA EDO U-Power ACB with O/C,S/C,E/F protection & 240V AC Motor,240V AC Closing, 240V AC Shunt, Microprocessor based Release UW - MTX3.5H, Frame size 1, Ics=Icu=50kA@415V AC, Icw=50kA for 1s | ACB | LV_Switchgear | UW108NFD12600 | L&T | 800A | 50kA | Nos. | None | Inventory | 800A FP 50kA EDO U-Power ACB with O/C,S/C,E/F protection & 240V AC Motor,240V AC Closing, 240V AC Shunt, Microprocessor based Release UW - MTX3.5H, Frame size 1, Ics=Icu=50kA@415V AC, Icw=50kA for 1s
15694 | 800A FP 50kA EDO U-Power ACB with O/C,S/C protection & 240V AC Motor,240V AC Closing, 240V AC Shunt, Microprocessor based Release UW - MTX1.0, Frame size 1, Ics=Icu=50kA@415V AC, Icw=50kA for 1s | ACB | LV_Switchgear | UW108NFD12700 | L&T | 800A | 50kA | Nos. | None | Inventory | 800A FP 50kA EDO U-Power ACB with O/C,S/C protection & 240V AC Motor,240V AC Closing, 240V AC Shunt, Microprocessor based Release UW - MTX1.0, Frame size 1, Ics=Icu=50kA@415V AC, Icw=50kA for 1s
15695 | 800A FP 50kA EDO U-Power ACB with O/C,S/C,E/F protection & 240V AC Motor,240V AC Closing, 240V AC Shunt, Microprocessor based Release UW - MTX1G, Frame size 1, Ics=Icu=50kA@415V AC, Icw=50kA for 1s | ACB | LV_Switchgear | UW108NFD12800 | L&T | 800A | 50kA | Nos. | None | Inventory | 800A FP 50kA EDO U-Power ACB with O/C,S/C,E/F protection & 240V AC Motor,240V AC Closing, 240V AC Shunt, Microprocessor based Release UW - MTX1G, Frame size 1, Ics=Icu=50kA@415V AC, Icw=50kA for 1s
15696 | 800A FP 50kA EDO U-Power ACB with O/C,S/C,E/F protection & 240V AC Motor,240V AC Closing, 240V AC Shunt, Microprocessor based Release UW - MTX1.5G, Frame size 1, Ics=Icu=50kA@415V AC, Icw=50kA for 1s | ACB | LV_Switchgear | UW108NFD12900 | L&T | 800A | 50kA | Nos. | None | Inventory | 800A FP 50kA EDO U-Power ACB with O/C,S/C,E/F protection & 240V AC Motor,240V AC Closing, 240V AC Shunt, Microprocessor based Release UW - MTX1.5G, Frame size 1, Ics=Icu=50kA@415V AC, Icw=50kA for 1s
15697 | 800A TP 50kA MDO U-Power ACB without Release, Frame size 1, Ics=Icu=50kA@415V AC, Icw=50kA for 1s | ACB | LV_Switchgear | UW108NXD01000 | L&T | 800A | 50kA | Nos. | None | Inventory | 800A TP 50kA MDO U-Power ACB without Release, Frame size 1, Ics=Icu=50kA@415V AC, Icw=50kA for 1s
15698 | 800A TP 50kA MDO U-Power ACB with O/C,S/C,E/F protection, Microprocessor based Release UW - MTX4.5, Frame size 1, Ics=Icu=50kA@415V AC, Icw=50kA for 1s | ACB | LV_Switchgear | UW108NXD01500 | L&T | 800A | 50kA | Nos. | None | Inventory | 800A TP 50kA MDO U-Power ACB with O/C,S/C,E/F protection, Microprocessor based Release UW - MTX4.5, Frame size 1, Ics=Icu=50kA@415V AC, Icw=50kA for 1s
15699 | 800A TP 50kA MDO U-Power ACB with O/C,S/C,E/F protection, Microprocessor based Release UW - MTX3.5H, Frame size 1, Ics=Icu=50kA@415V AC, Icw=50kA for 1s | ACB | LV_Switchgear | UW108NXD01600 | L&T | 800A | 50kA | Nos. | None | Inventory | 800A TP 50kA MDO U-Power ACB with O/C,S/C,E/F protection, Microprocessor based Release UW - MTX3.5H, Frame size 1, Ics=Icu=50kA@415V AC, Icw=50kA for 1s
15700 | 800A TP 50kA MDO U-Power ACB with O/C,S/C protection, Microprocessor based Release UW - MTX1.0, Frame size 1, Ics=Icu=50kA@415V AC, Icw=50kA for 1s | ACB | LV_Switchgear | UW108NXD01700 | L&T | 800A | 50kA | Nos. | None | Inventory | 800A TP 50kA MDO U-Power ACB with O/C,S/C protection, Microprocessor based Release UW - MTX1.0, Frame size 1, Ics=Icu=50kA@415V AC, Icw=50kA for 1s
15701 | 800A TP 50kA MDO U-Power ACB with O/C,S/C,E/F protection, Microprocessor based Release UW - MTX1G, Frame size 1, Ics=Icu=50kA@415V AC, Icw=50kA for 1s | ACB | LV_Switchgear | UW108NXD01800 | L&T | 800A | 50kA | Nos. | None | Inventory | 800A TP 50kA MDO U-Power ACB with O/C,S/C,E/F protection, Microprocessor based Release UW - MTX1G, Frame size 1, Ics=Icu=50kA@415V AC, Icw=50kA for 1s
15702 | 800A TP 50kA MDO U-Power ACB with O/C,S/C,E/F protection, Microprocessor based Release UW - MTX1.5G, Frame size 1, Ics=Icu=50kA@415V AC, Icw=50kA for 1s | ACB | LV_Switchgear | UW108NXD01900 | L&T | 800A | 50kA | Nos. | None | Inventory | 800A TP 50kA MDO U-Power ACB with O/C,S/C,E/F protection, Microprocessor based Release UW - MTX1.5G, Frame size 1, Ics=Icu=50kA@415V AC, Icw=50kA for 1s
15703 | 800A TP 50kA EDO U-Power ACB without Release, Frame size 1, Ics=Icu=50kA@415V AC, Icw=50kA for 1s | ACB | LV_Switchgear | UW108NXD12000 | L&T | 800A | 50kA | Nos. | None | Inventory | 800A TP 50kA EDO U-Power ACB without Release, Frame size 1, Ics=Icu=50kA@415V AC, Icw=50kA for 1s
15704 | 800A TP 50kA EDO U-Power ACB with O/C,S/C,E/F protection & 240V AC Motor,240V AC Closing, 240V AC Shunt, Microprocessor based Release UW - MTX4.5, Frame size 1, Ics=Icu=50kA@415V AC, Icw=50kA for 1s | ACB | LV_Switchgear | UW108NXD12500 | L&T | 800A | 50kA | Nos. | None | Inventory | 800A TP 50kA EDO U-Power ACB with O/C,S/C,E/F protection & 240V AC Motor,240V AC Closing, 240V AC Shunt, Microprocessor based Release UW - MTX4.5, Frame size 1, Ics=Icu=50kA@415V AC, Icw=50kA for 1s
15705 | 800A TP 50kA EDO U-Power ACB with O/C,S/C,E/F protection & 240V AC Motor,240V AC Closing, 240V AC Shunt, Microprocessor based Release UW - MTX3.5H, Frame size 1, Ics=Icu=50kA@415V AC, Icw=50kA for 1s | ACB | LV_Switchgear | UW108NXD12600 | L&T | 800A | 50kA | Nos. | None | Inventory | 800A TP 50kA EDO U-Power ACB with O/C,S/C,E/F protection & 240V AC Motor,240V AC Closing, 240V AC Shunt, Microprocessor based Release UW - MTX3.5H, Frame size 1, Ics=Icu=50kA@415V AC, Icw=50kA for 1s
15706 | 800A TP 50kA EDO U-Power ACB with O/C,S/C protection & 240V AC Motor,240V AC Closing, 240V AC Shunt, Microprocessor based Release UW - MTX1.0, Frame size 1, Ics=Icu=50kA@415V AC, Icw=50kA for 1s | ACB | LV_Switchgear | UW108NXD12700 | L&T | 800A | 50kA | Nos. | None | Inventory | 800A TP 50kA EDO U-Power ACB with O/C,S/C protection & 240V AC Motor,240V AC Closing, 240V AC Shunt, Microprocessor based Release UW - MTX1.0, Frame size 1, Ics=Icu=50kA@415V AC, Icw=50kA for 1s
15707 | 800A TP 50kA EDO U-Power ACB with O/C,S/C,E/F protection & 240V AC Motor,240V AC Closing, 240V AC Shunt, Microprocessor based Release UW - MTX1G, Frame size 1, Ics=Icu=50kA@415V AC, Icw=50kA for 1s | ACB | LV_Switchgear | UW108NXD12800 | L&T | 800A | 50kA | Nos. | None | Inventory | 800A TP 50kA EDO U-Power ACB with O/C,S/C,E/F protection & 240V AC Motor,240V AC Closing, 240V AC Shunt, Microprocessor based Release UW - MTX1G, Frame size 1, Ics=Icu=50kA@415V AC, Icw=50kA for 1s
15708 | 800A TP 50kA EDO U-Power ACB with O/C,S/C,E/F protection & 240V AC Motor,240V AC Closing, 240V AC Shunt, Microprocessor based Release UW - MTX1.5G, Frame size 1, Ics=Icu=50kA@415V AC, Icw=50kA for 1s | ACB | LV_Switchgear | UW108NXD12900 | L&T | 800A | 50kA | Nos. | None | Inventory | 800A TP 50kA EDO U-Power ACB with O/C,S/C,E/F protection & 240V AC Motor,240V AC Closing, 240V AC Shunt, Microprocessor based Release UW - MTX1.5G, Frame size 1, Ics=Icu=50kA@415V AC, Icw=50kA for 1s
15709 | 800A FP 65kA MDO U-Power ACB without Release, Frame size 1, Ics=Icu=65kA@415V AC, Icw=65kA for 1s | ACB | LV_Switchgear | UW108SFD01000 | L&T | 800A | 65kA | Nos. | None | Inventory | 800A FP 65kA MDO U-Power ACB without Release, Frame size 1, Ics=Icu=65kA@415V AC, Icw=65kA for 1s
15710 | 800A FP 65kA MDO U-Power ACB with O/C,S/C,E/F protection, Microprocessor based Release UW - MTX4.5, Frame size 1, Ics=Icu=65kA@415V AC, Icw=65kA for 1s | ACB | LV_Switchgear | UW108SFD01500 | L&T | 800A | 65kA | Nos. | None | Inventory | 800A FP 65kA MDO U-Power ACB with O/C,S/C,E/F protection, Microprocessor based Release UW - MTX4.5, Frame size 1, Ics=Icu=65kA@415V AC, Icw=65kA for 1s
15711 | 800A FP 65kA MDO U-Power ACB with O/C,S/C,E/F protection, Microprocessor based Release UW - MTX3.5H, Frame size 1, Ics=Icu=65kA@415V AC, Icw=65kA for 1s | ACB | LV_Switchgear | UW108SFD01600 | L&T | 800A | 65kA | Nos. | None | Inventory | 800A FP 65kA MDO U-Power ACB with O/C,S/C,E/F protection, Microprocessor based Release UW - MTX3.5H, Frame size 1, Ics=Icu=65kA@415V AC, Icw=65kA for 1s
15712 | 800A FP 65kA MDO U-Power ACB with O/C,S/C protection, Microprocessor based Release UW - MTX1.0, Frame size 1, Ics=Icu=65kA@415V AC, Icw=65kA for 1s | ACB | LV_Switchgear | UW108SFD01700 | L&T | 800A | 65kA | Nos. | None | Inventory | 800A FP 65kA MDO U-Power ACB with O/C,S/C protection, Microprocessor based Release UW - MTX1.0, Frame size 1, Ics=Icu=65kA@415V AC, Icw=65kA for 1s
15713 | 800A FP 65kA MDO U-Power ACB with O/C,S/C,E/F protection, Microprocessor based Release UW - MTX1G, Frame size 1, Ics=Icu=65kA@415V AC, Icw=65kA for 1s | ACB | LV_Switchgear | UW108SFD01800 | L&T | 800A | 65kA | Nos. | None | Inventory | 800A FP 65kA MDO U-Power ACB with O/C,S/C,E/F protection, Microprocessor based Release UW - MTX1G, Frame size 1, Ics=Icu=65kA@415V AC, Icw=65kA for 1s
15714 | 800A FP 65kA MDO U-Power ACB with O/C,S/C,E/F protection, Microprocessor based Release UW - MTX1.5G, Frame size 1, Ics=Icu=65kA@415V AC, Icw=65kA for 1s | ACB | LV_Switchgear | UW108SFD01900 | L&T | 800A | 65kA | Nos. | None | Inventory | 800A FP 65kA MDO U-Power ACB with O/C,S/C,E/F protection, Microprocessor based Release UW - MTX1.5G, Frame size 1, Ics=Icu=65kA@415V AC, Icw=65kA for 1s
15715 | 800A FP 65kA EDO U-Power ACB without Release, Frame size 1, Ics=Icu=65kA@415V AC, Icw=65kA for 1s | ACB | LV_Switchgear | UW108SFD12000 | L&T | 800A | 65kA | Nos. | None | Inventory | 800A FP 65kA EDO U-Power ACB without Release, Frame size 1, Ics=Icu=65kA@415V AC, Icw=65kA for 1s
15716 | 800A FP 65kA EDO U-Power ACB with O/C,S/C,E/F protection & 240V AC Motor,240V AC Closing, 240V AC Shunt, Microprocessor based Release UW - MTX4.5, Frame size 1, Ics=Icu=65kA@415V AC, Icw=65kA for 1s | ACB | LV_Switchgear | UW108SFD12500 | L&T | 800A | 65kA | Nos. | None | Inventory | 800A FP 65kA EDO U-Power ACB with O/C,S/C,E/F protection & 240V AC Motor,240V AC Closing, 240V AC Shunt, Microprocessor based Release UW - MTX4.5, Frame size 1, Ics=Icu=65kA@415V AC, Icw=65kA for 1s
15717 | 800A FP 65kA EDO U-Power ACB with O/C,S/C,E/F protection & 240V AC Motor,240V AC Closing, 240V AC Shunt, Microprocessor based Release UW - MTX3.5H, Frame size 1, Ics=Icu=65kA@415V AC, Icw=65kA for 1s | ACB | LV_Switchgear | UW108SFD12600 | L&T | 800A | 65kA | Nos. | None | Inventory | 800A FP 65kA EDO U-Power ACB with O/C,S/C,E/F protection & 240V AC Motor,240V AC Closing, 240V AC Shunt, Microprocessor based Release UW - MTX3.5H, Frame size 1, Ics=Icu=65kA@415V AC, Icw=65kA for 1s
15718 | 800A FP 65kA EDO U-Power ACB with O/C,S/C protection & 240V AC Motor,240V AC Closing, 240V AC Shunt, Microprocessor based Release UW - MTX1.0, Frame size 1, Ics=Icu=65kA@415V AC, Icw=65kA for 1s | ACB | LV_Switchgear | UW108SFD12700 | L&T | 800A | 65kA | Nos. | None | Inventory | 800A FP 65kA EDO U-Power ACB with O/C,S/C protection & 240V AC Motor,240V AC Closing, 240V AC Shunt, Microprocessor based Release UW - MTX1.0, Frame size 1, Ics=Icu=65kA@415V AC, Icw=65kA for 1s
15719 | 800A FP 65kA EDO U-Power ACB with O/C,S/C,E/F protection & 240V AC Motor,240V AC Closing, 240V AC Shunt, Microprocessor based Release UW - MTX1G, Frame size 1, Ics=Icu=65kA@415V AC, Icw=65kA for 1s | ACB | LV_Switchgear | UW108SFD12800 | L&T | 800A | 65kA | Nos. | None | Inventory | 800A FP 65kA EDO U-Power ACB with O/C,S/C,E/F protection & 240V AC Motor,240V AC Closing, 240V AC Shunt, Microprocessor based Release UW - MTX1G, Frame size 1, Ics=Icu=65kA@415V AC, Icw=65kA for 1s
15720 | 800A FP 65kA EDO U-Power ACB with O/C,S/C,E/F protection & 240V AC Motor,240V AC Closing, 240V AC Shunt, Microprocessor based Release UW - MTX1.5G, Frame size 1, Ics=Icu=65kA@415V AC, Icw=65kA for 1s | ACB | LV_Switchgear | UW108SFD12900 | L&T | 800A | 65kA | Nos. | None | Inventory | 800A FP 65kA EDO U-Power ACB with O/C,S/C,E/F protection & 240V AC Motor,240V AC Closing, 240V AC Shunt, Microprocessor based Release UW - MTX1.5G, Frame size 1, Ics=Icu=65kA@415V AC, Icw=65kA for 1s
15721 | 800A TP 65kA MDO U-Power ACB without Release, Frame size 1, Ics=Icu=65kA@415V AC, Icw=65kA for 1s | ACB | LV_Switchgear | UW108SXD01000 | L&T | 800A | 65kA | Nos. | None | Inventory | 800A TP 65kA MDO U-Power ACB without Release, Frame size 1, Ics=Icu=65kA@415V AC, Icw=65kA for 1s
15722 | 800A TP 65kA MDO U-Power ACB with O/C,S/C,E/F protection, Microprocessor based Release UW - MTX4.5, Frame size 1, Ics=Icu=65kA@415V AC, Icw=65kA for 1s | ACB | LV_Switchgear | UW108SXD01500 | L&T | 800A | 65kA | Nos. | None | Inventory | 800A TP 65kA MDO U-Power ACB with O/C,S/C,E/F protection, Microprocessor based Release UW - MTX4.5, Frame size 1, Ics=Icu=65kA@415V AC, Icw=65kA for 1s
15723 | 800A TP 65kA MDO U-Power ACB with O/C,S/C,E/F protection, Microprocessor based Release UW - MTX3.5H, Frame size 1, Ics=Icu=65kA@415V AC, Icw=65kA for 1s | ACB | LV_Switchgear | UW108SXD01600 | L&T | 800A | 65kA | Nos. | None | Inventory | 800A TP 65kA MDO U-Power ACB with O/C,S/C,E/F protection, Microprocessor based Release UW - MTX3.5H, Frame size 1, Ics=Icu=65kA@415V AC, Icw=65kA for 1s
15724 | 800A TP 65kA MDO U-Power ACB with O/C,S/C protection, Microprocessor based Release UW - MTX1.0, Frame size 1, Ics=Icu=65kA@415V AC, Icw=65kA for 1s | ACB | LV_Switchgear | UW108SXD01700 | L&T | 800A | 65kA | Nos. | None | Inventory | 800A TP 65kA MDO U-Power ACB with O/C,S/C protection, Microprocessor based Release UW - MTX1.0, Frame size 1, Ics=Icu=65kA@415V AC, Icw=65kA for 1s
15725 | 800A TP 65kA MDO U-Power ACB with O/C,S/C,E/F protection, Microprocessor based Release UW - MTX1G, Frame size 1, Ics=Icu=65kA@415V AC, Icw=65kA for 1s | ACB | LV_Switchgear | UW108SXD01800 | L&T | 800A | 65kA | Nos. | None | Inventory | 800A TP 65kA MDO U-Power ACB with O/C,S/C,E/F protection, Microprocessor based Release UW - MTX1G, Frame size 1, Ics=Icu=65kA@415V AC, Icw=65kA for 1s
15726 | 800A TP 65kA MDO U-Power ACB with O/C,S/C,E/F protection, Microprocessor based Release UW - MTX1.5G, Frame size 1, Ics=Icu=65kA@415V AC, Icw=65kA for 1s | ACB | LV_Switchgear | UW108SXD01900 | L&T | 800A | 65kA | Nos. | None | Inventory | 800A TP 65kA MDO U-Power ACB with O/C,S/C,E/F protection, Microprocessor based Release UW - MTX1.5G, Frame size 1, Ics=Icu=65kA@415V AC, Icw=65kA for 1s
15727 | 800A TP 65kA EDO U-Power ACB without Release, Frame size 1, Ics=Icu=65kA@415V AC, Icw=65kA for 1s | ACB | LV_Switchgear | UW108SXD12000 | L&T | 800A | 65kA | Nos. | None | Inventory | 800A TP 65kA EDO U-Power ACB without Release, Frame size 1, Ics=Icu=65kA@415V AC, Icw=65kA for 1s
15728 | 800A TP 65kA EDO U-Power ACB with O/C,S/C,E/F protection & 240V AC Motor,240V AC Closing, 240V AC Shunt, Microprocessor based Release UW - MTX4.5, Frame size 1, Ics=Icu=65kA@415V AC, Icw=65kA for 1s | ACB | LV_Switchgear | UW108SXD12500 | L&T | 800A | 65kA | Nos. | None | Inventory | 800A TP 65kA EDO U-Power ACB with O/C,S/C,E/F protection & 240V AC Motor,240V AC Closing, 240V AC Shunt, Microprocessor based Release UW - MTX4.5, Frame size 1, Ics=Icu=65kA@415V AC, Icw=65kA for 1s
15729 | 800A TP 65kA EDO U-Power ACB with O/C,S/C,E/F protection & 240V AC Motor,240V AC Closing, 240V AC Shunt, Microprocessor based Release UW - MTX3.5H, Frame size 1, Ics=Icu=65kA@415V AC, Icw=65kA for 1s | ACB | LV_Switchgear | UW108SXD12600 | L&T | 800A | 65kA | Nos. | None | Inventory | 800A TP 65kA EDO U-Power ACB with O/C,S/C,E/F protection & 240V AC Motor,240V AC Closing, 240V AC Shunt, Microprocessor based Release UW - MTX3.5H, Frame size 1, Ics=Icu=65kA@415V AC, Icw=65kA for 1s
15730 | 800A TP 65kA EDO U-Power ACB with O/C,S/C protection & 240V AC Motor,240V AC Closing, 240V AC Shunt, Microprocessor based Release UW - MTX1.0, Frame size 1, Ics=Icu=65kA@415V AC, Icw=65kA for 1s | ACB | LV_Switchgear | UW108SXD12700 | L&T | 800A | 65kA | Nos. | None | Inventory | 800A TP 65kA EDO U-Power ACB with O/C,S/C protection & 240V AC Motor,240V AC Closing, 240V AC Shunt, Microprocessor based Release UW - MTX1.0, Frame size 1, Ics=Icu=65kA@415V AC, Icw=65kA for 1s
15731 | 800A TP 65kA EDO U-Power ACB with O/C,S/C,E/F protection & 240V AC Motor,240V AC Closing, 240V AC Shunt, Microprocessor based Release UW - MTX1G, Frame size 1, Ics=Icu=65kA@415V AC, Icw=65kA for 1s | ACB | LV_Switchgear | UW108SXD12800 | L&T | 800A | 65kA | Nos. | None | Inventory | 800A TP 65kA EDO U-Power ACB with O/C,S/C,E/F protection & 240V AC Motor,240V AC Closing, 240V AC Shunt, Microprocessor based Release UW - MTX1G, Frame size 1, Ics=Icu=65kA@415V AC, Icw=65kA for 1s
15732 | 800A TP 65kA EDO U-Power ACB with O/C,S/C,E/F protection & 240V AC Motor,240V AC Closing, 240V AC Shunt, Microprocessor based Release UW - MTX1.5G, Frame size 1, Ics=Icu=65kA@415V AC, Icw=65kA for 1s | ACB | LV_Switchgear | UW108SXD12900 | L&T | 800A | 65kA | Nos. | None | Inventory | 800A TP 65kA EDO U-Power ACB with O/C,S/C,E/F protection & 240V AC Motor,240V AC Closing, 240V AC Shunt, Microprocessor based Release UW - MTX1.5G, Frame size 1, Ics=Icu=65kA@415V AC, Icw=65kA for 1s
15733 | 1000A FP 50kA MDO U-Power ACB without Release, Frame size 1, Ics=Icu=50kA@415V AC, Icw=50kA for 1s | ACB | LV_Switchgear | UW110NFD01000 | L&T | 1000A | 50kA | Nos. | None | Inventory | 1000A FP 50kA MDO U-Power ACB without Release, Frame size 1, Ics=Icu=50kA@415V AC, Icw=50kA for 1s
15734 | 1000A FP 50kA MDO U-Power ACB with O/C,S/C,E/F protection, Microprocessor based Release UW - MTX4.5, Frame size 1, Ics=Icu=50kA@415V AC, Icw=50kA for 1s | ACB | LV_Switchgear | UW110NFD01500 | L&T | 1000A | 50kA | Nos. | None | Inventory | 1000A FP 50kA MDO U-Power ACB with O/C,S/C,E/F protection, Microprocessor based Release UW - MTX4.5, Frame size 1, Ics=Icu=50kA@415V AC, Icw=50kA for 1s
15735 | 1000A FP 50kA MDO U-Power ACB with O/C,S/C,E/F protection, Microprocessor based Release UW - MTX3.5H, Frame size 1, Ics=Icu=50kA@415V AC, Icw=50kA for 1s | ACB | LV_Switchgear | UW110NFD01600 | L&T | 1000A | 50kA | Nos. | None | Inventory | 1000A FP 50kA MDO U-Power ACB with O/C,S/C,E/F protection, Microprocessor based Release UW - MTX3.5H, Frame size 1, Ics=Icu=50kA@415V AC, Icw=50kA for 1s
15736 | 1000A FP 50kA MDO U-Power ACB with O/C,S/C protection, Microprocessor based Release UW - MTX1.0, Frame size 1, Ics=Icu=50kA@415V AC, Icw=50kA for 1s | ACB | LV_Switchgear | UW110NFD01700 | L&T | 1000A | 50kA | Nos. | None | Inventory | 1000A FP 50kA MDO U-Power ACB with O/C,S/C protection, Microprocessor based Release UW - MTX1.0, Frame size 1, Ics=Icu=50kA@415V AC, Icw=50kA for 1s
15737 | 1000A FP 50kA MDO U-Power ACB with O/C,S/C,E/F protection, Microprocessor based Release UW - MTX1G, Frame size 1, Ics=Icu=50kA@415V AC, Icw=50kA for 1s | ACB | LV_Switchgear | UW110NFD01800 | L&T | 1000A | 50kA | Nos. | None | Inventory | 1000A FP 50kA MDO U-Power ACB with O/C,S/C,E/F protection, Microprocessor based Release UW - MTX1G, Frame size 1, Ics=Icu=50kA@415V AC, Icw=50kA for 1s
15738 | 1000A FP 50kA MDO U-Power ACB with O/C,S/C,E/F protection, Microprocessor based Release UW - MTX1.5G, Frame size 1, Ics=Icu=50kA@415V AC, Icw=50kA for 1s | ACB | LV_Switchgear | UW110NFD01900 | L&T | 1000A | 50kA | Nos. | None | Inventory | 1000A FP 50kA MDO U-Power ACB with O/C,S/C,E/F protection, Microprocessor based Release UW - MTX1.5G, Frame size 1, Ics=Icu=50kA@415V AC, Icw=50kA for 1s
15739 | 1000A FP 50kA EDO U-Power ACB without Release, Frame size 1, Ics=Icu=50kA@415V AC, Icw=50kA for 1s | ACB | LV_Switchgear | UW110NFD12000 | L&T | 1000A | 50kA | Nos. | None | Inventory | 1000A FP 50kA EDO U-Power ACB without Release, Frame size 1, Ics=Icu=50kA@415V AC, Icw=50kA for 1s
15740 | 1000A FP 50kA EDO U-Power ACB with O/C,S/C,E/F protection & 240V AC Motor,240V AC Closing, 240V AC Shunt, Microprocessor based Release UW - MTX4.5, Frame size 1, Ics=Icu=50kA@415V AC, Icw=50kA for 1s | ACB | LV_Switchgear | UW110NFD12500 | L&T | 1000A | 50kA | Nos. | None | Inventory | 1000A FP 50kA EDO U-Power ACB with O/C,S/C,E/F protection & 240V AC Motor,240V AC Closing, 240V AC Shunt, Microprocessor based Release UW - MTX4.5, Frame size 1, Ics=Icu=50kA@415V AC, Icw=50kA for 1s
15741 | 1000A FP 50kA EDO U-Power ACB with O/C,S/C,E/F protection & 240V AC Motor,240V AC Closing, 240V AC Shunt, Microprocessor based Release UW - MTX3.5H, Frame size 1, Ics=Icu=50kA@415V AC, Icw=50kA for 1s | ACB | LV_Switchgear | UW110NFD12600 | L&T | 1000A | 50kA | Nos. | None | Inventory | 1000A FP 50kA EDO U-Power ACB with O/C,S/C,E/F protection & 240V AC Motor,240V AC Closing, 240V AC Shunt, Microprocessor based Release UW - MTX3.5H, Frame size 1, Ics=Icu=50kA@415V AC, Icw=50kA for 1s
15742 | 1000A FP 50kA EDO U-Power ACB with O/C,S/C protection & 240V AC Motor,240V AC Closing, 240V AC Shunt, Microprocessor based Release UW - MTX1.0, Frame size 1, Ics=Icu=50kA@415V AC, Icw=50kA for 1s | ACB | LV_Switchgear | UW110NFD12700 | L&T | 1000A | 50kA | Nos. | None | Inventory | 1000A FP 50kA EDO U-Power ACB with O/C,S/C protection & 240V AC Motor,240V AC Closing, 240V AC Shunt, Microprocessor based Release UW - MTX1.0, Frame size 1, Ics=Icu=50kA@415V AC, Icw=50kA for 1s
15743 | 1000A FP 50kA EDO U-Power ACB with O/C,S/C,E/F protection & 240V AC Motor,240V AC Closing, 240V AC Shunt, Microprocessor based Release UW - MTX1G, Frame size 1, Ics=Icu=50kA@415V AC, Icw=50kA for 1s | ACB | LV_Switchgear | UW110NFD12800 | L&T | 1000A | 50kA | Nos. | None | Inventory | 1000A FP 50kA EDO U-Power ACB with O/C,S/C,E/F protection & 240V AC Motor,240V AC Closing, 240V AC Shunt, Microprocessor based Release UW - MTX1G, Frame size 1, Ics=Icu=50kA@415V AC, Icw=50kA for 1s
15744 | 1000A FP 50kA EDO U-Power ACB with O/C,S/C,E/F protection & 240V AC Motor,240V AC Closing, 240V AC Shunt, Microprocessor based Release UW - MTX1.5G, Frame size 1, Ics=Icu=50kA@415V AC, Icw=50kA for 1s | ACB | LV_Switchgear | UW110NFD12900 | L&T | 1000A | 50kA | Nos. | None | Inventory | 1000A FP 50kA EDO U-Power ACB with O/C,S/C,E/F protection & 240V AC Motor,240V AC Closing, 240V AC Shunt, Microprocessor based Release UW - MTX1.5G, Frame size 1, Ics=Icu=50kA@415V AC, Icw=50kA for 1s
15745 | 1000A TP 50kA MDO U-Power ACB without Release, Frame size 1, Ics=Icu=50kA@415V AC, Icw=50kA for 1s | ACB | LV_Switchgear | UW110NXD01000 | L&T | 1000A | 50kA | Nos. | None | Inventory | 1000A TP 50kA MDO U-Power ACB without Release, Frame size 1, Ics=Icu=50kA@415V AC, Icw=50kA for 1s
15746 | 1000A TP 50kA MDO U-Power ACB with O/C,S/C,E/F protection, Microprocessor based Release UW - MTX4.5, Frame size 1, Ics=Icu=50kA@415V AC, Icw=50kA for 1s | ACB | LV_Switchgear | UW110NXD01500 | L&T | 1000A | 50kA | Nos. | None | Inventory | 1000A TP 50kA MDO U-Power ACB with O/C,S/C,E/F protection, Microprocessor based Release UW - MTX4.5, Frame size 1, Ics=Icu=50kA@415V AC, Icw=50kA for 1s
15747 | 1000A TP 50kA MDO U-Power ACB with O/C,S/C,E/F protection, Microprocessor based Release UW - MTX3.5H, Frame size 1, Ics=Icu=50kA@415V AC, Icw=50kA for 1s | ACB | LV_Switchgear | UW110NXD01600 | L&T | 1000A | 50kA | Nos. | None | Inventory | 1000A TP 50kA MDO U-Power ACB with O/C,S/C,E/F protection, Microprocessor based Release UW - MTX3.5H, Frame size 1, Ics=Icu=50kA@415V AC, Icw=50kA for 1s
15748 | 1000A TP 50kA MDO U-Power ACB with O/C,S/C protection, Microprocessor based Release UW - MTX1.0, Frame size 1, Ics=Icu=50kA@415V AC, Icw=50kA for 1s | ACB | LV_Switchgear | UW110NXD01700 | L&T | 1000A | 50kA | Nos. | None | Inventory | 1000A TP 50kA MDO U-Power ACB with O/C,S/C protection, Microprocessor based Release UW - MTX1.0, Frame size 1, Ics=Icu=50kA@415V AC, Icw=50kA for 1s
15749 | 1000A TP 50kA MDO U-Power ACB with O/C,S/C,E/F protection, Microprocessor based Release UW - MTX1G, Frame size 1, Ics=Icu=50kA@415V AC, Icw=50kA for 1s | ACB | LV_Switchgear | UW110NXD01800 | L&T | 1000A | 50kA | Nos. | None | Inventory | 1000A TP 50kA MDO U-Power ACB with O/C,S/C,E/F protection, Microprocessor based Release UW - MTX1G, Frame size 1, Ics=Icu=50kA@415V AC, Icw=50kA for 1s
15750 | 1000A TP 50kA MDO U-Power ACB with O/C,S/C,E/F protection, Microprocessor based Release UW - MTX1.5G, Frame size 1, Ics=Icu=50kA@415V AC, Icw=50kA for 1s | ACB | LV_Switchgear | UW110NXD01900 | L&T | 1000A | 50kA | Nos. | None | Inventory | 1000A TP 50kA MDO U-Power ACB with O/C,S/C,E/F protection, Microprocessor based Release UW - MTX1.5G, Frame size 1, Ics=Icu=50kA@415V AC, Icw=50kA for 1s
15751 | 1000A TP 50kA EDO U-Power ACB without Release, Frame size 1, Ics=Icu=50kA@415V AC, Icw=50kA for 1s | ACB | LV_Switchgear | UW110NXD12000 | L&T | 1000A | 50kA | Nos. | None | Inventory | 1000A TP 50kA EDO U-Power ACB without Release, Frame size 1, Ics=Icu=50kA@415V AC, Icw=50kA for 1s
15752 | 1000A TP 50kA EDO U-Power ACB with O/C,S/C,E/F protection & 240V AC Motor,240V AC Closing, 240V AC Shunt, Microprocessor based Release UW - MTX4.5, Frame size 1, Ics=Icu=50kA@415V AC, Icw=50kA for 1s | ACB | LV_Switchgear | UW110NXD12500 | L&T | 1000A | 50kA | Nos. | None | Inventory | 1000A TP 50kA EDO U-Power ACB with O/C,S/C,E/F protection & 240V AC Motor,240V AC Closing, 240V AC Shunt, Microprocessor based Release UW - MTX4.5, Frame size 1, Ics=Icu=50kA@415V AC, Icw=50kA for 1s
15753 | 1000A TP 50kA EDO U-Power ACB with O/C,S/C,E/F protection & 240V AC Motor,240V AC Closing, 240V AC Shunt, Microprocessor based Release UW - MTX3.5H, Frame size 1, Ics=Icu=50kA@415V AC, Icw=50kA for 1s | ACB | LV_Switchgear | UW110NXD12600 | L&T | 1000A | 50kA | Nos. | None | Inventory | 1000A TP 50kA EDO U-Power ACB with O/C,S/C,E/F protection & 240V AC Motor,240V AC Closing, 240V AC Shunt, Microprocessor based Release UW - MTX3.5H, Frame size 1, Ics=Icu=50kA@415V AC, Icw=50kA for 1s
15754 | 1000A TP 50kA EDO U-Power ACB with O/C,S/C protection & 240V AC Motor,240V AC Closing, 240V AC Shunt, Microprocessor based Release UW - MTX1.0, Frame size 1, Ics=Icu=50kA@415V AC, Icw=50kA for 1s | ACB | LV_Switchgear | UW110NXD12700 | L&T | 1000A | 50kA | Nos. | None | Inventory | 1000A TP 50kA EDO U-Power ACB with O/C,S/C protection & 240V AC Motor,240V AC Closing, 240V AC Shunt, Microprocessor based Release UW - MTX1.0, Frame size 1, Ics=Icu=50kA@415V AC, Icw=50kA for 1s
15755 | 1000A TP 50kA EDO U-Power ACB with O/C,S/C,E/F protection & 240V AC Motor,240V AC Closing, 240V AC Shunt, Microprocessor based Release UW - MTX1G, Frame size 1, Ics=Icu=50kA@415V AC, Icw=50kA for 1s | ACB | LV_Switchgear | UW110NXD12800 | L&T | 1000A | 50kA | Nos. | None | Inventory | 1000A TP 50kA EDO U-Power ACB with O/C,S/C,E/F protection & 240V AC Motor,240V AC Closing, 240V AC Shunt, Microprocessor based Release UW - MTX1G, Frame size 1, Ics=Icu=50kA@415V AC, Icw=50kA for 1s
15756 | 1000A TP 50kA EDO U-Power ACB with O/C,S/C,E/F protection & 240V AC Motor,240V AC Closing, 240V AC Shunt, Microprocessor based Release UW - MXT1.0G, Frame size 1, Ics=Icu=50kA@415V AC, Icw=50kA for 1s | ACB | LV_Switchgear | UW110NXD1280ZM | L&T | 1000A | 50kA | Nos. |  | Inventory | 1000A TP 50kA EDO U-Power ACB with O/C,S/C,E/F protection & 240V AC Motor,240V AC Closing, 240V AC Shunt, Microprocessor based Release UW - MXT1.0G, Frame size 1, Ics=Icu=50kA@415V AC, Icw=50kA for 1s
15757 | 1000A TP 50kA EDO U-Power ACB with O/C,S/C,E/F protection & 240V AC Motor,240V AC Closing, 240V AC Shunt, Microprocessor based Release UW - MTX1.5G, Frame size 1, Ics=Icu=50kA@415V AC, Icw=50kA for 1s | ACB | LV_Switchgear | UW110NXD12900 | L&T | 1000A | 50kA | Nos. | None | Inventory | 1000A TP 50kA EDO U-Power ACB with O/C,S/C,E/F protection & 240V AC Motor,240V AC Closing, 240V AC Shunt, Microprocessor based Release UW - MTX1.5G, Frame size 1, Ics=Icu=50kA@415V AC, Icw=50kA for 1s
15758 | 1000A FP 65kA MDO U-Power ACB without Release, Frame size 1, Ics=Icu=65kA@415V AC, Icw=65kA for 1s | ACB | LV_Switchgear | UW110SFD01000 | L&T | 1000A | 65kA | Nos. | None | Inventory | 1000A FP 65kA MDO U-Power ACB without Release, Frame size 1, Ics=Icu=65kA@415V AC, Icw=65kA for 1s
15759 | 1000A FP 65kA MDO U-Power ACB with O/C,S/C,E/F protection, Microprocessor based Release UW - MTX4.5, Frame size 1, Ics=Icu=65kA@415V AC, Icw=65kA for 1s | ACB | LV_Switchgear | UW110SFD01500 | L&T | 1000A | 65kA | Nos. | None | Inventory | 1000A FP 65kA MDO U-Power ACB with O/C,S/C,E/F protection, Microprocessor based Release UW - MTX4.5, Frame size 1, Ics=Icu=65kA@415V AC, Icw=65kA for 1s
15760 | 1000A FP 65kA MDO U-Power ACB with O/C,S/C,E/F protection, Microprocessor based Release UW - MTX3.5H, Frame size 1, Ics=Icu=65kA@415V AC, Icw=65kA for 1s | ACB | LV_Switchgear | UW110SFD01600 | L&T | 1000A | 65kA | Nos. | None | Inventory | 1000A FP 65kA MDO U-Power ACB with O/C,S/C,E/F protection, Microprocessor based Release UW - MTX3.5H, Frame size 1, Ics=Icu=65kA@415V AC, Icw=65kA for 1s
15761 | 1000A FP 65kA MDO U-Power ACB with O/C,S/C protection, Microprocessor based Release UW - MTX1.0, Frame size 1, Ics=Icu=65kA@415V AC, Icw=65kA for 1s | ACB | LV_Switchgear | UW110SFD01700 | L&T | 1000A | 65kA | Nos. | None | Inventory | 1000A FP 65kA MDO U-Power ACB with O/C,S/C protection, Microprocessor based Release UW - MTX1.0, Frame size 1, Ics=Icu=65kA@415V AC, Icw=65kA for 1s
15762 | 1000A FP 65kA MDO U-Power ACB with O/C,S/C,E/F protection, Microprocessor based Release UW - MTX1G, Frame size 1, Ics=Icu=65kA@415V AC, Icw=65kA for 1s | ACB | LV_Switchgear | UW110SFD01800 | L&T | 1000A | 65kA | Nos. | None | Inventory | 1000A FP 65kA MDO U-Power ACB with O/C,S/C,E/F protection, Microprocessor based Release UW - MTX1G, Frame size 1, Ics=Icu=65kA@415V AC, Icw=65kA for 1s
15763 | 1000A FP 65kA MDO U-Power ACB with O/C,S/C,E/F protection, Microprocessor based Release UW - MTX1.5G, Frame size 1, Ics=Icu=65kA@415V AC, Icw=65kA for 1s | ACB | LV_Switchgear | UW110SFD01900 | L&T | 1000A | 65kA | Nos. | None | Inventory | 1000A FP 65kA MDO U-Power ACB with O/C,S/C,E/F protection, Microprocessor based Release UW - MTX1.5G, Frame size 1, Ics=Icu=65kA@415V AC, Icw=65kA for 1s
15764 | 1000A FP 65kA EDO U-Power ACB without Release, Frame size 1, Ics=Icu=65kA@415V AC, Icw=65kA for 1s | ACB | LV_Switchgear | UW110SFD12000 | L&T | 1000A | 65kA | Nos. | None | Inventory | 1000A FP 65kA EDO U-Power ACB without Release, Frame size 1, Ics=Icu=65kA@415V AC, Icw=65kA for 1s
15765 | 1000A FP 65kA EDO U-Power ACB with O/C,S/C,E/F protection & 240V AC Motor,240V AC Closing, 240V AC Shunt, Microprocessor based Release UW - MTX4.5, Frame size 1, Ics=Icu=65kA@415V AC, Icw=65kA for 1s | ACB | LV_Switchgear | UW110SFD12500 | L&T | 1000A | 65kA | Nos. | None | Inventory | 1000A FP 65kA EDO U-Power ACB with O/C,S/C,E/F protection & 240V AC Motor,240V AC Closing, 240V AC Shunt, Microprocessor based Release UW - MTX4.5, Frame size 1, Ics=Icu=65kA@415V AC, Icw=65kA for 1s
15766 | 1000A FP 65kA EDO U-Power ACB with O/C,S/C,E/F protection & 240V AC Motor,240V AC Closing, 240V AC Shunt, Microprocessor based Release UW - MTX3.5H, Frame size 1, Ics=Icu=65kA@415V AC, Icw=65kA for 1s | ACB | LV_Switchgear | UW110SFD12600 | L&T | 1000A | 65kA | Nos. | None | Inventory | 1000A FP 65kA EDO U-Power ACB with O/C,S/C,E/F protection & 240V AC Motor,240V AC Closing, 240V AC Shunt, Microprocessor based Release UW - MTX3.5H, Frame size 1, Ics=Icu=65kA@415V AC, Icw=65kA for 1s
15767 | 1000A FP 65kA EDO U-Power ACB with O/C,S/C protection & 240V AC Motor,240V AC Closing, 240V AC Shunt, Microprocessor based Release UW - MTX1.0, Frame size 1, Ics=Icu=65kA@415V AC, Icw=65kA for 1s | ACB | LV_Switchgear | UW110SFD12700 | L&T | 1000A | 65kA | Nos. | None | Inventory | 1000A FP 65kA EDO U-Power ACB with O/C,S/C protection & 240V AC Motor,240V AC Closing, 240V AC Shunt, Microprocessor based Release UW - MTX1.0, Frame size 1, Ics=Icu=65kA@415V AC, Icw=65kA for 1s
15768 | 1000A FP 65kA EDO U-Power ACB with O/C,S/C,E/F protection & 240V AC Motor,240V AC Closing, 240V AC Shunt, Microprocessor based Release UW - MTX1G, Frame size 1, Ics=Icu=65kA@415V AC, Icw=65kA for 1s | ACB | LV_Switchgear | UW110SFD12800 | L&T | 1000A | 65kA | Nos. | None | Inventory | 1000A FP 65kA EDO U-Power ACB with O/C,S/C,E/F protection & 240V AC Motor,240V AC Closing, 240V AC Shunt, Microprocessor based Release UW - MTX1G, Frame size 1, Ics=Icu=65kA@415V AC, Icw=65kA for 1s
15769 | 1000A FP 65kA EDO U-Power ACB with O/C,S/C,E/F protection & 240V AC Motor,240V AC Closing, 240V AC Shunt, Microprocessor based Release UW - MTX1.5G, Frame size 1, Ics=Icu=65kA@415V AC, Icw=65kA for 1s | ACB | LV_Switchgear | UW110SFD12900 | L&T | 1000A | 65kA | Nos. | None | Inventory | 1000A FP 65kA EDO U-Power ACB with O/C,S/C,E/F protection & 240V AC Motor,240V AC Closing, 240V AC Shunt, Microprocessor based Release UW - MTX1.5G, Frame size 1, Ics=Icu=65kA@415V AC, Icw=65kA for 1s
15770 | 1000A TP 65kA MDO U-Power ACB without Release, Frame size 1, Ics=Icu=65kA@415V AC, Icw=65kA for 1s | ACB | LV_Switchgear | UW110SXD01000 | L&T | 1000A | 65kA | Nos. | None | Inventory | 1000A TP 65kA MDO U-Power ACB without Release, Frame size 1, Ics=Icu=65kA@415V AC, Icw=65kA for 1s
15771 | 1000A TP 65kA MDO U-Power ACB with O/C,S/C,E/F protection, Microprocessor based Release UW - MTX4.5, Frame size 1, Ics=Icu=65kA@415V AC, Icw=65kA for 1s | ACB | LV_Switchgear | UW110SXD01500 | L&T | 1000A | 65kA | Nos. | None | Inventory | 1000A TP 65kA MDO U-Power ACB with O/C,S/C,E/F protection, Microprocessor based Release UW - MTX4.5, Frame size 1, Ics=Icu=65kA@415V AC, Icw=65kA for 1s
15772 | 1000A TP 65kA MDO U-Power ACB with O/C,S/C,E/F protection, Microprocessor based Release UW - MTX3.5H, Frame size 1, Ics=Icu=65kA@415V AC, Icw=65kA for 1s | ACB | LV_Switchgear | UW110SXD01600 | L&T | 1000A | 65kA | Nos. | None | Inventory | 1000A TP 65kA MDO U-Power ACB with O/C,S/C,E/F protection, Microprocessor based Release UW - MTX3.5H, Frame size 1, Ics=Icu=65kA@415V AC, Icw=65kA for 1s
15773 | 1000A TP 65kA MDO U-Power ACB with O/C,S/C protection, Microprocessor based Release UW - MTX1.0, Frame size 1, Ics=Icu=65kA@415V AC, Icw=65kA for 1s | ACB | LV_Switchgear | UW110SXD01700 | L&T | 1000A | 65kA | Nos. | None | Inventory | 1000A TP 65kA MDO U-Power ACB with O/C,S/C protection, Microprocessor based Release UW - MTX1.0, Frame size 1, Ics=Icu=65kA@415V AC, Icw=65kA for 1s
15774 | 1000A TP 65kA MDO U-Power ACB with O/C,S/C,E/F protection, Microprocessor based Release UW - MTX1G, Frame size 1, Ics=Icu=65kA@415V AC, Icw=65kA for 1s | ACB | LV_Switchgear | UW110SXD01800 | L&T | 1000A | 65kA | Nos. | None | Inventory | 1000A TP 65kA MDO U-Power ACB with O/C,S/C,E/F protection, Microprocessor based Release UW - MTX1G, Frame size 1, Ics=Icu=65kA@415V AC, Icw=65kA for 1s
15775 | 1000A TP 65kA MDO U-Power ACB with O/C,S/C,E/F protection, Microprocessor based Release UW - MTX1.5G, Frame size 1, Ics=Icu=65kA@415V AC, Icw=65kA for 1s | ACB | LV_Switchgear | UW110SXD01900 | L&T | 1000A | 65kA | Nos. | None | Inventory | 1000A TP 65kA MDO U-Power ACB with O/C,S/C,E/F protection, Microprocessor based Release UW - MTX1.5G, Frame size 1, Ics=Icu=65kA@415V AC, Icw=65kA for 1s
15776 | 1000A TP 65kA EDO U-Power ACB without Release, Frame size 1, Ics=Icu=65kA@415V AC, Icw=65kA for 1s | ACB | LV_Switchgear | UW110SXD12000 | L&T | 1000A | 65kA | Nos. | None | Inventory | 1000A TP 65kA EDO U-Power ACB without Release, Frame size 1, Ics=Icu=65kA@415V AC, Icw=65kA for 1s
15777 | 1000A TP 65kA EDO U-Power ACB with O/C,S/C,E/F protection & 240V AC Motor,240V AC Closing, 240V AC Shunt, Microprocessor based Release UW - MTX4.5, Frame size 1, Ics=Icu=65kA@415V AC, Icw=65kA for 1s | ACB | LV_Switchgear | UW110SXD12500 | L&T | 1000A | 65kA | Nos. | None | Inventory | 1000A TP 65kA EDO U-Power ACB with O/C,S/C,E/F protection & 240V AC Motor,240V AC Closing, 240V AC Shunt, Microprocessor based Release UW - MTX4.5, Frame size 1, Ics=Icu=65kA@415V AC, Icw=65kA for 1s
15778 | 1000A TP 65kA EDO U-Power ACB with O/C,S/C,E/F protection & 240V AC Motor,240V AC Closing, 240V AC Shunt, Microprocessor based Release UW - MTX3.5H, Frame size 1, Ics=Icu=65kA@415V AC, Icw=65kA for 1s | ACB | LV_Switchgear | UW110SXD12600 | L&T | 1000A | 65kA | Nos. | None | Inventory | 1000A TP 65kA EDO U-Power ACB with O/C,S/C,E/F protection & 240V AC Motor,240V AC Closing, 240V AC Shunt, Microprocessor based Release UW - MTX3.5H, Frame size 1, Ics=Icu=65kA@415V AC, Icw=65kA for 1s
15779 | 1000A TP 65kA EDO U-Power ACB with O/C,S/C protection & 240V AC Motor,240V AC Closing, 240V AC Shunt, Microprocessor based Release UW - MTX1.0, Frame size 1, Ics=Icu=65kA@415V AC, Icw=65kA for 1s | ACB | LV_Switchgear | UW110SXD12700 | L&T | 1000A | 65kA | Nos. | None | Inventory | 1000A TP 65kA EDO U-Power ACB with O/C,S/C protection & 240V AC Motor,240V AC Closing, 240V AC Shunt, Microprocessor based Release UW - MTX1.0, Frame size 1, Ics=Icu=65kA@415V AC, Icw=65kA for 1s
15780 | 1000A TP 65kA EDO U-Power ACB with O/C,S/C,E/F protection & 240V AC Motor,240V AC Closing, 240V AC Shunt, Microprocessor based Release UW - MTX1G, Frame size 1, Ics=Icu=65kA@415V AC, Icw=65kA for 1s | ACB | LV_Switchgear | UW110SXD12800 | L&T | 1000A | 65kA | Nos. | None | Inventory | 1000A TP 65kA EDO U-Power ACB with O/C,S/C,E/F protection & 240V AC Motor,240V AC Closing, 240V AC Shunt, Microprocessor based Release UW - MTX1G, Frame size 1, Ics=Icu=65kA@415V AC, Icw=65kA for 1s
15781 | 1000A TP 65kA EDO U-Power ACB with O/C,S/C,E/F protection & 240V AC Motor,240V AC Closing, 240V AC Shunt, Microprocessor based Release UW - MTX1.5G, Frame size 1, Ics=Icu=65kA@415V AC, Icw=65kA for 1s | ACB | LV_Switchgear | UW110SXD12900 | L&T | 1000A | 65kA | Nos. | None | Inventory | 1000A TP 65kA EDO U-Power ACB with O/C,S/C,E/F protection & 240V AC Motor,240V AC Closing, 240V AC Shunt, Microprocessor based Release UW - MTX1.5G, Frame size 1, Ics=Icu=65kA@415V AC, Icw=65kA for 1s
15782 | 1250A FP 50kA MDO U-Power ACB without Release, Frame size 1, Ics=Icu=50kA@415V AC, Icw=50kA for 1s | ACB | LV_Switchgear | UW112NFD01000 | L&T | 1250A | 50kA | Nos. | None | Inventory | 1250A FP 50kA MDO U-Power ACB without Release, Frame size 1, Ics=Icu=50kA@415V AC, Icw=50kA for 1s
15783 | 1250A FP 50kA MDO U-Power ACB with O/C,S/C,E/F protection, Microprocessor based Release UW - MTX4.5, Frame size 1, Ics=Icu=50kA@415V AC, Icw=50kA for 1s | ACB | LV_Switchgear | UW112NFD01500 | L&T | 1250A | 50kA | Nos. | None | Inventory | 1250A FP 50kA MDO U-Power ACB with O/C,S/C,E/F protection, Microprocessor based Release UW - MTX4.5, Frame size 1, Ics=Icu=50kA@415V AC, Icw=50kA for 1s
15784 | 1250A FP 50kA MDO U-Power ACB with O/C,S/C,E/F protection, Microprocessor based Release UW - MTX3.5H, Frame size 1, Ics=Icu=50kA@415V AC, Icw=50kA for 1s | ACB | LV_Switchgear | UW112NFD01600 | L&T | 1250A | 50kA | Nos. | None | Inventory | 1250A FP 50kA MDO U-Power ACB with O/C,S/C,E/F protection, Microprocessor based Release UW - MTX3.5H, Frame size 1, Ics=Icu=50kA@415V AC, Icw=50kA for 1s
15785 | 1250A FP 50kA MDO U-Power ACB with O/C,S/C protection, Microprocessor based Release UW - MTX1.0, Frame size 1, Ics=Icu=50kA@415V AC, Icw=50kA for 1s | ACB | LV_Switchgear | UW112NFD01700 | L&T | 1250A | 50kA | Nos. | None | Inventory | 1250A FP 50kA MDO U-Power ACB with O/C,S/C protection, Microprocessor based Release UW - MTX1.0, Frame size 1, Ics=Icu=50kA@415V AC, Icw=50kA for 1s
15786 | 1250A FP 50kA MDO U-Power ACB with O/C,S/C,E/F protection, Microprocessor based Release UW - MTX1G, Frame size 1, Ics=Icu=50kA@415V AC, Icw=50kA for 1s | ACB | LV_Switchgear | UW112NFD01800 | L&T | 1250A | 50kA | Nos. | None | Inventory | 1250A FP 50kA MDO U-Power ACB with O/C,S/C,E/F protection, Microprocessor based Release UW - MTX1G, Frame size 1, Ics=Icu=50kA@415V AC, Icw=50kA for 1s
15787 | 1250A FP 50kA MDO U-Power ACB with O/C,S/C,E/F protection, Microprocessor based Release UW - MTX1.5G, Frame size 1, Ics=Icu=50kA@415V AC, Icw=50kA for 1s | ACB | LV_Switchgear | UW112NFD01900 | L&T | 1250A | 50kA | Nos. | None | Inventory | 1250A FP 50kA MDO U-Power ACB with O/C,S/C,E/F protection, Microprocessor based Release UW - MTX1.5G, Frame size 1, Ics=Icu=50kA@415V AC, Icw=50kA for 1s
15788 | 1250A FP 50kA EDO U-Power ACB without Release, Frame size 1, Ics=Icu=50kA@415V AC, Icw=50kA for 1s | ACB | LV_Switchgear | UW112NFD12000 | L&T | 1250A | 50kA | Nos. | None | Inventory | 1250A FP 50kA EDO U-Power ACB without Release, Frame size 1, Ics=Icu=50kA@415V AC, Icw=50kA for 1s
15789 | 1250A FP 50kA EDO U-Power ACB with O/C,S/C,E/F protection & 240V AC Motor,240V AC Closing, 240V AC Shunt, Microprocessor based Release UW - MTX4.5, Frame size 1, Ics=Icu=50kA@415V AC, Icw=50kA for 1s | ACB | LV_Switchgear | UW112NFD12500 | L&T | 1250A | 50kA | Nos. | None | Inventory | 1250A FP 50kA EDO U-Power ACB with O/C,S/C,E/F protection & 240V AC Motor,240V AC Closing, 240V AC Shunt, Microprocessor based Release UW - MTX4.5, Frame size 1, Ics=Icu=50kA@415V AC, Icw=50kA for 1s
15790 | 1250A FP 50kA EDO U-Power ACB with O/C,S/C,E/F protection & 240V AC Motor,240V AC Closing, 240V AC Shunt, Microprocessor based Release UW - MTX3.5H, Frame size 1, Ics=Icu=50kA@415V AC, Icw=50kA for 1s | ACB | LV_Switchgear | UW112NFD12600 | L&T | 1250A | 50kA | Nos. | None | Inventory | 1250A FP 50kA EDO U-Power ACB with O/C,S/C,E/F protection & 240V AC Motor,240V AC Closing, 240V AC Shunt, Microprocessor based Release UW - MTX3.5H, Frame size 1, Ics=Icu=50kA@415V AC, Icw=50kA for 1s
15791 | 1250A FP 50kA EDO U-Power ACB with O/C,S/C protection & 240V AC Motor,240V AC Closing, 240V AC Shunt, Microprocessor based Release UW - MTX1.0, Frame size 1, Ics=Icu=50kA@415V AC, Icw=50kA for 1s | ACB | LV_Switchgear | UW112NFD12700 | L&T | 1250A | 50kA | Nos. | None | Inventory | 1250A FP 50kA EDO U-Power ACB with O/C,S/C protection & 240V AC Motor,240V AC Closing, 240V AC Shunt, Microprocessor based Release UW - MTX1.0, Frame size 1, Ics=Icu=50kA@415V AC, Icw=50kA for 1s
15792 | 1250A FP 50kA EDO U-Power ACB with O/C,S/C,E/F protection & 240V AC Motor,240V AC Closing, 240V AC Shunt, Microprocessor based Release UW - MTX1G, Frame size 1, Ics=Icu=50kA@415V AC, Icw=50kA for 1s | ACB | LV_Switchgear | UW112NFD12800 | L&T | 1250A | 50kA | Nos. | None | Inventory | 1250A FP 50kA EDO U-Power ACB with O/C,S/C,E/F protection & 240V AC Motor,240V AC Closing, 240V AC Shunt, Microprocessor based Release UW - MTX1G, Frame size 1, Ics=Icu=50kA@415V AC, Icw=50kA for 1s
15793 | 1250A FP 50kA EDO U-Power ACB with O/C,S/C,E/F protection & 240V AC Motor,240V AC Closing, 240V AC Shunt, Microprocessor based Release UW - MTX1.5G, Frame size 1, Ics=Icu=50kA@415V AC, Icw=50kA for 1s | ACB | LV_Switchgear | UW112NFD12900 | L&T | 1250A | 50kA | Nos. | None | Inventory | 1250A FP 50kA EDO U-Power ACB with O/C,S/C,E/F protection & 240V AC Motor,240V AC Closing, 240V AC Shunt, Microprocessor based Release UW - MTX1.5G, Frame size 1, Ics=Icu=50kA@415V AC, Icw=50kA for 1s
15794 | 1250A TP 50kA MDO U-Power ACB without Release, Frame size 1, Ics=Icu=50kA@415V AC, Icw=50kA for 1s | ACB | LV_Switchgear | UW112NXD01000 | L&T | 1250A | 50kA | Nos. | None | Inventory | 1250A TP 50kA MDO U-Power ACB without Release, Frame size 1, Ics=Icu=50kA@415V AC, Icw=50kA for 1s
15795 | 1250A TP 50kA MDO U-Power ACB with O/C,S/C,E/F protection, Microprocessor based Release UW - MTX4.5, Frame size 1, Ics=Icu=50kA@415V AC, Icw=50kA for 1s | ACB | LV_Switchgear | UW112NXD01500 | L&T | 1250A | 50kA | Nos. | None | Inventory | 1250A TP 50kA MDO U-Power ACB with O/C,S/C,E/F protection, Microprocessor based Release UW - MTX4.5, Frame size 1, Ics=Icu=50kA@415V AC, Icw=50kA for 1s
15796 | 1250A TP 50kA MDO U-Power ACB with O/C,S/C,E/F protection, Microprocessor based Release UW - MTX3.5H, Frame size 1, Ics=Icu=50kA@415V AC, Icw=50kA for 1s | ACB | LV_Switchgear | UW112NXD01600 | L&T | 1250A | 50kA | Nos. | None | Inventory | 1250A TP 50kA MDO U-Power ACB with O/C,S/C,E/F protection, Microprocessor based Release UW - MTX3.5H, Frame size 1, Ics=Icu=50kA@415V AC, Icw=50kA for 1s
15797 | 1250A TP 50kA MDO U-Power ACB with O/C,S/C protection, Microprocessor based Release UW - MTX1.0, Frame size 1, Ics=Icu=50kA@415V AC, Icw=50kA for 1s | ACB | LV_Switchgear | UW112NXD01700 | L&T | 1250A | 50kA | Nos. | None | Inventory | 1250A TP 50kA MDO U-Power ACB with O/C,S/C protection, Microprocessor based Release UW - MTX1.0, Frame size 1, Ics=Icu=50kA@415V AC, Icw=50kA for 1s
15798 | 1250A TP 50kA MDO U-Power ACB with O/C,S/C,E/F protection, Microprocessor based Release UW - MTX1G, Frame size 1, Ics=Icu=50kA@415V AC, Icw=50kA for 1s | ACB | LV_Switchgear | UW112NXD01800 | L&T | 1250A | 50kA | Nos. | None | Inventory | 1250A TP 50kA MDO U-Power ACB with O/C,S/C,E/F protection, Microprocessor based Release UW - MTX1G, Frame size 1, Ics=Icu=50kA@415V AC, Icw=50kA for 1s
15799 | 1250A TP 50kA MDO U-Power ACB with O/C,S/C,E/F protection, Microprocessor based Release UW - MTX1.5G, Frame size 1, Ics=Icu=50kA@415V AC, Icw=50kA for 1s | ACB | LV_Switchgear | UW112NXD01900 | L&T | 1250A | 50kA | Nos. | None | Inventory | 1250A TP 50kA MDO U-Power ACB with O/C,S/C,E/F protection, Microprocessor based Release UW - MTX1.5G, Frame size 1, Ics=Icu=50kA@415V AC, Icw=50kA for 1s
15800 | 1250A TP 50kA EDO U-Power ACB without Release, Frame size 1, Ics=Icu=50kA@415V AC, Icw=50kA for 1s | ACB | LV_Switchgear | UW112NXD12000 | L&T | 1250A | 50kA | Nos. | None | Inventory | 1250A TP 50kA EDO U-Power ACB without Release, Frame size 1, Ics=Icu=50kA@415V AC, Icw=50kA for 1s
15801 | 1250A TP 50kA EDO U-Power ACB with O/C,S/C,E/F protection & 240V AC Motor,240V AC Closing, 240V AC Shunt, Microprocessor based Release UW - MTX4.5, Frame size 1, Ics=Icu=50kA@415V AC, Icw=50kA for 1s | ACB | LV_Switchgear | UW112NXD12500 | L&T | 1250A | 50kA | Nos. | None | Inventory | 1250A TP 50kA EDO U-Power ACB with O/C,S/C,E/F protection & 240V AC Motor,240V AC Closing, 240V AC Shunt, Microprocessor based Release UW - MTX4.5, Frame size 1, Ics=Icu=50kA@415V AC, Icw=50kA for 1s
15802 | 1250A TP 50kA EDO U-Power ACB with O/C,S/C,E/F protection & 240V AC Motor,240V AC Closing, 240V AC Shunt, Microprocessor based Release UW - MTX3.5H, Frame size 1, Ics=Icu=50kA@415V AC, Icw=50kA for 1s | ACB | LV_Switchgear | UW112NXD12600 | L&T | 1250A | 50kA | Nos. | None | Inventory | 1250A TP 50kA EDO U-Power ACB with O/C,S/C,E/F protection & 240V AC Motor,240V AC Closing, 240V AC Shunt, Microprocessor based Release UW - MTX3.5H, Frame size 1, Ics=Icu=50kA@415V AC, Icw=50kA for 1s
15803 | 1250A TP 50kA EDO U-Power ACB with O/C,S/C protection & 240V AC Motor,240V AC Closing, 240V AC Shunt, Microprocessor based Release UW - MTX1.0, Frame size 1, Ics=Icu=50kA@415V AC, Icw=50kA for 1s | ACB | LV_Switchgear | UW112NXD12700 | L&T | 1250A | 50kA | Nos. | None | Inventory | 1250A TP 50kA EDO U-Power ACB with O/C,S/C protection & 240V AC Motor,240V AC Closing, 240V AC Shunt, Microprocessor based Release UW - MTX1.0, Frame size 1, Ics=Icu=50kA@415V AC, Icw=50kA for 1s
15804 | 1250A TP 50kA EDO U-Power ACB with O/C,S/C,E/F protection & 240V AC Motor,240V AC Closing, 240V AC Shunt, Microprocessor based Release UW - MTX1G, Frame size 1, Ics=Icu=50kA@415V AC, Icw=50kA for 1s | ACB | LV_Switchgear | UW112NXD12800 | L&T | 1250A | 50kA | Nos. | None | Inventory | 1250A TP 50kA EDO U-Power ACB with O/C,S/C,E/F protection & 240V AC Motor,240V AC Closing, 240V AC Shunt, Microprocessor based Release UW - MTX1G, Frame size 1, Ics=Icu=50kA@415V AC, Icw=50kA for 1s
15805 | 3P, 1250A, 50kA, 800V DRAW OUT ELECTRICALLY OPERATED ACB MP BASED O/C,S/C & E/F RELEASES , SHUNT RELEASE , CLOSING RELEASE, Omega Fr. 1, Icu=50 kA Ics=50 kA MXT1.0G 800Vac EDO | ACB | LV_Switchgear | UW112NXD1280ZM | L&T | 1250A | 50kA | Nos. |  | Inventory | 3P, 1250A, 50kA, 800V DRAW OUT ELECTRICALLY OPERATED ACB MP BASED O/C,S/C & E/F RELEASES , SHUNT RELEASE , CLOSING RELEASE, Omega Fr. 1, Icu=50 kA Ics=50 kA MXT1.0G 800Vac EDO
15806 | 1250A TP 50kA EDO U-Power ACB with O/C,S/C,E/F protection & 240V AC Motor,240V AC Closing, 240V AC Shunt, Microprocessor based Release UW - MTX1.5G, Frame size 1, Ics=Icu=50kA@415V AC, Icw=50kA for 1s | ACB | LV_Switchgear | UW112NXD12900 | L&T | 1250A | 50kA | Nos. | None | Inventory | 1250A TP 50kA EDO U-Power ACB with O/C,S/C,E/F protection & 240V AC Motor,240V AC Closing, 240V AC Shunt, Microprocessor based Release UW - MTX1.5G, Frame size 1, Ics=Icu=50kA@415V AC, Icw=50kA for 1s
15807 | 1250A FP 65kA MDO U-Power ACB without Release, Frame size 1, Ics=Icu=65kA@415V AC, Icw=65kA for 1s | ACB | LV_Switchgear | UW112SFD01000 | L&T | 1250A | 65kA | Nos. | None | Inventory | 1250A FP 65kA MDO U-Power ACB without Release, Frame size 1, Ics=Icu=65kA@415V AC, Icw=65kA for 1s
15808 | 1250A FP 65kA MDO U-Power ACB with O/C,S/C,E/F protection, Microprocessor based Release UW - MTX4.5, Frame size 1, Ics=Icu=65kA@415V AC, Icw=65kA for 1s | ACB | LV_Switchgear | UW112SFD01500 | L&T | 1250A | 65kA | Nos. | None | Inventory | 1250A FP 65kA MDO U-Power ACB with O/C,S/C,E/F protection, Microprocessor based Release UW - MTX4.5, Frame size 1, Ics=Icu=65kA@415V AC, Icw=65kA for 1s
15809 | 1250A FP 65kA MDO U-Power ACB with O/C,S/C,E/F protection, Microprocessor based Release UW - MTX3.5H, Frame size 1, Ics=Icu=65kA@415V AC, Icw=65kA for 1s | ACB | LV_Switchgear | UW112SFD01600 | L&T | 1250A | 65kA | Nos. | None | Inventory | 1250A FP 65kA MDO U-Power ACB with O/C,S/C,E/F protection, Microprocessor based Release UW - MTX3.5H, Frame size 1, Ics=Icu=65kA@415V AC, Icw=65kA for 1s
15810 | 1250A FP 65kA MDO U-Power ACB with O/C,S/C protection, Microprocessor based Release UW - MTX1.0, Frame size 1, Ics=Icu=65kA@415V AC, Icw=65kA for 1s | ACB | LV_Switchgear | UW112SFD01700 | L&T | 1250A | 65kA | Nos. | None | Inventory | 1250A FP 65kA MDO U-Power ACB with O/C,S/C protection, Microprocessor based Release UW - MTX1.0, Frame size 1, Ics=Icu=65kA@415V AC, Icw=65kA for 1s
15811 | 1250A FP 65kA MDO U-Power ACB with O/C,S/C,E/F protection, Microprocessor based Release UW - MTX1G, Frame size 1, Ics=Icu=65kA@415V AC, Icw=65kA for 1s | ACB | LV_Switchgear | UW112SFD01800 | L&T | 1250A | 65kA | Nos. | None | Inventory | 1250A FP 65kA MDO U-Power ACB with O/C,S/C,E/F protection, Microprocessor based Release UW - MTX1G, Frame size 1, Ics=Icu=65kA@415V AC, Icw=65kA for 1s
15812 | 1250A FP 65kA MDO U-Power ACB with O/C,S/C,E/F protection, Microprocessor based Release UW - MTX1.5G, Frame size 1, Ics=Icu=65kA@415V AC, Icw=65kA for 1s | ACB | LV_Switchgear | UW112SFD01900 | L&T | 1250A | 65kA | Nos. | None | Inventory | 1250A FP 65kA MDO U-Power ACB with O/C,S/C,E/F protection, Microprocessor based Release UW - MTX1.5G, Frame size 1, Ics=Icu=65kA@415V AC, Icw=65kA for 1s
15813 | 1250A FP 65kA EDO U-Power ACB without Release, Frame size 1, Ics=Icu=65kA@415V AC, Icw=65kA for 1s | ACB | LV_Switchgear | UW112SFD12000 | L&T | 1250A | 65kA | Nos. | None | Inventory | 1250A FP 65kA EDO U-Power ACB without Release, Frame size 1, Ics=Icu=65kA@415V AC, Icw=65kA for 1s
15814 | 1250A FP 65kA EDO U-Power ACB with O/C,S/C,E/F protection & 240V AC Motor,240V AC Closing, 240V AC Shunt, Microprocessor based Release UW - MTX4.5, Frame size 1, Ics=Icu=65kA@415V AC, Icw=65kA for 1s | ACB | LV_Switchgear | UW112SFD12500 | L&T | 1250A | 65kA | Nos. | None | Inventory | 1250A FP 65kA EDO U-Power ACB with O/C,S/C,E/F protection & 240V AC Motor,240V AC Closing, 240V AC Shunt, Microprocessor based Release UW - MTX4.5, Frame size 1, Ics=Icu=65kA@415V AC, Icw=65kA for 1s
15815 | 1250A FP 65kA EDO U-Power ACB with O/C,S/C,E/F protection & 240V AC Motor,240V AC Closing, 240V AC Shunt, Microprocessor based Release UW - MTX3.5H, Frame size 1, Ics=Icu=65kA@415V AC, Icw=65kA for 1s | ACB | LV_Switchgear | UW112SFD12600 | L&T | 1250A | 65kA | Nos. | None | Inventory | 1250A FP 65kA EDO U-Power ACB with O/C,S/C,E/F protection & 240V AC Motor,240V AC Closing, 240V AC Shunt, Microprocessor based Release UW - MTX3.5H, Frame size 1, Ics=Icu=65kA@415V AC, Icw=65kA for 1s
15816 | 1250A FP 65kA EDO U-Power ACB with O/C,S/C protection & 240V AC Motor,240V AC Closing, 240V AC Shunt, Microprocessor based Release UW - MTX1.0, Frame size 1, Ics=Icu=65kA@415V AC, Icw=65kA for 1s | ACB | LV_Switchgear | UW112SFD12700 | L&T | 1250A | 65kA | Nos. | None | Inventory | 1250A FP 65kA EDO U-Power ACB with O/C,S/C protection & 240V AC Motor,240V AC Closing, 240V AC Shunt, Microprocessor based Release UW - MTX1.0, Frame size 1, Ics=Icu=65kA@415V AC, Icw=65kA for 1s
15817 | 1250A FP 65kA EDO U-Power ACB with O/C,S/C,E/F protection & 240V AC Motor,240V AC Closing, 240V AC Shunt, Microprocessor based Release UW - MTX1G, Frame size 1, Ics=Icu=65kA@415V AC, Icw=65kA for 1s | ACB | LV_Switchgear | UW112SFD12800 | L&T | 1250A | 65kA | Nos. | None | Inventory | 1250A FP 65kA EDO U-Power ACB with O/C,S/C,E/F protection & 240V AC Motor,240V AC Closing, 240V AC Shunt, Microprocessor based Release UW - MTX1G, Frame size 1, Ics=Icu=65kA@415V AC, Icw=65kA for 1s
15818 | 1250A FP 65kA EDO U-Power ACB with O/C,S/C,E/F protection & 240V AC Motor,240V AC Closing, 240V AC Shunt, Microprocessor based Release UW - MTX1.5G, Frame size 1, Ics=Icu=65kA@415V AC, Icw=65kA for 1s | ACB | LV_Switchgear | UW112SFD12900 | L&T | 1250A | 65kA | Nos. | None | Inventory | 1250A FP 65kA EDO U-Power ACB with O/C,S/C,E/F protection & 240V AC Motor,240V AC Closing, 240V AC Shunt, Microprocessor based Release UW - MTX1.5G, Frame size 1, Ics=Icu=65kA@415V AC, Icw=65kA for 1s
15819 | 1250A TP 65kA MDO U-Power ACB without Release, Frame size 1, Ics=Icu=65kA@415V AC, Icw=65kA for 1s | ACB | LV_Switchgear | UW112SXD01000 | L&T | 1250A | 65kA | Nos. | None | Inventory | 1250A TP 65kA MDO U-Power ACB without Release, Frame size 1, Ics=Icu=65kA@415V AC, Icw=65kA for 1s
15820 | 1250A TP 65kA MDO U-Power ACB with O/C,S/C,E/F protection, Microprocessor based Release UW - MTX4.5, Frame size 1, Ics=Icu=65kA@415V AC, Icw=65kA for 1s | ACB | LV_Switchgear | UW112SXD01500 | L&T | 1250A | 65kA | Nos. | None | Inventory | 1250A TP 65kA MDO U-Power ACB with O/C,S/C,E/F protection, Microprocessor based Release UW - MTX4.5, Frame size 1, Ics=Icu=65kA@415V AC, Icw=65kA for 1s
15821 | 1250A TP 65kA MDO U-Power ACB with O/C,S/C,E/F protection, Microprocessor based Release UW - MTX3.5H, Frame size 1, Ics=Icu=65kA@415V AC, Icw=65kA for 1s | ACB | LV_Switchgear | UW112SXD01600 | L&T | 1250A | 65kA | Nos. | None | Inventory | 1250A TP 65kA MDO U-Power ACB with O/C,S/C,E/F protection, Microprocessor based Release UW - MTX3.5H, Frame size 1, Ics=Icu=65kA@415V AC, Icw=65kA for 1s
15822 | 1250A TP 65kA MDO U-Power ACB with O/C,S/C protection, Microprocessor based Release UW - MTX1.0, Frame size 1, Ics=Icu=65kA@415V AC, Icw=65kA for 1s | ACB | LV_Switchgear | UW112SXD01700 | L&T | 1250A | 65kA | Nos. | None | Inventory | 1250A TP 65kA MDO U-Power ACB with O/C,S/C protection, Microprocessor based Release UW - MTX1.0, Frame size 1, Ics=Icu=65kA@415V AC, Icw=65kA for 1s
15823 | 1250A TP 65kA MDO U-Power ACB with O/C,S/C,E/F protection, Microprocessor based Release UW - MTX1G, Frame size 1, Ics=Icu=65kA@415V AC, Icw=65kA for 1s | ACB | LV_Switchgear | UW112SXD01800 | L&T | 1250A | 65kA | Nos. | None | Inventory | 1250A TP 65kA MDO U-Power ACB with O/C,S/C,E/F protection, Microprocessor based Release UW - MTX1G, Frame size 1, Ics=Icu=65kA@415V AC, Icw=65kA for 1s
15824 | 1250A TP 65kA MDO U-Power ACB with O/C,S/C,E/F protection, Microprocessor based Release UW - MTX1.5G, Frame size 1, Ics=Icu=65kA@415V AC, Icw=65kA for 1s | ACB | LV_Switchgear | UW112SXD01900 | L&T | 1250A | 65kA | Nos. | None | Inventory | 1250A TP 65kA MDO U-Power ACB with O/C,S/C,E/F protection, Microprocessor based Release UW - MTX1.5G, Frame size 1, Ics=Icu=65kA@415V AC, Icw=65kA for 1s
15825 | 1250A TP 65kA EDO U-Power ACB without Release, Frame size 1, Ics=Icu=65kA@415V AC, Icw=65kA for 1s | ACB | LV_Switchgear | UW112SXD12000 | L&T | 1250A | 65kA | Nos. | None | Inventory | 1250A TP 65kA EDO U-Power ACB without Release, Frame size 1, Ics=Icu=65kA@415V AC, Icw=65kA for 1s
15826 | 1250A TP 65kA EDO U-Power ACB with O/C,S/C,E/F protection & 240V AC Motor,240V AC Closing, 240V AC Shunt, Microprocessor based Release UW - MTX4.5, Frame size 1, Ics=Icu=65kA@415V AC, Icw=65kA for 1s | ACB | LV_Switchgear | UW112SXD12500 | L&T | 1250A | 65kA | Nos. | None | Inventory | 1250A TP 65kA EDO U-Power ACB with O/C,S/C,E/F protection & 240V AC Motor,240V AC Closing, 240V AC Shunt, Microprocessor based Release UW - MTX4.5, Frame size 1, Ics=Icu=65kA@415V AC, Icw=65kA for 1s
15827 | 1250A TP 65kA EDO U-Power ACB with O/C,S/C,E/F protection & 240V AC Motor,240V AC Closing, 240V AC Shunt, Microprocessor based Release UW - MTX3.5H, Frame size 1, Ics=Icu=65kA@415V AC, Icw=65kA for 1s | ACB | LV_Switchgear | UW112SXD12600 | L&T | 1250A | 65kA | Nos. | None | Inventory | 1250A TP 65kA EDO U-Power ACB with O/C,S/C,E/F protection & 240V AC Motor,240V AC Closing, 240V AC Shunt, Microprocessor based Release UW - MTX3.5H, Frame size 1, Ics=Icu=65kA@415V AC, Icw=65kA for 1s
15828 | 1250A TP 65kA EDO U-Power ACB with O/C,S/C protection & 240V AC Motor,240V AC Closing, 240V AC Shunt, Microprocessor based Release UW - MTX1.0, Frame size 1, Ics=Icu=65kA@415V AC, Icw=65kA for 1s | ACB | LV_Switchgear | UW112SXD12700 | L&T | 1250A | 65kA | Nos. | None | Inventory | 1250A TP 65kA EDO U-Power ACB with O/C,S/C protection & 240V AC Motor,240V AC Closing, 240V AC Shunt, Microprocessor based Release UW - MTX1.0, Frame size 1, Ics=Icu=65kA@415V AC, Icw=65kA for 1s
15829 | 1250A TP 65kA EDO U-Power ACB with O/C,S/C,E/F protection & 240V AC Motor,240V AC Closing, 240V AC Shunt, Microprocessor based Release UW - MTX1G, Frame size 1, Ics=Icu=65kA@415V AC, Icw=65kA for 1s | ACB | LV_Switchgear | UW112SXD12800 | L&T | 1250A | 65kA | Nos. | None | Inventory | 1250A TP 65kA EDO U-Power ACB with O/C,S/C,E/F protection & 240V AC Motor,240V AC Closing, 240V AC Shunt, Microprocessor based Release UW - MTX1G, Frame size 1, Ics=Icu=65kA@415V AC, Icw=65kA for 1s
15830 | 1250A TP 65kA EDO U-Power ACB with O/C,S/C,E/F protection & 240V AC Motor,240V AC Closing, 240V AC Shunt, Microprocessor based Release UW - MTX1.5G, Frame size 1, Ics=Icu=65kA@415V AC, Icw=65kA for 1s | ACB | LV_Switchgear | UW112SXD12900 | L&T | 1250A | 65kA | Nos. | None | Inventory | 1250A TP 65kA EDO U-Power ACB with O/C,S/C,E/F protection & 240V AC Motor,240V AC Closing, 240V AC Shunt, Microprocessor based Release UW - MTX1.5G, Frame size 1, Ics=Icu=65kA@415V AC, Icw=65kA for 1s
15831 | 1600A FP 50kA MDO U-Power ACB without Release, Frame size 1, Ics=Icu=50kA@415V AC, Icw=50kA for 1s | ACB | LV_Switchgear | UW116NFD01000 | L&T | 1600A | 50kA | Nos. | None | Inventory | 1600A FP 50kA MDO U-Power ACB without Release, Frame size 1, Ics=Icu=50kA@415V AC, Icw=50kA for 1s
15832 | 1600A FP 50kA MDO U-Power ACB with O/C,S/C,E/F protection, Microprocessor based Release UW - MTX4.5, Frame size 1, Ics=Icu=50kA@415V AC, Icw=50kA for 1s | ACB | LV_Switchgear | UW116NFD01500 | L&T | 1600A | 50kA | Nos. | None | Inventory | 1600A FP 50kA MDO U-Power ACB with O/C,S/C,E/F protection, Microprocessor based Release UW - MTX4.5, Frame size 1, Ics=Icu=50kA@415V AC, Icw=50kA for 1s
15833 | 1600A FP 50kA MDO U-Power ACB with O/C,S/C,E/F protection, Microprocessor based Release UW - MTX3.5H, Frame size 1, Ics=Icu=50kA@415V AC, Icw=50kA for 1s | ACB | LV_Switchgear | UW116NFD01600 | L&T | 1600A | 50kA | Nos. | None | Inventory | 1600A FP 50kA MDO U-Power ACB with O/C,S/C,E/F protection, Microprocessor based Release UW - MTX3.5H, Frame size 1, Ics=Icu=50kA@415V AC, Icw=50kA for 1s
15834 | 1600A FP 50kA MDO U-Power ACB with O/C,S/C protection, Microprocessor based Release UW - MTX1.0, Frame size 1, Ics=Icu=50kA@415V AC, Icw=50kA for 1s | ACB | LV_Switchgear | UW116NFD01700 | L&T | 1600A | 50kA | Nos. | None | Inventory | 1600A FP 50kA MDO U-Power ACB with O/C,S/C protection, Microprocessor based Release UW - MTX1.0, Frame size 1, Ics=Icu=50kA@415V AC, Icw=50kA for 1s
15835 | 1600A FP 50kA MDO U-Power ACB with O/C,S/C,E/F protection, Microprocessor based Release UW - MTX1G, Frame size 1, Ics=Icu=50kA@415V AC, Icw=50kA for 1s | ACB | LV_Switchgear | UW116NFD01800 | L&T | 1600A | 50kA | Nos. | None | Inventory | 1600A FP 50kA MDO U-Power ACB with O/C,S/C,E/F protection, Microprocessor based Release UW - MTX1G, Frame size 1, Ics=Icu=50kA@415V AC, Icw=50kA for 1s
15836 | 1600A FP 50kA MDO U-Power ACB with O/C,S/C,E/F protection, Microprocessor based Release UW - MTX1.5G, Frame size 1, Ics=Icu=50kA@415V AC, Icw=50kA for 1s | ACB | LV_Switchgear | UW116NFD01900 | L&T | 1600A | 50kA | Nos. | None | Inventory | 1600A FP 50kA MDO U-Power ACB with O/C,S/C,E/F protection, Microprocessor based Release UW - MTX1.5G, Frame size 1, Ics=Icu=50kA@415V AC, Icw=50kA for 1s
15837 | 1600A FP 50kA EDO U-Power ACB without Release, Frame size 1, Ics=Icu=50kA@415V AC, Icw=50kA for 1s | ACB | LV_Switchgear | UW116NFD12000 | L&T | 1600A | 50kA | Nos. | None | Inventory | 1600A FP 50kA EDO U-Power ACB without Release, Frame size 1, Ics=Icu=50kA@415V AC, Icw=50kA for 1s
15838 | 1600A FP 50kA EDO U-Power ACB with O/C,S/C,E/F protection & 240V AC Motor,240V AC Closing, 240V AC Shunt, Microprocessor based Release UW - MTX4.5, Frame size 1, Ics=Icu=50kA@415V AC, Icw=50kA for 1s | ACB | LV_Switchgear | UW116NFD12500 | L&T | 1600A | 50kA | Nos. | None | Inventory | 1600A FP 50kA EDO U-Power ACB with O/C,S/C,E/F protection & 240V AC Motor,240V AC Closing, 240V AC Shunt, Microprocessor based Release UW - MTX4.5, Frame size 1, Ics=Icu=50kA@415V AC, Icw=50kA for 1s
15839 | 1600A FP 50kA EDO U-Power ACB with O/C,S/C,E/F protection & 240V AC Motor,240V AC Closing, 240V AC Shunt, Microprocessor based Release UW - MTX3.5H, Frame size 1, Ics=Icu=50kA@415V AC, Icw=50kA for 1s | ACB | LV_Switchgear | UW116NFD12600 | L&T | 1600A | 50kA | Nos. | None | Inventory | 1600A FP 50kA EDO U-Power ACB with O/C,S/C,E/F protection & 240V AC Motor,240V AC Closing, 240V AC Shunt, Microprocessor based Release UW - MTX3.5H, Frame size 1, Ics=Icu=50kA@415V AC, Icw=50kA for 1s
15840 | 1600A FP 50kA EDO U-Power ACB with O/C,S/C protection & 240V AC Motor,240V AC Closing, 240V AC Shunt, Microprocessor based Release UW - MTX1.0, Frame size 1, Ics=Icu=50kA@415V AC, Icw=50kA for 1s | ACB | LV_Switchgear | UW116NFD12700 | L&T | 1600A | 50kA | Nos. | None | Inventory | 1600A FP 50kA EDO U-Power ACB with O/C,S/C protection & 240V AC Motor,240V AC Closing, 240V AC Shunt, Microprocessor based Release UW - MTX1.0, Frame size 1, Ics=Icu=50kA@415V AC, Icw=50kA for 1s
15841 | 1600A FP 50kA EDO U-Power ACB with O/C,S/C,E/F protection & 240V AC Motor,240V AC Closing, 240V AC Shunt, Microprocessor based Release UW - MTX1G, Frame size 1, Ics=Icu=50kA@415V AC, Icw=50kA for 1s | ACB | LV_Switchgear | UW116NFD12800 | L&T | 1600A | 50kA | Nos. | None | Inventory | 1600A FP 50kA EDO U-Power ACB with O/C,S/C,E/F protection & 240V AC Motor,240V AC Closing, 240V AC Shunt, Microprocessor based Release UW - MTX1G, Frame size 1, Ics=Icu=50kA@415V AC, Icw=50kA for 1s
15842 | 1600A FP 50kA EDO U-Power ACB with O/C,S/C,E/F protection & 240V AC Motor,240V AC Closing, 240V AC Shunt, Microprocessor based Release UW - MTX1.5G, Frame size 1, Ics=Icu=50kA@415V AC, Icw=50kA for 1s | ACB | LV_Switchgear | UW116NFD12900 | L&T | 1600A | 50kA | Nos. | None | Inventory | 1600A FP 50kA EDO U-Power ACB with O/C,S/C,E/F protection & 240V AC Motor,240V AC Closing, 240V AC Shunt, Microprocessor based Release UW - MTX1.5G, Frame size 1, Ics=Icu=50kA@415V AC, Icw=50kA for 1s
15843 | 1600A TP 50kA MDO U-Power ACB without Release, Frame size 1, Ics=Icu=50kA@415V AC, Icw=50kA for 1s | ACB | LV_Switchgear | UW116NXD01000 | L&T | 1600A | 50kA | Nos. | None | Inventory | 1600A TP 50kA MDO U-Power ACB without Release, Frame size 1, Ics=Icu=50kA@415V AC, Icw=50kA for 1s
15844 | 1600A TP 50kA MDO U-Power ACB with O/C,S/C,E/F protection, Microprocessor based Release UW - MTX4.5, Frame size 1, Ics=Icu=50kA@415V AC, Icw=50kA for 1s | ACB | LV_Switchgear | UW116NXD01500 | L&T | 1600A | 50kA | Nos. | None | Inventory | 1600A TP 50kA MDO U-Power ACB with O/C,S/C,E/F protection, Microprocessor based Release UW - MTX4.5, Frame size 1, Ics=Icu=50kA@415V AC, Icw=50kA for 1s
15845 | 1600A TP 50kA MDO U-Power ACB with O/C,S/C,E/F protection, Microprocessor based Release UW - MTX3.5H, Frame size 1, Ics=Icu=50kA@415V AC, Icw=50kA for 1s | ACB | LV_Switchgear | UW116NXD01600 | L&T | 1600A | 50kA | Nos. | None | Inventory | 1600A TP 50kA MDO U-Power ACB with O/C,S/C,E/F protection, Microprocessor based Release UW - MTX3.5H, Frame size 1, Ics=Icu=50kA@415V AC, Icw=50kA for 1s
15846 | 1600A TP 50kA MDO U-Power ACB with O/C,S/C protection, Microprocessor based Release UW - MTX1.0, Frame size 1, Ics=Icu=50kA@415V AC, Icw=50kA for 1s | ACB | LV_Switchgear | UW116NXD01700 | L&T | 1600A | 50kA | Nos. | None | Inventory | 1600A TP 50kA MDO U-Power ACB with O/C,S/C protection, Microprocessor based Release UW - MTX1.0, Frame size 1, Ics=Icu=50kA@415V AC, Icw=50kA for 1s
15847 | 1600A TP 50kA MDO U-Power ACB with O/C,S/C,E/F protection, Microprocessor based Release UW - MTX1G, Frame size 1, Ics=Icu=50kA@415V AC, Icw=50kA for 1s | ACB | LV_Switchgear | UW116NXD01800 | L&T | 1600A | 50kA | Nos. | None | Inventory | 1600A TP 50kA MDO U-Power ACB with O/C,S/C,E/F protection, Microprocessor based Release UW - MTX1G, Frame size 1, Ics=Icu=50kA@415V AC, Icw=50kA for 1s
15848 | 1600A TP 50kA MDO U-Power ACB with O/C,S/C,E/F protection, Microprocessor based Release UW - MTX1.5G, Frame size 1, Ics=Icu=50kA@415V AC, Icw=50kA for 1s | ACB | LV_Switchgear | UW116NXD01900 | L&T | 1600A | 50kA | Nos. | None | Inventory | 1600A TP 50kA MDO U-Power ACB with O/C,S/C,E/F protection, Microprocessor based Release UW - MTX1.5G, Frame size 1, Ics=Icu=50kA@415V AC, Icw=50kA for 1s
15849 | 1600A TP 50kA EDO U-Power ACB without Release, Frame size 1, Ics=Icu=50kA@415V AC, Icw=50kA for 1s | ACB | LV_Switchgear | UW116NXD12000 | L&T | 1600A | 50kA | Nos. | None | Inventory | 1600A TP 50kA EDO U-Power ACB without Release, Frame size 1, Ics=Icu=50kA@415V AC, Icw=50kA for 1s
15850 | 1600A TP 50kA EDO U-Power ACB with O/C,S/C,E/F protection & 240V AC Motor,240V AC Closing, 240V AC Shunt, Microprocessor based Release UW - MTX4.5, Frame size 1, Ics=Icu=50kA@415V AC, Icw=50kA for 1s | ACB | LV_Switchgear | UW116NXD12500 | L&T | 1600A | 50kA | Nos. | None | Inventory | 1600A TP 50kA EDO U-Power ACB with O/C,S/C,E/F protection & 240V AC Motor,240V AC Closing, 240V AC Shunt, Microprocessor based Release UW - MTX4.5, Frame size 1, Ics=Icu=50kA@415V AC, Icw=50kA for 1s
15851 | 1600A TP 50kA EDO U-Power ACB with O/C,S/C,E/F protection & 240V AC Motor,240V AC Closing, 240V AC Shunt, Microprocessor based Release UW - MTX3.5H, Frame size 1, Ics=Icu=50kA@415V AC, Icw=50kA for 1s | ACB | LV_Switchgear | UW116NXD12600 | L&T | 1600A | 50kA | Nos. | None | Inventory | 1600A TP 50kA EDO U-Power ACB with O/C,S/C,E/F protection & 240V AC Motor,240V AC Closing, 240V AC Shunt, Microprocessor based Release UW - MTX3.5H, Frame size 1, Ics=Icu=50kA@415V AC, Icw=50kA for 1s
15852 | 1600A TP 50kA EDO U-Power ACB with O/C,S/C protection & 240V AC Motor,240V AC Closing, 240V AC Shunt, Microprocessor based Release UW - MTX1.0, Frame size 1, Ics=Icu=50kA@415V AC, Icw=50kA for 1s | ACB | LV_Switchgear | UW116NXD12700 | L&T | 1600A | 50kA | Nos. | None | Inventory | 1600A TP 50kA EDO U-Power ACB with O/C,S/C protection & 240V AC Motor,240V AC Closing, 240V AC Shunt, Microprocessor based Release UW - MTX1.0, Frame size 1, Ics=Icu=50kA@415V AC, Icw=50kA for 1s
15853 | 1600A TP 50kA EDO U-Power ACB with O/C,S/C,E/F protection & 240V AC Motor,240V AC Closing, 240V AC Shunt, Microprocessor based Release UW - MTX1G, Frame size 1, Ics=Icu=50kA@415V AC, Icw=50kA for 1s | ACB | LV_Switchgear | UW116NXD12800 | L&T | 1600A | 50kA | Nos. | None | Inventory | 1600A TP 50kA EDO U-Power ACB with O/C,S/C,E/F protection & 240V AC Motor,240V AC Closing, 240V AC Shunt, Microprocessor based Release UW - MTX1G, Frame size 1, Ics=Icu=50kA@415V AC, Icw=50kA for 1s
15854 | 3P, 1600A, 50kA, 800V DRAW OUT ELECTRICALLY OPERATED ACB MP BASED O/C,S/C & E/F RELEASES , SHUNT RELEASE , CLOSING RELEASE, Omega Fr. 1, Icu=50 kA Ics=50 kA MXT1.0G 800Vac EDO | ACB | LV_Switchgear | UW116NXD1280ZM | L&T | 1600A | 50kA | Nos. |  | Inventory | 3P, 1600A, 50kA, 800V DRAW OUT ELECTRICALLY OPERATED ACB MP BASED O/C,S/C & E/F RELEASES , SHUNT RELEASE , CLOSING RELEASE, Omega Fr. 1, Icu=50 kA Ics=50 kA MXT1.0G 800Vac EDO
15855 | 1600A TP 50kA EDO U-Power ACB with O/C,S/C,E/F protection & 240V AC Motor,240V AC Closing, 240V AC Shunt, Microprocessor based Release UW - MTX1.5G, Frame size 1, Ics=Icu=50kA@415V AC, Icw=50kA for 1s | ACB | LV_Switchgear | UW116NXD12900 | L&T | 1600A | 50kA | Nos. | None | Inventory | 1600A TP 50kA EDO U-Power ACB with O/C,S/C,E/F protection & 240V AC Motor,240V AC Closing, 240V AC Shunt, Microprocessor based Release UW - MTX1.5G, Frame size 1, Ics=Icu=50kA@415V AC, Icw=50kA for 1s
15856 | 1600A FP 65kA MDO U-Power ACB without Release, Frame size 1, Ics=Icu=65kA@415V AC, Icw=65kA for 1s | ACB | LV_Switchgear | UW116SFD01000 | L&T | 1600A | 65kA | Nos. | None | Inventory | 1600A FP 65kA MDO U-Power ACB without Release, Frame size 1, Ics=Icu=65kA@415V AC, Icw=65kA for 1s
15857 | 1600A FP 65kA MDO U-Power ACB with O/C,S/C,E/F protection, Microprocessor based Release UW - MTX4.5, Frame size 1, Ics=Icu=65kA@415V AC, Icw=65kA for 1s | ACB | LV_Switchgear | UW116SFD01500 | L&T | 1600A | 65kA | Nos. | None | Inventory | 1600A FP 65kA MDO U-Power ACB with O/C,S/C,E/F protection, Microprocessor based Release UW - MTX4.5, Frame size 1, Ics=Icu=65kA@415V AC, Icw=65kA for 1s
15858 | 1600A FP 65kA MDO U-Power ACB with O/C,S/C,E/F protection, Microprocessor based Release UW - MTX3.5H, Frame size 1, Ics=Icu=65kA@415V AC, Icw=65kA for 1s | ACB | LV_Switchgear | UW116SFD01600 | L&T | 1600A | 65kA | Nos. | None | Inventory | 1600A FP 65kA MDO U-Power ACB with O/C,S/C,E/F protection, Microprocessor based Release UW - MTX3.5H, Frame size 1, Ics=Icu=65kA@415V AC, Icw=65kA for 1s
15859 | 1600A FP 65kA MDO U-Power ACB with O/C,S/C protection, Microprocessor based Release UW - MTX1.0, Frame size 1, Ics=Icu=65kA@415V AC, Icw=65kA for 1s | ACB | LV_Switchgear | UW116SFD01700 | L&T | 1600A | 65kA | Nos. | None | Inventory | 1600A FP 65kA MDO U-Power ACB with O/C,S/C protection, Microprocessor based Release UW - MTX1.0, Frame size 1, Ics=Icu=65kA@415V AC, Icw=65kA for 1s
15860 | 1600A FP 65kA MDO U-Power ACB with O/C,S/C,E/F protection, Microprocessor based Release UW - MTX1G, Frame size 1, Ics=Icu=65kA@415V AC, Icw=65kA for 1s | ACB | LV_Switchgear | UW116SFD01800 | L&T | 1600A | 65kA | Nos. | None | Inventory | 1600A FP 65kA MDO U-Power ACB with O/C,S/C,E/F protection, Microprocessor based Release UW - MTX1G, Frame size 1, Ics=Icu=65kA@415V AC, Icw=65kA for 1s
15861 | 1600A FP 65kA MDO U-Power ACB with O/C,S/C,E/F protection, Microprocessor based Release UW - MTX1.5G, Frame size 1, Ics=Icu=65kA@415V AC, Icw=65kA for 1s | ACB | LV_Switchgear | UW116SFD01900 | L&T | 1600A | 65kA | Nos. | None | Inventory | 1600A FP 65kA MDO U-Power ACB with O/C,S/C,E/F protection, Microprocessor based Release UW - MTX1.5G, Frame size 1, Ics=Icu=65kA@415V AC, Icw=65kA for 1s
15862 | 1600A FP 65kA EDO U-Power ACB without Release, Frame size 1, Ics=Icu=65kA@415V AC, Icw=65kA for 1s | ACB | LV_Switchgear | UW116SFD12000 | L&T | 1600A | 65kA | Nos. | None | Inventory | 1600A FP 65kA EDO U-Power ACB without Release, Frame size 1, Ics=Icu=65kA@415V AC, Icw=65kA for 1s
15863 | 1600A FP 65kA EDO U-Power ACB with O/C,S/C,E/F protection & 240V AC Motor,240V AC Closing, 240V AC Shunt, Microprocessor based Release UW - MTX4.5, Frame size 1, Ics=Icu=65kA@415V AC, Icw=65kA for 1s | ACB | LV_Switchgear | UW116SFD12500 | L&T | 1600A | 65kA | Nos. | None | Inventory | 1600A FP 65kA EDO U-Power ACB with O/C,S/C,E/F protection & 240V AC Motor,240V AC Closing, 240V AC Shunt, Microprocessor based Release UW - MTX4.5, Frame size 1, Ics=Icu=65kA@415V AC, Icw=65kA for 1s
15864 | 1600A FP 65kA EDO U-Power ACB with O/C,S/C,E/F protection & 240V AC Motor,240V AC Closing, 240V AC Shunt, Microprocessor based Release UW - MTX3.5H, Frame size 1, Ics=Icu=65kA@415V AC, Icw=65kA for 1s | ACB | LV_Switchgear | UW116SFD12600 | L&T | 1600A | 65kA | Nos. | None | Inventory | 1600A FP 65kA EDO U-Power ACB with O/C,S/C,E/F protection & 240V AC Motor,240V AC Closing, 240V AC Shunt, Microprocessor based Release UW - MTX3.5H, Frame size 1, Ics=Icu=65kA@415V AC, Icw=65kA for 1s
15865 | 1600A FP 65kA EDO U-Power ACB with O/C,S/C protection & 240V AC Motor,240V AC Closing, 240V AC Shunt, Microprocessor based Release UW - MTX1.0, Frame size 1, Ics=Icu=65kA@415V AC, Icw=65kA for 1s | ACB | LV_Switchgear | UW116SFD12700 | L&T | 1600A | 65kA | Nos. | None | Inventory | 1600A FP 65kA EDO U-Power ACB with O/C,S/C protection & 240V AC Motor,240V AC Closing, 240V AC Shunt, Microprocessor based Release UW - MTX1.0, Frame size 1, Ics=Icu=65kA@415V AC, Icw=65kA for 1s
15866 | 1600A FP 65kA EDO U-Power ACB with O/C,S/C,E/F protection & 240V AC Motor,240V AC Closing, 240V AC Shunt, Microprocessor based Release UW - MTX1G, Frame size 1, Ics=Icu=65kA@415V AC, Icw=65kA for 1s | ACB | LV_Switchgear | UW116SFD12800 | L&T | 1600A | 65kA | Nos. | None | Inventory | 1600A FP 65kA EDO U-Power ACB with O/C,S/C,E/F protection & 240V AC Motor,240V AC Closing, 240V AC Shunt, Microprocessor based Release UW - MTX1G, Frame size 1, Ics=Icu=65kA@415V AC, Icw=65kA for 1s
15867 | 1600A FP 65kA EDO U-Power ACB with O/C,S/C,E/F protection & 240V AC Motor,240V AC Closing, 240V AC Shunt, Microprocessor based Release UW - MTX1.5G, Frame size 1, Ics=Icu=65kA@415V AC, Icw=65kA for 1s | ACB | LV_Switchgear | UW116SFD12900 | L&T | 1600A | 65kA | Nos. | None | Inventory | 1600A FP 65kA EDO U-Power ACB with O/C,S/C,E/F protection & 240V AC Motor,240V AC Closing, 240V AC Shunt, Microprocessor based Release UW - MTX1.5G, Frame size 1, Ics=Icu=65kA@415V AC, Icw=65kA for 1s
15868 | 1600A TP 65kA MDO U-Power ACB without Release, Frame size 1, Ics=Icu=65kA@415V AC, Icw=65kA for 1s | ACB | LV_Switchgear | UW116SXD01000 | L&T | 1600A | 65kA | Nos. | None | Inventory | 1600A TP 65kA MDO U-Power ACB without Release, Frame size 1, Ics=Icu=65kA@415V AC, Icw=65kA for 1s
15869 | 1600A TP 65kA MDO U-Power ACB with O/C,S/C,E/F protection, Microprocessor based Release UW - MTX4.5, Frame size 1, Ics=Icu=65kA@415V AC, Icw=65kA for 1s | ACB | LV_Switchgear | UW116SXD01500 | L&T | 1600A | 65kA | Nos. | None | Inventory | 1600A TP 65kA MDO U-Power ACB with O/C,S/C,E/F protection, Microprocessor based Release UW - MTX4.5, Frame size 1, Ics=Icu=65kA@415V AC, Icw=65kA for 1s
15870 | 1600A TP 65kA MDO U-Power ACB with O/C,S/C,E/F protection, Microprocessor based Release UW - MTX3.5H, Frame size 1, Ics=Icu=65kA@415V AC, Icw=65kA for 1s | ACB | LV_Switchgear | UW116SXD01600 | L&T | 1600A | 65kA | Nos. | None | Inventory | 1600A TP 65kA MDO U-Power ACB with O/C,S/C,E/F protection, Microprocessor based Release UW - MTX3.5H, Frame size 1, Ics=Icu=65kA@415V AC, Icw=65kA for 1s
15871 | 1600A TP 65kA MDO U-Power ACB with O/C,S/C protection, Microprocessor based Release UW - MTX1.0, Frame size 1, Ics=Icu=65kA@415V AC, Icw=65kA for 1s | ACB | LV_Switchgear | UW116SXD01700 | L&T | 1600A | 65kA | Nos. | None | Inventory | 1600A TP 65kA MDO U-Power ACB with O/C,S/C protection, Microprocessor based Release UW - MTX1.0, Frame size 1, Ics=Icu=65kA@415V AC, Icw=65kA for 1s
15872 | 1600A TP 65kA MDO U-Power ACB with O/C,S/C,E/F protection, Microprocessor based Release UW - MTX1G, Frame size 1, Ics=Icu=65kA@415V AC, Icw=65kA for 1s | ACB | LV_Switchgear | UW116SXD01800 | L&T | 1600A | 65kA | Nos. | None | Inventory | 1600A TP 65kA MDO U-Power ACB with O/C,S/C,E/F protection, Microprocessor based Release UW - MTX1G, Frame size 1, Ics=Icu=65kA@415V AC, Icw=65kA for 1s
15873 | 1600A TP 65kA MDO U-Power ACB with O/C,S/C,E/F protection, Microprocessor based Release UW - MTX1.5G, Frame size 1, Ics=Icu=65kA@415V AC, Icw=65kA for 1s | ACB | LV_Switchgear | UW116SXD01900 | L&T | 1600A | 65kA | Nos. | None | Inventory | 1600A TP 65kA MDO U-Power ACB with O/C,S/C,E/F protection, Microprocessor based Release UW - MTX1.5G, Frame size 1, Ics=Icu=65kA@415V AC, Icw=65kA for 1s
15874 | 1600A TP 65kA EDO U-Power ACB without Release, Frame size 1, Ics=Icu=65kA@415V AC, Icw=65kA for 1s | ACB | LV_Switchgear | UW116SXD12000 | L&T | 1600A | 65kA | Nos. | None | Inventory | 1600A TP 65kA EDO U-Power ACB without Release, Frame size 1, Ics=Icu=65kA@415V AC, Icw=65kA for 1s
15875 | 1600A TP 65kA EDO U-Power ACB with O/C,S/C,E/F protection & 240V AC Motor,240V AC Closing, 240V AC Shunt, Microprocessor based Release UW - MTX4.5, Frame size 1, Ics=Icu=65kA@415V AC, Icw=65kA for 1s | ACB | LV_Switchgear | UW116SXD12500 | L&T | 1600A | 65kA | Nos. | None | Inventory | 1600A TP 65kA EDO U-Power ACB with O/C,S/C,E/F protection & 240V AC Motor,240V AC Closing, 240V AC Shunt, Microprocessor based Release UW - MTX4.5, Frame size 1, Ics=Icu=65kA@415V AC, Icw=65kA for 1s
15876 | 1600A TP 65kA EDO U-Power ACB with O/C,S/C,E/F protection & 240V AC Motor,240V AC Closing, 240V AC Shunt, Microprocessor based Release UW - MTX3.5H, Frame size 1, Ics=Icu=65kA@415V AC, Icw=65kA for 1s | ACB | LV_Switchgear | UW116SXD12600 | L&T | 1600A | 65kA | Nos. | None | Inventory | 1600A TP 65kA EDO U-Power ACB with O/C,S/C,E/F protection & 240V AC Motor,240V AC Closing, 240V AC Shunt, Microprocessor based Release UW - MTX3.5H, Frame size 1, Ics=Icu=65kA@415V AC, Icw=65kA for 1s
15877 | 1600A TP 65kA EDO U-Power ACB with O/C,S/C protection & 240V AC Motor,240V AC Closing, 240V AC Shunt, Microprocessor based Release UW - MTX1.0, Frame size 1, Ics=Icu=65kA@415V AC, Icw=65kA for 1s | ACB | LV_Switchgear | UW116SXD12700 | L&T | 1600A | 65kA | Nos. | None | Inventory | 1600A TP 65kA EDO U-Power ACB with O/C,S/C protection & 240V AC Motor,240V AC Closing, 240V AC Shunt, Microprocessor based Release UW - MTX1.0, Frame size 1, Ics=Icu=65kA@415V AC, Icw=65kA for 1s
15878 | 1600A TP 65kA EDO U-Power ACB with O/C,S/C,E/F protection & 240V AC Motor,240V AC Closing, 240V AC Shunt, Microprocessor based Release UW - MTX1G, Frame size 1, Ics=Icu=65kA@415V AC, Icw=65kA for 1s | ACB | LV_Switchgear | UW116SXD12800 | L&T | 1600A | 65kA | Nos. | None | Inventory | 1600A TP 65kA EDO U-Power ACB with O/C,S/C,E/F protection & 240V AC Motor,240V AC Closing, 240V AC Shunt, Microprocessor based Release UW - MTX1G, Frame size 1, Ics=Icu=65kA@415V AC, Icw=65kA for 1s
15879 | 1600A TP 65kA EDO U-Power ACB with O/C,S/C,E/F protection & 240V AC Motor,240V AC Closing, 240V AC Shunt, Microprocessor based Release UW - MTX1.5G, Frame size 1, Ics=Icu=65kA@415V AC, Icw=65kA for 1s | ACB | LV_Switchgear | UW116SXD12900 | L&T | 1600A | 65kA | Nos. | None | Inventory | 1600A TP 65kA EDO U-Power ACB with O/C,S/C,E/F protection & 240V AC Motor,240V AC Closing, 240V AC Shunt, Microprocessor based Release UW - MTX1.5G, Frame size 1, Ics=Icu=65kA@415V AC, Icw=65kA for 1s
15880 | 2000A FP 50kA EDO U-Power ACB with UW-MTX1.5G | ACB | LV_Switchgear | UW120NFD12900 | L&T | 2000A | 50kA | Nos. |  | Inventory | 2000A FP 50kA EDO U-Power ACB with UW-MTX1.5G
15881 | 2000A FP 65kA MDO U-Power ACB without Release, Frame size 1, Ics=Icu=65kA@415V AC, Icw=65kA for 1s | ACB | LV_Switchgear | UW120SFD01000 | L&T | 2000A | 65kA | Nos. | None | Inventory | 2000A FP 65kA MDO U-Power ACB without Release, Frame size 1, Ics=Icu=65kA@415V AC, Icw=65kA for 1s
15882 | 2000A FP 65kA MDO U-Power ACB with O/C,S/C,E/F protection, Microprocessor based Release UW - MTX4.5, Frame size 1, Ics=Icu=65kA@415V AC, Icw=65kA for 1s | ACB | LV_Switchgear | UW120SFD01500 | L&T | 2000A | 65kA | Nos. | None | Inventory | 2000A FP 65kA MDO U-Power ACB with O/C,S/C,E/F protection, Microprocessor based Release UW - MTX4.5, Frame size 1, Ics=Icu=65kA@415V AC, Icw=65kA for 1s
15883 | 2000A FP 65kA MDO U-Power ACB with O/C,S/C protection, Microprocessor based Release UW - MTX1.0, Frame size 1, Ics=Icu=65kA@415V AC, Icw=65kA for 1s | ACB | LV_Switchgear | UW120SFD01700 | L&T | 2000A | 65kA | Nos. | None | Inventory | 2000A FP 65kA MDO U-Power ACB with O/C,S/C protection, Microprocessor based Release UW - MTX1.0, Frame size 1, Ics=Icu=65kA@415V AC, Icw=65kA for 1s
15884 | 2000A FP 65kA MDO U-Power ACB with O/C,S/C,E/F protection, Microprocessor based Release UW - MTX1G, Frame size 1, Ics=Icu=65kA@415V AC, Icw=65kA for 1s | ACB | LV_Switchgear | UW120SFD01800 | L&T | 2000A | 65kA | Nos. | None | Inventory | 2000A FP 65kA MDO U-Power ACB with O/C,S/C,E/F protection, Microprocessor based Release UW - MTX1G, Frame size 1, Ics=Icu=65kA@415V AC, Icw=65kA for 1s
15885 | 2000A FP 65kA MDO U-Power ACB with O/C,S/C,E/F protection, Microprocessor based Release UW - MTX1.5G, Frame size 1, Ics=Icu=65kA@415V AC, Icw=65kA for 1s | ACB | LV_Switchgear | UW120SFD01900 | L&T | 2000A | 65kA | Nos. | None | Inventory | 2000A FP 65kA MDO U-Power ACB with O/C,S/C,E/F protection, Microprocessor based Release UW - MTX1.5G, Frame size 1, Ics=Icu=65kA@415V AC, Icw=65kA for 1s
15886 | 2000A FP 65kA MDO U-Power ACB with O/C,S/C,E/F protection, Microprocessor based Release UW - MTX3.5H, Frame size 1, Ics=Icu=65kA@415V AC, Icw=65kA for 1s | ACB | LV_Switchgear | UW120SFD02000 | L&T | 2000A | 65kA | Nos. | None | Inventory | 2000A FP 65kA MDO U-Power ACB with O/C,S/C,E/F protection, Microprocessor based Release UW - MTX3.5H, Frame size 1, Ics=Icu=65kA@415V AC, Icw=65kA for 1s
15887 | 2000A FP 65kA EDO U-Power ACB without Release, Frame size 1, Ics=Icu=65kA@415V AC, Icw=65kA for 1s | ACB | LV_Switchgear | UW120SFD12000 | L&T | 2000A | 65kA | Nos. | None | Inventory | 2000A FP 65kA EDO U-Power ACB without Release, Frame size 1, Ics=Icu=65kA@415V AC, Icw=65kA for 1s
15888 | 2000A FP 65kA EDO U-Power ACB with O/C,S/C,E/F protection & 240V AC Motor,240V AC Closing, 240V AC Shunt, Microprocessor based Release UW - MTX4.5, Frame size 1, Ics=Icu=65kA@415V AC, Icw=65kA for 1s | ACB | LV_Switchgear | UW120SFD12500 | L&T | 2000A | 65kA | Nos. | None | Inventory | 2000A FP 65kA EDO U-Power ACB with O/C,S/C,E/F protection & 240V AC Motor,240V AC Closing, 240V AC Shunt, Microprocessor based Release UW - MTX4.5, Frame size 1, Ics=Icu=65kA@415V AC, Icw=65kA for 1s
15889 | 2000A FP 65kA EDO U-Power ACB with O/C,S/C,E/F protection & 240V AC Motor,240V AC Closing, 240V AC Shunt, Microprocessor based Release UW - MTX3.5H, Frame size 1, Ics=Icu=65kA@415V AC, Icw=65kA for 1s | ACB | LV_Switchgear | UW120SFD12600 | L&T | 2000A | 65kA | Nos. | None | Inventory | 2000A FP 65kA EDO U-Power ACB with O/C,S/C,E/F protection & 240V AC Motor,240V AC Closing, 240V AC Shunt, Microprocessor based Release UW - MTX3.5H, Frame size 1, Ics=Icu=65kA@415V AC, Icw=65kA for 1s
15890 | 2000A FP 65kA EDO U-Power ACB with O/C,S/C protection & 240V AC Motor,240V AC Closing, 240V AC Shunt, Microprocessor based Release UW - MTX1.0, Frame size 1, Ics=Icu=65kA@415V AC, Icw=65kA for 1s | ACB | LV_Switchgear | UW120SFD12700 | L&T | 2000A | 65kA | Nos. | None | Inventory | 2000A FP 65kA EDO U-Power ACB with O/C,S/C protection & 240V AC Motor,240V AC Closing, 240V AC Shunt, Microprocessor based Release UW - MTX1.0, Frame size 1, Ics=Icu=65kA@415V AC, Icw=65kA for 1s
15891 | 2000A FP 65kA EDO U-Power ACB with O/C,S/C,E/F protection & 240V AC Motor,240V AC Closing, 240V AC Shunt, Microprocessor based Release UW - MTX1G, Frame size 1, Ics=Icu=65kA@415V AC, Icw=65kA for 1s | ACB | LV_Switchgear | UW120SFD12800 | L&T | 2000A | 65kA | Nos. | None | Inventory | 2000A FP 65kA EDO U-Power ACB with O/C,S/C,E/F protection & 240V AC Motor,240V AC Closing, 240V AC Shunt, Microprocessor based Release UW - MTX1G, Frame size 1, Ics=Icu=65kA@415V AC, Icw=65kA for 1s
15892 | 2000A FP 65kA EDO U-Power ACB with O/C,S/C,E/F protection & 240V AC Motor,240V AC Closing, 240V AC Shunt, Microprocessor based Release UW - MTX1.5G, Frame size 1, Ics=Icu=65kA@415V AC, Icw=65kA for 1s | ACB | LV_Switchgear | UW120SFD12900 | L&T | 2000A | 65kA | Nos. | None | Inventory | 2000A FP 65kA EDO U-Power ACB with O/C,S/C,E/F protection & 240V AC Motor,240V AC Closing, 240V AC Shunt, Microprocessor based Release UW - MTX1.5G, Frame size 1, Ics=Icu=65kA@415V AC, Icw=65kA for 1s
15893 | 2000A TP 65kA MDO U-Power ACB without Release, Frame size 1, Ics=Icu=65kA@415V AC, Icw=65kA for 1s | ACB | LV_Switchgear | UW120SXD01000 | L&T | 2000A | 65kA | Nos. | None | Inventory | 2000A TP 65kA MDO U-Power ACB without Release, Frame size 1, Ics=Icu=65kA@415V AC, Icw=65kA for 1s
15894 | 2000A TP 65kA MDO U-Power ACB with O/C,S/C,E/F protection, Microprocessor based Release UW - MTX4.5, Frame size 1, Ics=Icu=65kA@415V AC, Icw=65kA for 1s | ACB | LV_Switchgear | UW120SXD01500 | L&T | 2000A | 65kA | Nos. | None | Inventory | 2000A TP 65kA MDO U-Power ACB with O/C,S/C,E/F protection, Microprocessor based Release UW - MTX4.5, Frame size 1, Ics=Icu=65kA@415V AC, Icw=65kA for 1s
15895 | 2000A TP 65kA MDO U-Power ACB with O/C,S/C protection, Microprocessor based Release UW - MTX1.0, Frame size 1, Ics=Icu=65kA@415V AC, Icw=65kA for 1s | ACB | LV_Switchgear | UW120SXD01700 | L&T | 2000A | 65kA | Nos. | None | Inventory | 2000A TP 65kA MDO U-Power ACB with O/C,S/C protection, Microprocessor based Release UW - MTX1.0, Frame size 1, Ics=Icu=65kA@415V AC, Icw=65kA for 1s
15896 | 2000A TP 65kA MDO U-Power ACB with O/C,S/C,E/F protection, Microprocessor based Release UW - MTX1G, Frame size 1, Ics=Icu=65kA@415V AC, Icw=65kA for 1s | ACB | LV_Switchgear | UW120SXD01800 | L&T | 2000A | 65kA | Nos. | None | Inventory | 2000A TP 65kA MDO U-Power ACB with O/C,S/C,E/F protection, Microprocessor based Release UW - MTX1G, Frame size 1, Ics=Icu=65kA@415V AC, Icw=65kA for 1s
15897 | 2000A TP 65kA MDO U-Power ACB with O/C,S/C,E/F protection, Microprocessor based Release UW - MTX1.5G, Frame size 1, Ics=Icu=65kA@415V AC, Icw=65kA for 1s | ACB | LV_Switchgear | UW120SXD01900 | L&T | 2000A | 65kA | Nos. | None | Inventory | 2000A TP 65kA MDO U-Power ACB with O/C,S/C,E/F protection, Microprocessor based Release UW - MTX1.5G, Frame size 1, Ics=Icu=65kA@415V AC, Icw=65kA for 1s
15898 | 2000A TP 65kA MDO U-Power ACB with O/C,S/C,E/F protection, Microprocessor based Release UW - MTX3.5H, Frame size 1, Ics=Icu=65kA@415V AC, Icw=65kA for 1s | ACB | LV_Switchgear | UW120SXD02000 | L&T | 2000A | 65kA | Nos. | None | Inventory | 2000A TP 65kA MDO U-Power ACB with O/C,S/C,E/F protection, Microprocessor based Release UW - MTX3.5H, Frame size 1, Ics=Icu=65kA@415V AC, Icw=65kA for 1s
15899 | 2000A TP 65kA EDO U-Power ACB without Release, Frame size 1, Ics=Icu=65kA@415V AC, Icw=65kA for 1s | ACB | LV_Switchgear | UW120SXD12000 | L&T | 2000A | 65kA | Nos. | None | Inventory | 2000A TP 65kA EDO U-Power ACB without Release, Frame size 1, Ics=Icu=65kA@415V AC, Icw=65kA for 1s
15900 | 2000A TP 65kA EDO U-Power ACB with O/C,S/C,E/F protection & 240V AC Motor,240V AC Closing, 240V AC Shunt, Microprocessor based Release UW - MTX4.5, Frame size 1, Ics=Icu=65kA@415V AC, Icw=65kA for 1s | ACB | LV_Switchgear | UW120SXD12500 | L&T | 2000A | 65kA | Nos. | None | Inventory | 2000A TP 65kA EDO U-Power ACB with O/C,S/C,E/F protection & 240V AC Motor,240V AC Closing, 240V AC Shunt, Microprocessor based Release UW - MTX4.5, Frame size 1, Ics=Icu=65kA@415V AC, Icw=65kA for 1s
15901 | 2000A TP 65kA EDO U-Power ACB with O/C,S/C,E/F protection & 240V AC Motor,240V AC Closing, 240V AC Shunt, Microprocessor based Release UW - MTX3.5H, Frame size 1, Ics=Icu=65kA@415V AC, Icw=65kA for 1s | ACB | LV_Switchgear | UW120SXD12600 | L&T | 2000A | 65kA | Nos. | None | Inventory | 2000A TP 65kA EDO U-Power ACB with O/C,S/C,E/F protection & 240V AC Motor,240V AC Closing, 240V AC Shunt, Microprocessor based Release UW - MTX3.5H, Frame size 1, Ics=Icu=65kA@415V AC, Icw=65kA for 1s
15902 | 2000A TP 65kA EDO U-Power ACB with O/C,S/C protection & 240V AC Motor,240V AC Closing, 240V AC Shunt, Microprocessor based Release UW - MTX1.0, Frame size 1, Ics=Icu=65kA@415V AC, Icw=65kA for 1s | ACB | LV_Switchgear | UW120SXD12700 | L&T | 2000A | 65kA | Nos. | None | Inventory | 2000A TP 65kA EDO U-Power ACB with O/C,S/C protection & 240V AC Motor,240V AC Closing, 240V AC Shunt, Microprocessor based Release UW - MTX1.0, Frame size 1, Ics=Icu=65kA@415V AC, Icw=65kA for 1s
15903 | 2000A TP 65kA EDO U-Power ACB with O/C,S/C,E/F protection & 240V AC Motor,240V AC Closing, 240V AC Shunt, Microprocessor based Release UW - MTX1G, Frame size 1, Ics=Icu=65kA@415V AC, Icw=65kA for 1s | ACB | LV_Switchgear | UW120SXD12800 | L&T | 2000A | 65kA | Nos. | None | Inventory | 2000A TP 65kA EDO U-Power ACB with O/C,S/C,E/F protection & 240V AC Motor,240V AC Closing, 240V AC Shunt, Microprocessor based Release UW - MTX1G, Frame size 1, Ics=Icu=65kA@415V AC, Icw=65kA for 1s
15904 | 2000A TP 65kA EDO U-Power ACB with O/C,S/C,E/F protection & 240V AC Motor,240V AC Closing, 240V AC Shunt, Microprocessor based Release UW - MTX1.5G, Frame size 1, Ics=Icu=65kA@415V AC, Icw=65kA for 1s | ACB | LV_Switchgear | UW120SXD12900 | L&T | 2000A | 65kA | Nos. | None | Inventory | 2000A TP 65kA EDO U-Power ACB with O/C,S/C,E/F protection & 240V AC Motor,240V AC Closing, 240V AC Shunt, Microprocessor based Release UW - MTX1.5G, Frame size 1, Ics=Icu=65kA@415V AC, Icw=65kA for 1s
15905 | Omega Fr. 2 ACB 2500 A 3P Icu=50 kA Ics=50 kA MXT1.0G 800Vac MDO, Without ECD, Closing& ST Coil_ | ACB | LV_Switchgear | UW225NXD0180ZM | L&T | 2500A | 50kA | Nos. |  | Inventory | Omega Fr. 2 ACB 2500 A 3P Icu=50 kA Ics=50 kA MXT1.0G 800Vac MDO, Without ECD, Closing& ST Coil_
15906 | Omega Fr. 2 ACB 2500 A 3P Icu=50 kA Ics=50 kA MXT1.0G 800Vac EDO, Without ECD, Closing& ST Coil. | ACB | LV_Switchgear | UW225NXD0280ZM | L&T | 2500A | 50kA | Nos. |  | Inventory | Omega Fr. 2 ACB 2500 A 3P Icu=50 kA Ics=50 kA MXT1.0G 800Vac EDO, Without ECD, Closing& ST Coil.
15907 | Omega Fr. 2 ACB 2500 A 3P Icu=50 kA Ics=50 kA MXT1.0G 800Vac EDO | ACB | LV_Switchgear | UW225NXD1280ZM | L&T | 2500A | 50kA | Nos. |  | Inventory | Omega Fr. 2 ACB 2500 A 3P Icu=50 kA Ics=50 kA MXT1.0G 800Vac EDO
15908 | 2500A FP 65kA MDO U-Power ACB without Release, Frame size 2, Ics=Icu=65kA@415V AC, Icw=65kA for 1s | ACB | LV_Switchgear | UW225SFD01000 | L&T | 2500A | 65kA | Nos. | None | Inventory | 2500A FP 65kA MDO U-Power ACB without Release, Frame size 2, Ics=Icu=65kA@415V AC, Icw=65kA for 1s
15909 | 2500A FP 65kA MDO U-Power ACB with O/C,S/C,E/F protection, Microprocessor based Release UW - MTX4.5, Frame size 2, Ics=Icu=65kA@415V AC, Icw=65kA for 1s | ACB | LV_Switchgear | UW225SFD01500 | L&T | 2500A | 65kA | Nos. | None | Inventory | 2500A FP 65kA MDO U-Power ACB with O/C,S/C,E/F protection, Microprocessor based Release UW - MTX4.5, Frame size 2, Ics=Icu=65kA@415V AC, Icw=65kA for 1s
15910 | 2500A FP 65kA MDO U-Power ACB with O/C,S/C protection, Microprocessor based Release UW - MTX1.0, Frame size 2, Ics=Icu=65kA@415V AC, Icw=65kA for 1s | ACB | LV_Switchgear | UW225SFD01700 | L&T | 2500A | 65kA | Nos. | None | Inventory | 2500A FP 65kA MDO U-Power ACB with O/C,S/C protection, Microprocessor based Release UW - MTX1.0, Frame size 2, Ics=Icu=65kA@415V AC, Icw=65kA for 1s
15911 | 2500A FP 65kA MDO U-Power ACB with O/C,S/C,E/F protection, Microprocessor based Release UW - MTX1G, Frame size 2, Ics=Icu=65kA@415V AC, Icw=65kA for 1s | ACB | LV_Switchgear | UW225SFD01800 | L&T | 2500A | 65kA | Nos. | None | Inventory | 2500A FP 65kA MDO U-Power ACB with O/C,S/C,E/F protection, Microprocessor based Release UW - MTX1G, Frame size 2, Ics=Icu=65kA@415V AC, Icw=65kA for 1s
15912 | 2500A FP 65kA MDO U-Power ACB with O/C,S/C,E/F protection, Microprocessor based Release UW - MTX1.5G, Frame size 2, Ics=Icu=65kA@415V AC, Icw=65kA for 1s | ACB | LV_Switchgear | UW225SFD01900 | L&T | 2500A | 65kA | Nos. | None | Inventory | 2500A FP 65kA MDO U-Power ACB with O/C,S/C,E/F protection, Microprocessor based Release UW - MTX1.5G, Frame size 2, Ics=Icu=65kA@415V AC, Icw=65kA for 1s
15913 | 2500A FP 65kA MDO U-Power ACB with O/C,S/C,E/F protection, Microprocessor based Release UW - MTX3.5H, Frame size 2, Ics=Icu=65kA@415V AC, Icw=65kA for 1s | ACB | LV_Switchgear | UW225SFD02500 | L&T | 2500A | 65kA | Nos. | None | Inventory | 2500A FP 65kA MDO U-Power ACB with O/C,S/C,E/F protection, Microprocessor based Release UW - MTX3.5H, Frame size 2, Ics=Icu=65kA@415V AC, Icw=65kA for 1s
15914 | 2500A FP 65kA EDO U-Power ACB without Release, Frame size 2, Ics=Icu=65kA@415V AC, Icw=65kA for 1s | ACB | LV_Switchgear | UW225SFD12000 | L&T | 2500A | 65kA | Nos. | None | Inventory | 2500A FP 65kA EDO U-Power ACB without Release, Frame size 2, Ics=Icu=65kA@415V AC, Icw=65kA for 1s
15915 | 2500A FP 65kA EDO U-Power ACB with O/C,S/C,E/F protection & 240V AC Motor,240V AC Closing, 240V AC Shunt, Microprocessor based Release UW - MTX3.5H, Frame size 2, Ics=Icu=65kA@415V AC, Icw=65kA for 1s | ACB | LV_Switchgear | UW225SFD12600 | L&T | 2500A | 65kA | Nos. | None | Inventory | 2500A FP 65kA EDO U-Power ACB with O/C,S/C,E/F protection & 240V AC Motor,240V AC Closing, 240V AC Shunt, Microprocessor based Release UW - MTX3.5H, Frame size 2, Ics=Icu=65kA@415V AC, Icw=65kA for 1s
15916 | 2500A FP 65kA EDO U-Power ACB with O/C,S/C protection & 240V AC Motor,240V AC Closing, 240V AC Shunt, Microprocessor based Release UW - MTX1.0, Frame size 2, Ics=Icu=65kA@415V AC, Icw=65kA for 1s | ACB | LV_Switchgear | UW225SFD12700 | L&T | 2500A | 65kA | Nos. | None | Inventory | 2500A FP 65kA EDO U-Power ACB with O/C,S/C protection & 240V AC Motor,240V AC Closing, 240V AC Shunt, Microprocessor based Release UW - MTX1.0, Frame size 2, Ics=Icu=65kA@415V AC, Icw=65kA for 1s
15917 | 2500A FP 65kA EDO U-Power ACB with O/C,S/C,E/F protection & 240V AC Motor,240V AC Closing, 240V AC Shunt, Microprocessor based Release UW - MTX1G, Frame size 2, Ics=Icu=65kA@415V AC, Icw=65kA for 1s | ACB | LV_Switchgear | UW225SFD12800 | L&T | 2500A | 65kA | Nos. | None | Inventory | 2500A FP 65kA EDO U-Power ACB with O/C,S/C,E/F protection & 240V AC Motor,240V AC Closing, 240V AC Shunt, Microprocessor based Release UW - MTX1G, Frame size 2, Ics=Icu=65kA@415V AC, Icw=65kA for 1s
15918 | 2500A FP 65kA EDO U-Power ACB with O/C,S/C,E/F protection & 240V AC Motor,240V AC Closing, 240V AC Shunt, Microprocessor based Release UW - MTX1.5G, Frame size 2, Ics=Icu=65kA@415V AC, Icw=65kA for 1s | ACB | LV_Switchgear | UW225SFD12900 | L&T | 2500A | 65kA | Nos. | None | Inventory | 2500A FP 65kA EDO U-Power ACB with O/C,S/C,E/F protection & 240V AC Motor,240V AC Closing, 240V AC Shunt, Microprocessor based Release UW - MTX1.5G, Frame size 2, Ics=Icu=65kA@415V AC, Icw=65kA for 1s
15919 | 2500A FP 65kA EDO U-Power ACB with O/C,S/C,E/F protection & 240V AC Motor,240V AC Closing, 240V AC Shunt, Microprocessor based Release UW - MTX4.5, Frame size 2, Ics=Icu=65kA@415V AC, Icw=65kA for 1s | ACB | LV_Switchgear | UW225SFD22500 | L&T | 2500A | 65kA | Nos. | None | Inventory | 2500A FP 65kA EDO U-Power ACB with O/C,S/C,E/F protection & 240V AC Motor,240V AC Closing, 240V AC Shunt, Microprocessor based Release UW - MTX4.5, Frame size 2, Ics=Icu=65kA@415V AC, Icw=65kA for 1s
15920 | 2500A TP 65kA MDO U-Power ACB without Release, Frame size 2, Ics=Icu=65kA@415V AC, Icw=65kA for 1s | ACB | LV_Switchgear | UW225SXD01000 | L&T | 2500A | 65kA | Nos. | None | Inventory | 2500A TP 65kA MDO U-Power ACB without Release, Frame size 2, Ics=Icu=65kA@415V AC, Icw=65kA for 1s
15921 | 2500A TP 65kA MDO U-Power ACB with O/C,S/C,E/F protection, Microprocessor based Release UW - MTX4.5, Frame size 2, Ics=Icu=65kA@415V AC, Icw=65kA for 1s | ACB | LV_Switchgear | UW225SXD01500 | L&T | 2500A | 65kA | Nos. | None | Inventory | 2500A TP 65kA MDO U-Power ACB with O/C,S/C,E/F protection, Microprocessor based Release UW - MTX4.5, Frame size 2, Ics=Icu=65kA@415V AC, Icw=65kA for 1s
15922 | 2500A TP 65kA MDO U-Power ACB with O/C,S/C protection, Microprocessor based Release UW - MTX1.0, Frame size 2, Ics=Icu=65kA@415V AC, Icw=65kA for 1s | ACB | LV_Switchgear | UW225SXD01700 | L&T | 2500A | 65kA | Nos. | None | Inventory | 2500A TP 65kA MDO U-Power ACB with O/C,S/C protection, Microprocessor based Release UW - MTX1.0, Frame size 2, Ics=Icu=65kA@415V AC, Icw=65kA for 1s
15923 | 2500A TP 65kA MDO U-Power ACB with O/C,S/C,E/F protection, Microprocessor based Release UW - MTX1G, Frame size 2, Ics=Icu=65kA@415V AC, Icw=65kA for 1s | ACB | LV_Switchgear | UW225SXD01800 | L&T | 2500A | 65kA | Nos. | None | Inventory | 2500A TP 65kA MDO U-Power ACB with O/C,S/C,E/F protection, Microprocessor based Release UW - MTX1G, Frame size 2, Ics=Icu=65kA@415V AC, Icw=65kA for 1s
15924 | 2500A TP 65kA MDO U-Power ACB with O/C,S/C,E/F protection, Microprocessor based Release UW - MTX1.5G, Frame size 2, Ics=Icu=65kA@415V AC, Icw=65kA for 1s | ACB | LV_Switchgear | UW225SXD01900 | L&T | 2500A | 65kA | Nos. | None | Inventory | 2500A TP 65kA MDO U-Power ACB with O/C,S/C,E/F protection, Microprocessor based Release UW - MTX1.5G, Frame size 2, Ics=Icu=65kA@415V AC, Icw=65kA for 1s
15925 | 2500A TP 65kA MDO U-Power ACB with O/C,S/C,E/F protection, Microprocessor based Release UW - MTX3.5H, Frame size 2, Ics=Icu=65kA@415V AC, Icw=65kA for 1s | ACB | LV_Switchgear | UW225SXD02500 | L&T | 2500A | 65kA | Nos. | None | Inventory | 2500A TP 65kA MDO U-Power ACB with O/C,S/C,E/F protection, Microprocessor based Release UW - MTX3.5H, Frame size 2, Ics=Icu=65kA@415V AC, Icw=65kA for 1s
15926 | 2500A TP 65kA EDO U-Power ACB without Release, Frame size 2, Ics=Icu=65kA@415V AC, Icw=65kA for 1s | ACB | LV_Switchgear | UW225SXD12000 | L&T | 2500A | 65kA | Nos. | None | Inventory | 2500A TP 65kA EDO U-Power ACB without Release, Frame size 2, Ics=Icu=65kA@415V AC, Icw=65kA for 1s
15927 | 2500A TP 65kA EDO U-Power ACB with O/C,S/C,E/F protection & 240V AC Motor,240V AC Closing, 240V AC Shunt, Microprocessor based Release UW - MTX3.5H, Frame size 2, Ics=Icu=65kA@415V AC, Icw=65kA for 1s | ACB | LV_Switchgear | UW225SXD12600 | L&T | 2500A | 65kA | Nos. | None | Inventory | 2500A TP 65kA EDO U-Power ACB with O/C,S/C,E/F protection & 240V AC Motor,240V AC Closing, 240V AC Shunt, Microprocessor based Release UW - MTX3.5H, Frame size 2, Ics=Icu=65kA@415V AC, Icw=65kA for 1s
15928 | 2500A TP 65kA EDO U-Power ACB with O/C,S/C protection & 240V AC Motor,240V AC Closing, 240V AC Shunt, Microprocessor based Release UW - MTX1.0, Frame size 2, Ics=Icu=65kA@415V AC, Icw=65kA for 1s | ACB | LV_Switchgear | UW225SXD12700 | L&T | 2500A | 65kA | Nos. | None | Inventory | 2500A TP 65kA EDO U-Power ACB with O/C,S/C protection & 240V AC Motor,240V AC Closing, 240V AC Shunt, Microprocessor based Release UW - MTX1.0, Frame size 2, Ics=Icu=65kA@415V AC, Icw=65kA for 1s
15929 | 2500A TP 65kA EDO U-Power ACB with O/C,S/C,E/F protection & 240V AC Motor,240V AC Closing, 240V AC Shunt, Microprocessor based Release UW - MTX1G, Frame size 2, Ics=Icu=65kA@415V AC, Icw=65kA for 1s | ACB | LV_Switchgear | UW225SXD12800 | L&T | 2500A | 65kA | Nos. | None | Inventory | 2500A TP 65kA EDO U-Power ACB with O/C,S/C,E/F protection & 240V AC Motor,240V AC Closing, 240V AC Shunt, Microprocessor based Release UW - MTX1G, Frame size 2, Ics=Icu=65kA@415V AC, Icw=65kA for 1s
15930 | 2500A TP 65kA EDO U-Power ACB with O/C,S/C,E/F protection & 240V AC Motor,240V AC Closing, 240V AC Shunt, Microprocessor based Release UW - MTX1.5G, Frame size 2, Ics=Icu=65kA@415V AC, Icw=65kA for 1s | ACB | LV_Switchgear | UW225SXD12900 | L&T | 2500A | 65kA | Nos. | None | Inventory | 2500A TP 65kA EDO U-Power ACB with O/C,S/C,E/F protection & 240V AC Motor,240V AC Closing, 240V AC Shunt, Microprocessor based Release UW - MTX1.5G, Frame size 2, Ics=Icu=65kA@415V AC, Icw=65kA for 1s
15931 | 2500A TP 65kA EDO U-Power ACB with O/C,S/C,E/F protection & 240V AC Motor,240V AC Closing, 240V AC Shunt, Microprocessor based Release UW - MTX4.5, Frame size 2, Ics=Icu=65kA@415V AC, Icw=65kA for 1s | ACB | LV_Switchgear | UW225SXD22500 | L&T | 2500A | 65kA | Nos. | None | Inventory | 2500A TP 65kA EDO U-Power ACB with O/C,S/C,E/F protection & 240V AC Motor,240V AC Closing, 240V AC Shunt, Microprocessor based Release UW - MTX4.5, Frame size 2, Ics=Icu=65kA@415V AC, Icw=65kA for 1s
15932 | 3200A FP 80kA MDO U-Power ACB without Release, Frame size 2, Ics=Icu=80kA@415V AC, Icw=80kA for 1s | ACB | LV_Switchgear | UW232HFD01000 | L&T | 3200A | 80kA | Nos. | None | Inventory | 3200A FP 80kA MDO U-Power ACB without Release, Frame size 2, Ics=Icu=80kA@415V AC, Icw=80kA for 1s
15933 | 3200A FP 80kA MDO U-Power ACB with O/C,S/C,E/F protection, Microprocessor based Release UW - MTX4.5, Frame size 2, Ics=Icu=80kA@415V AC, Icw=80kA for 1s | ACB | LV_Switchgear | UW232HFD01500 | L&T | 3200A | 80kA | Nos. | None | Inventory | 3200A FP 80kA MDO U-Power ACB with O/C,S/C,E/F protection, Microprocessor based Release UW - MTX4.5, Frame size 2, Ics=Icu=80kA@415V AC, Icw=80kA for 1s
15934 | 3200A FP 80kA MDO U-Power ACB with O/C,S/C,E/F protection, Microprocessor based Release UW - MTX3.5H, Frame size 2, Ics=Icu=80kA@415V AC, Icw=80kA for 1s | ACB | LV_Switchgear | UW232HFD01600 | L&T | 3200A | 80kA | Nos. | None | Inventory | 3200A FP 80kA MDO U-Power ACB with O/C,S/C,E/F protection, Microprocessor based Release UW - MTX3.5H, Frame size 2, Ics=Icu=80kA@415V AC, Icw=80kA for 1s
15935 | 3200A FP 80kA MDO U-Power ACB with O/C,S/C protection, Microprocessor based Release UW - MTX1.0, Frame size 2, Ics=Icu=80kA@415V AC, Icw=80kA for 1s | ACB | LV_Switchgear | UW232HFD01700 | L&T | 3200A | 80kA | Nos. | None | Inventory | 3200A FP 80kA MDO U-Power ACB with O/C,S/C protection, Microprocessor based Release UW - MTX1.0, Frame size 2, Ics=Icu=80kA@415V AC, Icw=80kA for 1s
15936 | 3200A FP 80kA MDO U-Power ACB with O/C,S/C,E/F protection, Microprocessor based Release UW - MTX1G, Frame size 2, Ics=Icu=80kA@415V AC, Icw=80kA for 1s | ACB | LV_Switchgear | UW232HFD01800 | L&T | 3200A | 80kA | Nos. | None | Inventory | 3200A FP 80kA MDO U-Power ACB with O/C,S/C,E/F protection, Microprocessor based Release UW - MTX1G, Frame size 2, Ics=Icu=80kA@415V AC, Icw=80kA for 1s
15937 | 3200A FP 80kA MDO U-Power ACB with O/C,S/C,E/F protection, Microprocessor based Release UW - MTX1.5G, Frame size 2, Ics=Icu=80kA@415V AC, Icw=80kA for 1s | ACB | LV_Switchgear | UW232HFD01900 | L&T | 3200A | 80kA | Nos. | None | Inventory | 3200A FP 80kA MDO U-Power ACB with O/C,S/C,E/F protection, Microprocessor based Release UW - MTX1.5G, Frame size 2, Ics=Icu=80kA@415V AC, Icw=80kA for 1s
15938 | 3200A FP 80kA EDO U-Power ACB without Release, Frame size 2, Ics=Icu=80kA@415V AC, Icw=80kA for 1s | ACB | LV_Switchgear | UW232HFD12000 | L&T | 3200A | 80kA | Nos. | None | Inventory | 3200A FP 80kA EDO U-Power ACB without Release, Frame size 2, Ics=Icu=80kA@415V AC, Icw=80kA for 1s
15939 | 3200A FP 80kA EDO U-Power ACB with O/C,S/C,E/F protection & 240V AC Motor,240V AC Closing, 240V AC Shunt, Microprocessor based Release UW - MTX4.5, Frame size 2, Ics=Icu=80kA@415V AC, Icw=80kA for 1s | ACB | LV_Switchgear | UW232HFD12500 | L&T | 3200A | 80kA | Nos. | None | Inventory | 3200A FP 80kA EDO U-Power ACB with O/C,S/C,E/F protection & 240V AC Motor,240V AC Closing, 240V AC Shunt, Microprocessor based Release UW - MTX4.5, Frame size 2, Ics=Icu=80kA@415V AC, Icw=80kA for 1s
15940 | 3200A FP 80kA EDO U-Power ACB with O/C,S/C,E/F protection & 240V AC Motor,240V AC Closing, 240V AC Shunt, Microprocessor based Release UW - MTX3.5H, Frame size 2, Ics=Icu=80kA@415V AC, Icw=80kA for 1s | ACB | LV_Switchgear | UW232HFD12600 | L&T | 3200A | 80kA | Nos. | None | Inventory | 3200A FP 80kA EDO U-Power ACB with O/C,S/C,E/F protection & 240V AC Motor,240V AC Closing, 240V AC Shunt, Microprocessor based Release UW - MTX3.5H, Frame size 2, Ics=Icu=80kA@415V AC, Icw=80kA for 1s
15941 | 3200A FP 80kA EDO U-Power ACB with O/C,S/C protection & 240V AC Motor,240V AC Closing, 240V AC Shunt, Microprocessor based Release UW - MTX1.0, Frame size 2, Ics=Icu=80kA@415V AC, Icw=80kA for 1s | ACB | LV_Switchgear | UW232HFD12700 | L&T | 3200A | 80kA | Nos. | None | Inventory | 3200A FP 80kA EDO U-Power ACB with O/C,S/C protection & 240V AC Motor,240V AC Closing, 240V AC Shunt, Microprocessor based Release UW - MTX1.0, Frame size 2, Ics=Icu=80kA@415V AC, Icw=80kA for 1s
15942 | 3200A FP 80kA EDO U-Power ACB with O/C,S/C,E/F protection & 240V AC Motor,240V AC Closing, 240V AC Shunt, Microprocessor based Release UW - MTX1G, Frame size 2, Ics=Icu=80kA@415V AC, Icw=80kA for 1s | ACB | LV_Switchgear | UW232HFD12800 | L&T | 3200A | 80kA | Nos. | None | Inventory | 3200A FP 80kA EDO U-Power ACB with O/C,S/C,E/F protection & 240V AC Motor,240V AC Closing, 240V AC Shunt, Microprocessor based Release UW - MTX1G, Frame size 2, Ics=Icu=80kA@415V AC, Icw=80kA for 1s
15943 | 3200A FP 80kA EDO U-Power ACB with O/C,S/C,E/F protection & 240V AC Motor,240V AC Closing, 240V AC Shunt, Microprocessor based Release UW - MTX1.5G, Frame size 2, Ics=Icu=80kA@415V AC, Icw=80kA for 1s | ACB | LV_Switchgear | UW232HFD12900 | L&T | 3200A | 80kA | Nos. | None | Inventory | 3200A FP 80kA EDO U-Power ACB with O/C,S/C,E/F protection & 240V AC Motor,240V AC Closing, 240V AC Shunt, Microprocessor based Release UW - MTX1.5G, Frame size 2, Ics=Icu=80kA@415V AC, Icw=80kA for 1s
15944 | 3200A TP 80kA MDO U-Power ACB without Release, Frame size 2, Ics=Icu=80kA@415V AC, Icw=80kA for 1s | ACB | LV_Switchgear | UW232HXD01000 | L&T | 3200A | 80kA | Nos. | None | Inventory | 3200A TP 80kA MDO U-Power ACB without Release, Frame size 2, Ics=Icu=80kA@415V AC, Icw=80kA for 1s
15945 | 3200A TP 80kA MDO U-Power ACB with O/C,S/C,E/F protection, Microprocessor based Release UW - MTX4.5, Frame size 2, Ics=Icu=80kA@415V AC, Icw=80kA for 1s | ACB | LV_Switchgear | UW232HXD01500 | L&T | 3200A | 80kA | Nos. | None | Inventory | 3200A TP 80kA MDO U-Power ACB with O/C,S/C,E/F protection, Microprocessor based Release UW - MTX4.5, Frame size 2, Ics=Icu=80kA@415V AC, Icw=80kA for 1s
15946 | 3200A TP 80kA MDO U-Power ACB with O/C,S/C,E/F protection, Microprocessor based Release UW - MTX3.5H, Frame size 2, Ics=Icu=80kA@415V AC, Icw=80kA for 1s | ACB | LV_Switchgear | UW232HXD01600 | L&T | 3200A | 80kA | Nos. | None | Inventory | 3200A TP 80kA MDO U-Power ACB with O/C,S/C,E/F protection, Microprocessor based Release UW - MTX3.5H, Frame size 2, Ics=Icu=80kA@415V AC, Icw=80kA for 1s
15947 | 3200A TP 80kA MDO U-Power ACB with O/C,S/C protection, Microprocessor based Release UW - MTX1.0, Frame size 2, Ics=Icu=80kA@415V AC, Icw=80kA for 1s | ACB | LV_Switchgear | UW232HXD01700 | L&T | 3200A | 80kA | Nos. | None | Inventory | 3200A TP 80kA MDO U-Power ACB with O/C,S/C protection, Microprocessor based Release UW - MTX1.0, Frame size 2, Ics=Icu=80kA@415V AC, Icw=80kA for 1s
15948 | 3200A TP 80kA MDO U-Power ACB with O/C,S/C,E/F protection, Microprocessor based Release UW - MTX1G, Frame size 2, Ics=Icu=80kA@415V AC, Icw=80kA for 1s | ACB | LV_Switchgear | UW232HXD01800 | L&T | 3200A | 80kA | Nos. | None | Inventory | 3200A TP 80kA MDO U-Power ACB with O/C,S/C,E/F protection, Microprocessor based Release UW - MTX1G, Frame size 2, Ics=Icu=80kA@415V AC, Icw=80kA for 1s
15949 | 3200A TP 80kA MDO U-Power ACB with O/C,S/C,E/F protection, Microprocessor based Release UW - MTX1.5G, Frame size 2, Ics=Icu=80kA@415V AC, Icw=80kA for 1s | ACB | LV_Switchgear | UW232HXD01900 | L&T | 3200A | 80kA | Nos. | None | Inventory | 3200A TP 80kA MDO U-Power ACB with O/C,S/C,E/F protection, Microprocessor based Release UW - MTX1.5G, Frame size 2, Ics=Icu=80kA@415V AC, Icw=80kA for 1s
15950 | 3200A TP 80kA EDO U-Power ACB without Release, Frame size 2, Ics=Icu=80kA@415V AC, Icw=80kA for 1s | ACB | LV_Switchgear | UW232HXD12000 | L&T | 3200A | 80kA | Nos. | None | Inventory | 3200A TP 80kA EDO U-Power ACB without Release, Frame size 2, Ics=Icu=80kA@415V AC, Icw=80kA for 1s
15951 | 3200A TP 80kA EDO U-Power ACB with O/C,S/C,E/F protection & 240V AC Motor,240V AC Closing, 240V AC Shunt, Microprocessor based Release UW - MTX4.5, Frame size 2, Ics=Icu=80kA@415V AC, Icw=80kA for 1s | ACB | LV_Switchgear | UW232HXD12500 | L&T | 3200A | 80kA | Nos. | None | Inventory | 3200A TP 80kA EDO U-Power ACB with O/C,S/C,E/F protection & 240V AC Motor,240V AC Closing, 240V AC Shunt, Microprocessor based Release UW - MTX4.5, Frame size 2, Ics=Icu=80kA@415V AC, Icw=80kA for 1s
15952 | 3200A TP 80kA EDO U-Power ACB with O/C,S/C,E/F protection & 240V AC Motor,240V AC Closing, 240V AC Shunt, Microprocessor based Release UW - MTX3.5H, Frame size 2, Ics=Icu=80kA@415V AC, Icw=80kA for 1s | ACB | LV_Switchgear | UW232HXD12600 | L&T | 3200A | 80kA | Nos. | None | Inventory | 3200A TP 80kA EDO U-Power ACB with O/C,S/C,E/F protection & 240V AC Motor,240V AC Closing, 240V AC Shunt, Microprocessor based Release UW - MTX3.5H, Frame size 2, Ics=Icu=80kA@415V AC, Icw=80kA for 1s
15953 | 3200A TP 80kA EDO U-Power ACB with O/C,S/C protection & 240V AC Motor,240V AC Closing, 240V AC Shunt, Microprocessor based Release UW - MTX1.0, Frame size 2, Ics=Icu=80kA@415V AC, Icw=80kA for 1s | ACB | LV_Switchgear | UW232HXD12700 | L&T | 3200A | 80kA | Nos. | None | Inventory | 3200A TP 80kA EDO U-Power ACB with O/C,S/C protection & 240V AC Motor,240V AC Closing, 240V AC Shunt, Microprocessor based Release UW - MTX1.0, Frame size 2, Ics=Icu=80kA@415V AC, Icw=80kA for 1s
15954 | 3200A TP 80kA EDO U-Power ACB with O/C,S/C,E/F protection & 240V AC Motor,240V AC Closing, 240V AC Shunt, Microprocessor based Release UW - MTX1G, Frame size 2, Ics=Icu=80kA@415V AC, Icw=80kA for 1s | ACB | LV_Switchgear | UW232HXD12800 | L&T | 3200A | 80kA | Nos. | None | Inventory | 3200A TP 80kA EDO U-Power ACB with O/C,S/C,E/F protection & 240V AC Motor,240V AC Closing, 240V AC Shunt, Microprocessor based Release UW - MTX1G, Frame size 2, Ics=Icu=80kA@415V AC, Icw=80kA for 1s
15955 | 3200A TP 80kA EDO U-Power ACB with O/C,S/C,E/F protection & 240V AC Motor,240V AC Closing, 240V AC Shunt, Microprocessor based Release UW - MTX1.5G, Frame size 2, Ics=Icu=80kA@415V AC, Icw=80kA for 1s | ACB | LV_Switchgear | UW232HXD12900 | L&T | 3200A | 80kA | Nos. | None | Inventory | 3200A TP 80kA EDO U-Power ACB with O/C,S/C,E/F protection & 240V AC Motor,240V AC Closing, 240V AC Shunt, Microprocessor based Release UW - MTX1.5G, Frame size 2, Ics=Icu=80kA@415V AC, Icw=80kA for 1s
15956 | Omega Fr. 2 ACB 3200 A 3P Icu=50 kA Ics=50 kA MXT1.0G 800Vac EDO | ACB | LV_Switchgear | UW232NXD1280ZM | L&T | 3200A | 50kA | Nos. |  | Inventory | Omega Fr. 2 ACB 3200 A 3P Icu=50 kA Ics=50 kA MXT1.0G 800Vac EDO
15957 | 3200 A TP Icu=50 kA Ics=50 kA MXT1.0G 800Vac MF Omega Fr. 2 ACB | ACB | LV_Switchgear | UW232NXF0180ZM | L&T | 3200A | 50kA | Nos. |  | Inventory | 3200 A TP Icu=50 kA Ics=50 kA MXT1.0G 800Vac MF Omega Fr. 2 ACB
15958 | 3200A FP 65kA MDO U-Power ACB without Release, Frame size 2, Ics=Icu=65kA@415V AC, Icw=65kA for 1s | ACB | LV_Switchgear | UW232SFD01000 | L&T | 3200A | 65kA | Nos. | None | Inventory | 3200A FP 65kA MDO U-Power ACB without Release, Frame size 2, Ics=Icu=65kA@415V AC, Icw=65kA for 1s
15959 | 3200A FP 65kA MDO U-Power ACB with O/C,S/C,E/F protection, Microprocessor based Release UW - MTX4.5, Frame size 2, Ics=Icu=65kA@415V AC, Icw=65kA for 1s | ACB | LV_Switchgear | UW232SFD01500 | L&T | 3200A | 65kA | Nos. | None | Inventory | 3200A FP 65kA MDO U-Power ACB with O/C,S/C,E/F protection, Microprocessor based Release UW - MTX4.5, Frame size 2, Ics=Icu=65kA@415V AC, Icw=65kA for 1s
15960 | 3200A FP 65kA MDO U-Power ACB with O/C,S/C,E/F protection, Microprocessor based Release UW - MTX3.5H, Frame size 2, Ics=Icu=65kA@415V AC, Icw=65kA for 1s | ACB | LV_Switchgear | UW232SFD01600 | L&T | 3200A | 65kA | Nos. | None | Inventory | 3200A FP 65kA MDO U-Power ACB with O/C,S/C,E/F protection, Microprocessor based Release UW - MTX3.5H, Frame size 2, Ics=Icu=65kA@415V AC, Icw=65kA for 1s
15961 | 3200A FP 65kA MDO U-Power ACB with O/C,S/C protection, Microprocessor based Release UW - MTX1.0, Frame size 2, Ics=Icu=65kA@415V AC, Icw=65kA for 1s | ACB | LV_Switchgear | UW232SFD01700 | L&T | 3200A | 65kA | Nos. | None | Inventory | 3200A FP 65kA MDO U-Power ACB with O/C,S/C protection, Microprocessor based Release UW - MTX1.0, Frame size 2, Ics=Icu=65kA@415V AC, Icw=65kA for 1s
15962 | 3200A FP 65kA MDO U-Power ACB with O/C,S/C,E/F protection, Microprocessor based Release UW - MTX1G, Frame size 2, Ics=Icu=65kA@415V AC, Icw=65kA for 1s | ACB | LV_Switchgear | UW232SFD01800 | L&T | 3200A | 65kA | Nos. | None | Inventory | 3200A FP 65kA MDO U-Power ACB with O/C,S/C,E/F protection, Microprocessor based Release UW - MTX1G, Frame size 2, Ics=Icu=65kA@415V AC, Icw=65kA for 1s
15963 | 3200A FP 65kA MDO U-Power ACB with O/C,S/C,E/F protection, Microprocessor based Release UW - MTX1.5G, Frame size 2, Ics=Icu=65kA@415V AC, Icw=65kA for 1s | ACB | LV_Switchgear | UW232SFD01900 | L&T | 3200A | 65kA | Nos. | None | Inventory | 3200A FP 65kA MDO U-Power ACB with O/C,S/C,E/F protection, Microprocessor based Release UW - MTX1.5G, Frame size 2, Ics=Icu=65kA@415V AC, Icw=65kA for 1s
15964 | 3200A FP 65kA EDO U-Power ACB without Release, Frame size 2, Ics=Icu=65kA@415V AC, Icw=65kA for 1s | ACB | LV_Switchgear | UW232SFD12000 | L&T | 3200A | 65kA | Nos. | None | Inventory | 3200A FP 65kA EDO U-Power ACB without Release, Frame size 2, Ics=Icu=65kA@415V AC, Icw=65kA for 1s
15965 | 3200A FP 65kA EDO U-Power ACB with O/C,S/C,E/F protection & 240V AC Motor,240V AC Closing, 240V AC Shunt, Microprocessor based Release UW - MTX4.5, Frame size 2, Ics=Icu=65kA@415V AC, Icw=65kA for 1s | ACB | LV_Switchgear | UW232SFD12500 | L&T | 3200A | 65kA | Nos. | None | Inventory | 3200A FP 65kA EDO U-Power ACB with O/C,S/C,E/F protection & 240V AC Motor,240V AC Closing, 240V AC Shunt, Microprocessor based Release UW - MTX4.5, Frame size 2, Ics=Icu=65kA@415V AC, Icw=65kA for 1s
15966 | 3200A FP 65kA EDO U-Power ACB with O/C,S/C,E/F protection & 240V AC Motor,240V AC Closing, 240V AC Shunt, Microprocessor based Release UW - MTX3.5H, Frame size 2, Ics=Icu=65kA@415V AC, Icw=65kA for 1s | ACB | LV_Switchgear | UW232SFD12600 | L&T | 3200A | 65kA | Nos. | None | Inventory | 3200A FP 65kA EDO U-Power ACB with O/C,S/C,E/F protection & 240V AC Motor,240V AC Closing, 240V AC Shunt, Microprocessor based Release UW - MTX3.5H, Frame size 2, Ics=Icu=65kA@415V AC, Icw=65kA for 1s
15967 | 3200A FP 65kA EDO U-Power ACB with O/C,S/C protection & 240V AC Motor,240V AC Closing, 240V AC Shunt, Microprocessor based Release UW - MTX1.0, Frame size 2, Ics=Icu=65kA@415V AC, Icw=65kA for 1s | ACB | LV_Switchgear | UW232SFD12700 | L&T | 3200A | 65kA | Nos. | None | Inventory | 3200A FP 65kA EDO U-Power ACB with O/C,S/C protection & 240V AC Motor,240V AC Closing, 240V AC Shunt, Microprocessor based Release UW - MTX1.0, Frame size 2, Ics=Icu=65kA@415V AC, Icw=65kA for 1s
15968 | 3200A FP 65kA EDO U-Power ACB with O/C,S/C,E/F protection & 240V AC Motor,240V AC Closing, 240V AC Shunt, Microprocessor based Release UW - MTX1G, Frame size 2, Ics=Icu=65kA@415V AC, Icw=65kA for 1s | ACB | LV_Switchgear | UW232SFD12800 | L&T | 3200A | 65kA | Nos. | None | Inventory | 3200A FP 65kA EDO U-Power ACB with O/C,S/C,E/F protection & 240V AC Motor,240V AC Closing, 240V AC Shunt, Microprocessor based Release UW - MTX1G, Frame size 2, Ics=Icu=65kA@415V AC, Icw=65kA for 1s
15969 | 3200A FP 65kA EDO U-Power ACB with O/C,S/C,E/F protection & 240V AC Motor,240V AC Closing, 240V AC Shunt, Microprocessor based Release UW - MTX1.5G, Frame size 2, Ics=Icu=65kA@415V AC, Icw=65kA for 1s | ACB | LV_Switchgear | UW232SFD12900 | L&T | 3200A | 65kA | Nos. | None | Inventory | 3200A FP 65kA EDO U-Power ACB with O/C,S/C,E/F protection & 240V AC Motor,240V AC Closing, 240V AC Shunt, Microprocessor based Release UW - MTX1.5G, Frame size 2, Ics=Icu=65kA@415V AC, Icw=65kA for 1s
15970 | 3200A TP 65kA MDO U-Power ACB without Release, Frame size 2, Ics=Icu=65kA@415V AC, Icw=65kA for 1s | ACB | LV_Switchgear | UW232SXD01000 | L&T | 3200A | 65kA | Nos. | None | Inventory | 3200A TP 65kA MDO U-Power ACB without Release, Frame size 2, Ics=Icu=65kA@415V AC, Icw=65kA for 1s
15971 | 3200A TP 65kA MDO U-Power ACB with O/C,S/C,E/F protection, Microprocessor based Release UW - MTX4.5, Frame size 2, Ics=Icu=65kA@415V AC, Icw=65kA for 1s | ACB | LV_Switchgear | UW232SXD01500 | L&T | 3200A | 65kA | Nos. | None | Inventory | 3200A TP 65kA MDO U-Power ACB with O/C,S/C,E/F protection, Microprocessor based Release UW - MTX4.5, Frame size 2, Ics=Icu=65kA@415V AC, Icw=65kA for 1s
15972 | 3200A TP 65kA MDO U-Power ACB with O/C,S/C,E/F protection, Microprocessor based Release UW - MTX3.5H, Frame size 2, Ics=Icu=65kA@415V AC, Icw=65kA for 1s | ACB | LV_Switchgear | UW232SXD01600 | L&T | 3200A | 65kA | Nos. | None | Inventory | 3200A TP 65kA MDO U-Power ACB with O/C,S/C,E/F protection, Microprocessor based Release UW - MTX3.5H, Frame size 2, Ics=Icu=65kA@415V AC, Icw=65kA for 1s
15973 | 3200A TP 65kA MDO U-Power ACB with O/C,S/C protection, Microprocessor based Release UW - MTX1.0, Frame size 2, Ics=Icu=65kA@415V AC, Icw=65kA for 1s | ACB | LV_Switchgear | UW232SXD01700 | L&T | 3200A | 65kA | Nos. | None | Inventory | 3200A TP 65kA MDO U-Power ACB with O/C,S/C protection, Microprocessor based Release UW - MTX1.0, Frame size 2, Ics=Icu=65kA@415V AC, Icw=65kA for 1s
15974 | 3200A TP 65kA MDO U-Power ACB with O/C,S/C,E/F protection, Microprocessor based Release UW - MTX1G, Frame size 2, Ics=Icu=65kA@415V AC, Icw=65kA for 1s | ACB | LV_Switchgear | UW232SXD01800 | L&T | 3200A | 65kA | Nos. | None | Inventory | 3200A TP 65kA MDO U-Power ACB with O/C,S/C,E/F protection, Microprocessor based Release UW - MTX1G, Frame size 2, Ics=Icu=65kA@415V AC, Icw=65kA for 1s
15975 | 3200A TP 65kA MDO U-Power ACB with O/C,S/C,E/F protection, Microprocessor based Release UW - MTX1.5G, Frame size 2, Ics=Icu=65kA@415V AC, Icw=65kA for 1s | ACB | LV_Switchgear | UW232SXD01900 | L&T | 3200A | 65kA | Nos. | None | Inventory | 3200A TP 65kA MDO U-Power ACB with O/C,S/C,E/F protection, Microprocessor based Release UW - MTX1.5G, Frame size 2, Ics=Icu=65kA@415V AC, Icw=65kA for 1s
15976 | 3200A TP 65kA EDO U-Power ACB without Release, Frame size 2, Ics=Icu=65kA@415V AC, Icw=65kA for 1s | ACB | LV_Switchgear | UW232SXD12000 | L&T | 3200A | 65kA | Nos. | None | Inventory | 3200A TP 65kA EDO U-Power ACB without Release, Frame size 2, Ics=Icu=65kA@415V AC, Icw=65kA for 1s
15977 | 3200A TP 65kA EDO U-Power ACB with O/C,S/C,E/F protection & 240V AC Motor,240V AC Closing, 240V AC Shunt, Microprocessor based Release UW - MTX4.5, Frame size 2, Ics=Icu=65kA@415V AC, Icw=65kA for 1s | ACB | LV_Switchgear | UW232SXD12500 | L&T | 3200A | 65kA | Nos. | None | Inventory | 3200A TP 65kA EDO U-Power ACB with O/C,S/C,E/F protection & 240V AC Motor,240V AC Closing, 240V AC Shunt, Microprocessor based Release UW - MTX4.5, Frame size 2, Ics=Icu=65kA@415V AC, Icw=65kA for 1s
15978 | 3200A TP 65kA EDO U-Power ACB with O/C,S/C,E/F protection & 240V AC Motor,240V AC Closing, 240V AC Shunt, Microprocessor based Release UW - MTX3.5H, Frame size 2, Ics=Icu=65kA@415V AC, Icw=65kA for 1s | ACB | LV_Switchgear | UW232SXD12600 | L&T | 3200A | 65kA | Nos. | None | Inventory | 3200A TP 65kA EDO U-Power ACB with O/C,S/C,E/F protection & 240V AC Motor,240V AC Closing, 240V AC Shunt, Microprocessor based Release UW - MTX3.5H, Frame size 2, Ics=Icu=65kA@415V AC, Icw=65kA for 1s
15979 | 3200A TP 65kA EDO U-Power ACB with O/C,S/C protection & 240V AC Motor,240V AC Closing, 240V AC Shunt, Microprocessor based Release UW - MTX1.0, Frame size 2, Ics=Icu=65kA@415V AC, Icw=65kA for 1s | ACB | LV_Switchgear | UW232SXD12700 | L&T | 3200A | 65kA | Nos. | None | Inventory | 3200A TP 65kA EDO U-Power ACB with O/C,S/C protection & 240V AC Motor,240V AC Closing, 240V AC Shunt, Microprocessor based Release UW - MTX1.0, Frame size 2, Ics=Icu=65kA@415V AC, Icw=65kA for 1s
15980 | 3200A TP 65kA EDO U-Power ACB with O/C,S/C,E/F protection & 240V AC Motor,240V AC Closing, 240V AC Shunt, Microprocessor based Release UW - MTX1G, Frame size 2, Ics=Icu=65kA@415V AC, Icw=65kA for 1s | ACB | LV_Switchgear | UW232SXD12800 | L&T | 3200A | 65kA | Nos. | None | Inventory | 3200A TP 65kA EDO U-Power ACB with O/C,S/C,E/F protection & 240V AC Motor,240V AC Closing, 240V AC Shunt, Microprocessor based Release UW - MTX1G, Frame size 2, Ics=Icu=65kA@415V AC, Icw=65kA for 1s
15981 | 3200A TP 65kA EDO U-Power ACB with O/C,S/C,E/F protection & 240V AC Motor,240V AC Closing, 240V AC Shunt, Microprocessor based Release UW - MTX1.5G, Frame size 2, Ics=Icu=65kA@415V AC, Icw=65kA for 1s | ACB | LV_Switchgear | UW232SXD12900 | L&T | 3200A | 65kA | Nos. | None | Inventory | 3200A TP 65kA EDO U-Power ACB with O/C,S/C,E/F protection & 240V AC Motor,240V AC Closing, 240V AC Shunt, Microprocessor based Release UW - MTX1.5G, Frame size 2, Ics=Icu=65kA@415V AC, Icw=65kA for 1s
15982 | 3200A,3P, 50kA,800V DRAW OUT ELECTRICALLY OPERATED ACB MP BASED O/C,S/C & E/F RELEASES , SHUNT RELEASE , CLOSING RELEASE, | ACB | LV_Switchgear | UW332NXD1280ZM | L&T | - | - | Nos. |  | Inventory | 3200A,3P, 50kA,800V DRAW OUT ELECTRICALLY OPERATED ACB MP BASED O/C,S/C & E/F RELEASES , SHUNT RELEASE , CLOSING RELEASE,
15983 | 4000A FP 80kA MDO U-Power ACB without Release, Frame size 3, Ics=Icu=80kA@415V AC, Icw=80kA for 1s | ACB | LV_Switchgear | UW340HFD01000 | L&T | 4000A | 80kA | Nos. | None | Inventory | 4000A FP 80kA MDO U-Power ACB without Release, Frame size 3, Ics=Icu=80kA@415V AC, Icw=80kA for 1s
15984 | 4000A FP 80kA MDO U-Power ACB with O/C,S/C,E/F protection, Microprocessor based Release UW - MTX4.5, Frame size 3, Ics=Icu=80kA@415V AC, Icw=80kA for 1s | ACB | LV_Switchgear | UW340HFD01500 | L&T | 4000A | 80kA | Nos. | None | Inventory | 4000A FP 80kA MDO U-Power ACB with O/C,S/C,E/F protection, Microprocessor based Release UW - MTX4.5, Frame size 3, Ics=Icu=80kA@415V AC, Icw=80kA for 1s
15985 | 4000A FP 80kA MDO U-Power ACB with O/C,S/C,E/F protection, Microprocessor based Release UW - MTX3.5H, Frame size 3, Ics=Icu=80kA@415V AC, Icw=80kA for 1s | ACB | LV_Switchgear | UW340HFD01600 | L&T | 4000A | 80kA | Nos. | None | Inventory | 4000A FP 80kA MDO U-Power ACB with O/C,S/C,E/F protection, Microprocessor based Release UW - MTX3.5H, Frame size 3, Ics=Icu=80kA@415V AC, Icw=80kA for 1s
15986 | 4000A FP 80kA MDO U-Power ACB with O/C,S/C protection, Microprocessor based Release UW - MTX1.0, Frame size 3, Ics=Icu=80kA@415V AC, Icw=80kA for 1s | ACB | LV_Switchgear | UW340HFD01700 | L&T | 4000A | 80kA | Nos. | None | Inventory | 4000A FP 80kA MDO U-Power ACB with O/C,S/C protection, Microprocessor based Release UW - MTX1.0, Frame size 3, Ics=Icu=80kA@415V AC, Icw=80kA for 1s
15987 | 4000A FP 80kA MDO U-Power ACB with O/C,S/C,E/F protection, Microprocessor based Release UW - MTX1G, Frame size 3, Ics=Icu=80kA@415V AC, Icw=80kA for 1s | ACB | LV_Switchgear | UW340HFD01800 | L&T | 4000A | 80kA | Nos. | None | Inventory | 4000A FP 80kA MDO U-Power ACB with O/C,S/C,E/F protection, Microprocessor based Release UW - MTX1G, Frame size 3, Ics=Icu=80kA@415V AC, Icw=80kA for 1s
15988 | 4000A FP 80kA MDO U-Power ACB with O/C,S/C,E/F protection, Microprocessor based Release UW - MTX1.5G, Frame size 3, Ics=Icu=80kA@415V AC, Icw=80kA for 1s | ACB | LV_Switchgear | UW340HFD01900 | L&T | 4000A | 80kA | Nos. | None | Inventory | 4000A FP 80kA MDO U-Power ACB with O/C,S/C,E/F protection, Microprocessor based Release UW - MTX1.5G, Frame size 3, Ics=Icu=80kA@415V AC, Icw=80kA for 1s
15989 | 4000A FP 80kA EDO U-Power ACB with O/C,S/C,E/F protection & 240V AC Motor,240V AC Closing, 240V AC Shunt, Microprocessor based Release UW - MTX4.5, Frame size 3, Ics=Icu=80kA@415V AC, Icw=80kA for 1s | ACB | LV_Switchgear | UW340HFD12500 | L&T | 4000A | 80kA | Nos. | None | Inventory | 4000A FP 80kA EDO U-Power ACB with O/C,S/C,E/F protection & 240V AC Motor,240V AC Closing, 240V AC Shunt, Microprocessor based Release UW - MTX4.5, Frame size 3, Ics=Icu=80kA@415V AC, Icw=80kA for 1s
15990 | 4000A FP 80kA EDO U-Power ACB with O/C,S/C,E/F protection & 240V AC Motor,240V AC Closing, 240V AC Shunt, Microprocessor based Release UW - MTX3.5H, Frame size 3, Ics=Icu=80kA@415V AC, Icw=80kA for 1s | ACB | LV_Switchgear | UW340HFD12600 | L&T | 4000A | 80kA | Nos. | None | Inventory | 4000A FP 80kA EDO U-Power ACB with O/C,S/C,E/F protection & 240V AC Motor,240V AC Closing, 240V AC Shunt, Microprocessor based Release UW - MTX3.5H, Frame size 3, Ics=Icu=80kA@415V AC, Icw=80kA for 1s
15991 | 4000A FP 80kA EDO U-Power ACB with O/C,S/C protection & 240V AC Motor,240V AC Closing, 240V AC Shunt, Microprocessor based Release UW - MTX1.0, Frame size 3, Ics=Icu=80kA@415V AC, Icw=80kA for 1s | ACB | LV_Switchgear | UW340HFD12700 | L&T | 4000A | 80kA | Nos. | None | Inventory | 4000A FP 80kA EDO U-Power ACB with O/C,S/C protection & 240V AC Motor,240V AC Closing, 240V AC Shunt, Microprocessor based Release UW - MTX1.0, Frame size 3, Ics=Icu=80kA@415V AC, Icw=80kA for 1s
15992 | 4000A FP 80kA EDO U-Power ACB with O/C,S/C,E/F protection & 240V AC Motor,240V AC Closing, 240V AC Shunt, Microprocessor based Release UW - MTX1G, Frame size 3, Ics=Icu=80kA@415V AC, Icw=80kA for 1s | ACB | LV_Switchgear | UW340HFD12800 | L&T | 4000A | 80kA | Nos. | None | Inventory | 4000A FP 80kA EDO U-Power ACB with O/C,S/C,E/F protection & 240V AC Motor,240V AC Closing, 240V AC Shunt, Microprocessor based Release UW - MTX1G, Frame size 3, Ics=Icu=80kA@415V AC, Icw=80kA for 1s
15993 | 4000A FP 80kA EDO U-Power ACB with O/C,S/C,E/F protection & 240V AC Motor,240V AC Closing, 240V AC Shunt, Microprocessor based Release UW - MTX1.5G, Frame size 3, Ics=Icu=80kA@415V AC, Icw=80kA for 1s | ACB | LV_Switchgear | UW340HFD12900 | L&T | 4000A | 80kA | Nos. | None | Inventory | 4000A FP 80kA EDO U-Power ACB with O/C,S/C,E/F protection & 240V AC Motor,240V AC Closing, 240V AC Shunt, Microprocessor based Release UW - MTX1.5G, Frame size 3, Ics=Icu=80kA@415V AC, Icw=80kA for 1s
15994 | 4000A TP 80kA MDO U-Power ACB without Release, Frame size 3, Ics=Icu=80kA@415V AC, Icw=80kA for 1s | ACB | LV_Switchgear | UW340HXD01000 | L&T | 4000A | 80kA | Nos. | None | Inventory | 4000A TP 80kA MDO U-Power ACB without Release, Frame size 3, Ics=Icu=80kA@415V AC, Icw=80kA for 1s
15995 | 4000A TP 80kA MDO U-Power ACB with O/C,S/C,E/F protection, Microprocessor based Release UW - MTX4.5, Frame size 3, Ics=Icu=80kA@415V AC, Icw=80kA for 1s | ACB | LV_Switchgear | UW340HXD01500 | L&T | 4000A | 80kA | Nos. | None | Inventory | 4000A TP 80kA MDO U-Power ACB with O/C,S/C,E/F protection, Microprocessor based Release UW - MTX4.5, Frame size 3, Ics=Icu=80kA@415V AC, Icw=80kA for 1s
15996 | 4000A TP 80kA MDO U-Power ACB with O/C,S/C,E/F protection, Microprocessor based Release UW - MTX3.5H, Frame size 3, Ics=Icu=80kA@415V AC, Icw=80kA for 1s | ACB | LV_Switchgear | UW340HXD01600 | L&T | 4000A | 80kA | Nos. | None | Inventory | 4000A TP 80kA MDO U-Power ACB with O/C,S/C,E/F protection, Microprocessor based Release UW - MTX3.5H, Frame size 3, Ics=Icu=80kA@415V AC, Icw=80kA for 1s
15997 | 4000A TP 80kA MDO U-Power ACB with O/C,S/C protection, Microprocessor based Release UW - MTX1.0, Frame size 3, Ics=Icu=80kA@415V AC, Icw=80kA for 1s | ACB | LV_Switchgear | UW340HXD01700 | L&T | 4000A | 80kA | Nos. | None | Inventory | 4000A TP 80kA MDO U-Power ACB with O/C,S/C protection, Microprocessor based Release UW - MTX1.0, Frame size 3, Ics=Icu=80kA@415V AC, Icw=80kA for 1s
15998 | 4000A TP 80kA MDO U-Power ACB with O/C,S/C,E/F protection, Microprocessor based Release UW - MTX1G, Frame size 3, Ics=Icu=80kA@415V AC, Icw=80kA for 1s | ACB | LV_Switchgear | UW340HXD01800 | L&T | 4000A | 80kA | Nos. | None | Inventory | 4000A TP 80kA MDO U-Power ACB with O/C,S/C,E/F protection, Microprocessor based Release UW - MTX1G, Frame size 3, Ics=Icu=80kA@415V AC, Icw=80kA for 1s
15999 | 4000A TP 80kA MDO U-Power ACB with O/C,S/C,E/F protection, Microprocessor based Release UW - MTX1.5G, Frame size 3, Ics=Icu=80kA@415V AC, Icw=80kA for 1s | ACB | LV_Switchgear | UW340HXD01900 | L&T | 4000A | 80kA | Nos. | None | Inventory | 4000A TP 80kA MDO U-Power ACB with O/C,S/C,E/F protection, Microprocessor based Release UW - MTX1.5G, Frame size 3, Ics=Icu=80kA@415V AC, Icw=80kA for 1s
16000 | 4000A TP 80kA EDO U-Power ACB without Release, Frame size 3, Ics=Icu=80kA@415V AC, Icw=80kA for 1s | ACB | LV_Switchgear | UW340HXD12000 | L&T | 4000A | 80kA | Nos. | None | Inventory | 4000A TP 80kA EDO U-Power ACB without Release, Frame size 3, Ics=Icu=80kA@415V AC, Icw=80kA for 1s
16001 | 4000A TP 80kA EDO U-Power ACB with O/C,S/C,E/F protection & 240V AC Motor,240V AC Closing, 240V AC Shunt, Microprocessor based Release UW - MTX4.5, Frame size 3, Ics=Icu=80kA@415V AC, Icw=80kA for 1s | ACB | LV_Switchgear | UW340HXD12500 | L&T | 4000A | 80kA | Nos. | None | Inventory | 4000A TP 80kA EDO U-Power ACB with O/C,S/C,E/F protection & 240V AC Motor,240V AC Closing, 240V AC Shunt, Microprocessor based Release UW - MTX4.5, Frame size 3, Ics=Icu=80kA@415V AC, Icw=80kA for 1s
16002 | 4000A TP 80kA EDO U-Power ACB with O/C,S/C,E/F protection & 240V AC Motor,240V AC Closing, 240V AC Shunt, Microprocessor based Release UW - MTX3.5H, Frame size 3, Ics=Icu=80kA@415V AC, Icw=80kA for 1s | ACB | LV_Switchgear | UW340HXD12600 | L&T | 4000A | 80kA | Nos. | None | Inventory | 4000A TP 80kA EDO U-Power ACB with O/C,S/C,E/F protection & 240V AC Motor,240V AC Closing, 240V AC Shunt, Microprocessor based Release UW - MTX3.5H, Frame size 3, Ics=Icu=80kA@415V AC, Icw=80kA for 1s
16003 | 4000A TP 80kA EDO U-Power ACB with O/C,S/C protection & 240V AC Motor,240V AC Closing, 240V AC Shunt, Microprocessor based Release UW - MTX1.0, Frame size 3, Ics=Icu=80kA@415V AC, Icw=80kA for 1s | ACB | LV_Switchgear | UW340HXD12700 | L&T | 4000A | 80kA | Nos. | None | Inventory | 4000A TP 80kA EDO U-Power ACB with O/C,S/C protection & 240V AC Motor,240V AC Closing, 240V AC Shunt, Microprocessor based Release UW - MTX1.0, Frame size 3, Ics=Icu=80kA@415V AC, Icw=80kA for 1s
16004 | 4000A TP 80kA EDO U-Power ACB with O/C,S/C,E/F protection & 240V AC Motor,240V AC Closing, 240V AC Shunt, Microprocessor based Release UW - MTX1G, Frame size 3, Ics=Icu=80kA@415V AC, Icw=80kA for 1s | ACB | LV_Switchgear | UW340HXD12800 | L&T | 4000A | 80kA | Nos. | None | Inventory | 4000A TP 80kA EDO U-Power ACB with O/C,S/C,E/F protection & 240V AC Motor,240V AC Closing, 240V AC Shunt, Microprocessor based Release UW - MTX1G, Frame size 3, Ics=Icu=80kA@415V AC, Icw=80kA for 1s
16005 | 4000A TP 80kA EDO U-Power ACB with O/C,S/C,E/F protection & 240V AC Motor,240V AC Closing, 240V AC Shunt, Microprocessor based Release UW - MTX1.5G, Frame size 3, Ics=Icu=80kA@415V AC, Icw=80kA for 1s | ACB | LV_Switchgear | UW340HXD12900 | L&T | 4000A | 80kA | Nos. | None | Inventory | 4000A TP 80kA EDO U-Power ACB with O/C,S/C,E/F protection & 240V AC Motor,240V AC Closing, 240V AC Shunt, Microprocessor based Release UW - MTX1.5G, Frame size 3, Ics=Icu=80kA@415V AC, Icw=80kA for 1s
16006 | 4000A FP 100kA MDO U-Power ACB without Release, Frame size 3, Ics=Icu=100kA@415V AC, Icw=100kA for 1s | ACB | LV_Switchgear | UW340VFD01000 | L&T | 4000A | 100kA | Nos. | None | Inventory | 4000A FP 100kA MDO U-Power ACB without Release, Frame size 3, Ics=Icu=100kA@415V AC, Icw=100kA for 1s
16007 | 4000A FP 100kA MDO U-Power ACB with O/C,S/C,E/F protection, Microprocessor based Release UW - MTX4.5, Frame size 3, Ics=Icu=100kA@415V AC, Icw=100kA for 1s | ACB | LV_Switchgear | UW340VFD01500 | L&T | 4000A | 100kA | Nos. | None | Inventory | 4000A FP 100kA MDO U-Power ACB with O/C,S/C,E/F protection, Microprocessor based Release UW - MTX4.5, Frame size 3, Ics=Icu=100kA@415V AC, Icw=100kA for 1s
16008 | 4000A FP 100kA MDO U-Power ACB with O/C,S/C,E/F protection, Microprocessor based Release UW - MTX3.5H, Frame size 3, Ics=Icu=100kA@415V AC, Icw=100kA for 1s | ACB | LV_Switchgear | UW340VFD01600 | L&T | 4000A | 100kA | Nos. | None | Inventory | 4000A FP 100kA MDO U-Power ACB with O/C,S/C,E/F protection, Microprocessor based Release UW - MTX3.5H, Frame size 3, Ics=Icu=100kA@415V AC, Icw=100kA for 1s
16009 | 4000A FP 100kA MDO U-Power ACB with O/C,S/C protection, Microprocessor based Release UW - MTX1.0, Frame size 3, Ics=Icu=100kA@415V AC, Icw=100kA for 1s | ACB | LV_Switchgear | UW340VFD01700 | L&T | 4000A | 100kA | Nos. | None | Inventory | 4000A FP 100kA MDO U-Power ACB with O/C,S/C protection, Microprocessor based Release UW - MTX1.0, Frame size 3, Ics=Icu=100kA@415V AC, Icw=100kA for 1s
16010 | 4000A FP 100kA MDO U-Power ACB with O/C,S/C,E/F protection, Microprocessor based Release UW - MTX1G, Frame size 3, Ics=Icu=100kA@415V AC, Icw=100kA for 1s | ACB | LV_Switchgear | UW340VFD01800 | L&T | 4000A | 100kA | Nos. | None | Inventory | 4000A FP 100kA MDO U-Power ACB with O/C,S/C,E/F protection, Microprocessor based Release UW - MTX1G, Frame size 3, Ics=Icu=100kA@415V AC, Icw=100kA for 1s
16011 | 4000A FP 100kA MDO U-Power ACB with O/C,S/C,E/F protection, Microprocessor based Release UW - MTX1.5G, Frame size 3, Ics=Icu=100kA@415V AC, Icw=100kA for 1s | ACB | LV_Switchgear | UW340VFD01900 | L&T | 4000A | 100kA | Nos. | None | Inventory | 4000A FP 100kA MDO U-Power ACB with O/C,S/C,E/F protection, Microprocessor based Release UW - MTX1.5G, Frame size 3, Ics=Icu=100kA@415V AC, Icw=100kA for 1s
16012 | 4000A FP 100kA EDO U-Power ACB with O/C,S/C,E/F protection & 240V AC Motor,240V AC Closing, 240V AC Shunt, Microprocessor based Release UW - MTX4.5, Frame size 3, Ics=Icu=100kA@415V AC, Icw=100kA for 1s | ACB | LV_Switchgear | UW340VFD12500 | L&T | 4000A | 100kA | Nos. | None | Inventory | 4000A FP 100kA EDO U-Power ACB with O/C,S/C,E/F protection & 240V AC Motor,240V AC Closing, 240V AC Shunt, Microprocessor based Release UW - MTX4.5, Frame size 3, Ics=Icu=100kA@415V AC, Icw=100kA for 1s
16013 | 4000A FP 100kA EDO U-Power ACB with O/C,S/C,E/F protection & 240V AC Motor,240V AC Closing, 240V AC Shunt, Microprocessor based Release UW - MTX3.5H, Frame size 3, Ics=Icu=100kA@415V AC, Icw=100kA for 1s | ACB | LV_Switchgear | UW340VFD12600 | L&T | 4000A | 100kA | Nos. | None | Inventory | 4000A FP 100kA EDO U-Power ACB with O/C,S/C,E/F protection & 240V AC Motor,240V AC Closing, 240V AC Shunt, Microprocessor based Release UW - MTX3.5H, Frame size 3, Ics=Icu=100kA@415V AC, Icw=100kA for 1s
16014 | 4000A FP 100kA EDO U-Power ACB with O/C,S/C protection & 240V AC Motor,240V AC Closing, 240V AC Shunt, Microprocessor based Release UW - MTX1.0, Frame size 3, Ics=Icu=100kA@415V AC, Icw=100kA for 1s | ACB | LV_Switchgear | UW340VFD12700 | L&T | 4000A | 100kA | Nos. | None | Inventory | 4000A FP 100kA EDO U-Power ACB with O/C,S/C protection & 240V AC Motor,240V AC Closing, 240V AC Shunt, Microprocessor based Release UW - MTX1.0, Frame size 3, Ics=Icu=100kA@415V AC, Icw=100kA for 1s
16015 | 4000A FP 100kA EDO U-Power ACB with O/C,S/C,E/F protection & 240V AC Motor,240V AC Closing, 240V AC Shunt, Microprocessor based Release UW - MTX1G, Frame size 3, Ics=Icu=100kA@415V AC, Icw=100kA for 1s | ACB | LV_Switchgear | UW340VFD12800 | L&T | 4000A | 100kA | Nos. | None | Inventory | 4000A FP 100kA EDO U-Power ACB with O/C,S/C,E/F protection & 240V AC Motor,240V AC Closing, 240V AC Shunt, Microprocessor based Release UW - MTX1G, Frame size 3, Ics=Icu=100kA@415V AC, Icw=100kA for 1s
16016 | 4000A FP 100kA EDO U-Power ACB with O/C,S/C,E/F protection & 240V AC Motor,240V AC Closing, 240V AC Shunt, Microprocessor based Release UW - MTX1.5G, Frame size 3, Ics=Icu=100kA@415V AC, Icw=100kA for 1s | ACB | LV_Switchgear | UW340VFD12900 | L&T | 4000A | 100kA | Nos. | None | Inventory | 4000A FP 100kA EDO U-Power ACB with O/C,S/C,E/F protection & 240V AC Motor,240V AC Closing, 240V AC Shunt, Microprocessor based Release UW - MTX1.5G, Frame size 3, Ics=Icu=100kA@415V AC, Icw=100kA for 1s
16017 | 4000A TP 100kA MDO U-Power ACB without Release, Frame size 3, Ics=Icu=100kA@415V AC, Icw=100kA for 1s | ACB | LV_Switchgear | UW340VXD01000 | L&T | 4000A | 100kA | Nos. | None | Inventory | 4000A TP 100kA MDO U-Power ACB without Release, Frame size 3, Ics=Icu=100kA@415V AC, Icw=100kA for 1s
16018 | 4000A TP 100kA MDO U-Power ACB with O/C,S/C,E/F protection, Microprocessor based Release UW - MTX4.5, Frame size 3, Ics=Icu=100kA@415V AC, Icw=100kA for 1s | ACB | LV_Switchgear | UW340VXD01500 | L&T | 4000A | 100kA | Nos. | None | Inventory | 4000A TP 100kA MDO U-Power ACB with O/C,S/C,E/F protection, Microprocessor based Release UW - MTX4.5, Frame size 3, Ics=Icu=100kA@415V AC, Icw=100kA for 1s
16019 | 4000A TP 100kA MDO U-Power ACB with O/C,S/C,E/F protection, Microprocessor based Release UW - MTX3.5H, Frame size 3, Ics=Icu=100kA@415V AC, Icw=100kA for 1s | ACB | LV_Switchgear | UW340VXD01600 | L&T | 4000A | 100kA | Nos. | None | Inventory | 4000A TP 100kA MDO U-Power ACB with O/C,S/C,E/F protection, Microprocessor based Release UW - MTX3.5H, Frame size 3, Ics=Icu=100kA@415V AC, Icw=100kA for 1s
16020 | 4000A TP 100kA MDO U-Power ACB with O/C,S/C protection, Microprocessor based Release UW - MTX1.0, Frame size 3, Ics=Icu=100kA@415V AC, Icw=100kA for 1s | ACB | LV_Switchgear | UW340VXD01700 | L&T | 4000A | 100kA | Nos. | None | Inventory | 4000A TP 100kA MDO U-Power ACB with O/C,S/C protection, Microprocessor based Release UW - MTX1.0, Frame size 3, Ics=Icu=100kA@415V AC, Icw=100kA for 1s
16021 | 4000A TP 100kA MDO U-Power ACB with O/C,S/C,E/F protection, Microprocessor based Release UW - MTX1G, Frame size 3, Ics=Icu=100kA@415V AC, Icw=100kA for 1s | ACB | LV_Switchgear | UW340VXD01800 | L&T | 4000A | 100kA | Nos. | None | Inventory | 4000A TP 100kA MDO U-Power ACB with O/C,S/C,E/F protection, Microprocessor based Release UW - MTX1G, Frame size 3, Ics=Icu=100kA@415V AC, Icw=100kA for 1s
16022 | 4000A TP 100kA MDO U-Power ACB with O/C,S/C,E/F protection, Microprocessor based Release UW - MTX1.5G, Frame size 3, Ics=Icu=100kA@415V AC, Icw=100kA for 1s | ACB | LV_Switchgear | UW340VXD01900 | L&T | 4000A | 100kA | Nos. | None | Inventory | 4000A TP 100kA MDO U-Power ACB with O/C,S/C,E/F protection, Microprocessor based Release UW - MTX1.5G, Frame size 3, Ics=Icu=100kA@415V AC, Icw=100kA for 1s
16023 | 4000A TP 100kA EDO U-Power ACB without Release, Frame size 3, Ics=Icu=100kA@415V AC, Icw=100kA for 1s | ACB | LV_Switchgear | UW340VXD12000 | L&T | 4000A | 100kA | Nos. | None | Inventory | 4000A TP 100kA EDO U-Power ACB without Release, Frame size 3, Ics=Icu=100kA@415V AC, Icw=100kA for 1s
16024 | 4000A TP 100kA EDO U-Power ACB with O/C,S/C,E/F protection & 240V AC Motor,240V AC Closing, 240V AC Shunt, Microprocessor based Release UW - MTX4.5, Frame size 3, Ics=Icu=100kA@415V AC, Icw=100kA for 1s | ACB | LV_Switchgear | UW340VXD12500 | L&T | 4000A | 100kA | Nos. | None | Inventory | 4000A TP 100kA EDO U-Power ACB with O/C,S/C,E/F protection & 240V AC Motor,240V AC Closing, 240V AC Shunt, Microprocessor based Release UW - MTX4.5, Frame size 3, Ics=Icu=100kA@415V AC, Icw=100kA for 1s
16025 | 4000A TP 100kA EDO U-Power ACB with O/C,S/C,E/F protection & 240V AC Motor,240V AC Closing, 240V AC Shunt, Microprocessor based Release UW - MTX3.5H, Frame size 3, Ics=Icu=100kA@415V AC, Icw=100kA for 1s | ACB | LV_Switchgear | UW340VXD12600 | L&T | 4000A | 100kA | Nos. | None | Inventory | 4000A TP 100kA EDO U-Power ACB with O/C,S/C,E/F protection & 240V AC Motor,240V AC Closing, 240V AC Shunt, Microprocessor based Release UW - MTX3.5H, Frame size 3, Ics=Icu=100kA@415V AC, Icw=100kA for 1s
16026 | 4000A TP 100kA EDO U-Power ACB with O/C,S/C protection & 240V AC Motor,240V AC Closing, 240V AC Shunt, Microprocessor based Release UW - MTX1.0, Frame size 3, Ics=Icu=100kA@415V AC, Icw=100kA for 1s | ACB | LV_Switchgear | UW340VXD12700 | L&T | 4000A | 100kA | Nos. | None | Inventory | 4000A TP 100kA EDO U-Power ACB with O/C,S/C protection & 240V AC Motor,240V AC Closing, 240V AC Shunt, Microprocessor based Release UW - MTX1.0, Frame size 3, Ics=Icu=100kA@415V AC, Icw=100kA for 1s
16027 | 4000A TP 100kA EDO U-Power ACB with O/C,S/C,E/F protection & 240V AC Motor,240V AC Closing, 240V AC Shunt, Microprocessor based Release UW - MTX1G, Frame size 3, Ics=Icu=100kA@415V AC, Icw=100kA for 1s | ACB | LV_Switchgear | UW340VXD12800 | L&T | 4000A | 100kA | Nos. | None | Inventory | 4000A TP 100kA EDO U-Power ACB with O/C,S/C,E/F protection & 240V AC Motor,240V AC Closing, 240V AC Shunt, Microprocessor based Release UW - MTX1G, Frame size 3, Ics=Icu=100kA@415V AC, Icw=100kA for 1s
16028 | 4000A TP 100kA EDO U-Power ACB with O/C,S/C,E/F protection & 240V AC Motor,240V AC Closing, 240V AC Shunt, Microprocessor based Release UW - MTX1.5G, Frame size 3, Ics=Icu=100kA@415V AC, Icw=100kA for 1s | ACB | LV_Switchgear | UW340VXD12900 | L&T | 4000A | 100kA | Nos. | None | Inventory | 4000A TP 100kA EDO U-Power ACB with O/C,S/C,E/F protection & 240V AC Motor,240V AC Closing, 240V AC Shunt, Microprocessor based Release UW - MTX1.5G, Frame size 3, Ics=Icu=100kA@415V AC, Icw=100kA for 1s
16029 | 5000A FP 80kA MDO U-Power ACB without Release, Frame size 3, Ics=Icu=80kA@415V AC, Icw=80kA for 1s | ACB | LV_Switchgear | UW350HFD01000 | L&T | 5000A | 80kA | Nos. | None | Inventory | 5000A FP 80kA MDO U-Power ACB without Release, Frame size 3, Ics=Icu=80kA@415V AC, Icw=80kA for 1s
16030 | 5000A FP 80kA MDO U-Power ACB with O/C,S/C,E/F protection, Microprocessor based Release UW - MTX4.5, Frame size 3, Ics=Icu=80kA@415V AC, Icw=80kA for 1s | ACB | LV_Switchgear | UW350HFD01500 | L&T | 5000A | 80kA | Nos. | None | Inventory | 5000A FP 80kA MDO U-Power ACB with O/C,S/C,E/F protection, Microprocessor based Release UW - MTX4.5, Frame size 3, Ics=Icu=80kA@415V AC, Icw=80kA for 1s
16031 | 5000A FP 80kA MDO U-Power ACB with O/C,S/C,E/F protection, Microprocessor based Release UW - MTX3.5H, Frame size 3, Ics=Icu=80kA@415V AC, Icw=80kA for 1s | ACB | LV_Switchgear | UW350HFD01600 | L&T | 5000A | 80kA | Nos. | None | Inventory | 5000A FP 80kA MDO U-Power ACB with O/C,S/C,E/F protection, Microprocessor based Release UW - MTX3.5H, Frame size 3, Ics=Icu=80kA@415V AC, Icw=80kA for 1s
16032 | 5000A FP 80kA MDO U-Power ACB with O/C,S/C protection, Microprocessor based Release UW - MTX1.0, Frame size 3, Ics=Icu=80kA@415V AC, Icw=80kA for 1s | ACB | LV_Switchgear | UW350HFD01700 | L&T | 5000A | 80kA | Nos. | None | Inventory | 5000A FP 80kA MDO U-Power ACB with O/C,S/C protection, Microprocessor based Release UW - MTX1.0, Frame size 3, Ics=Icu=80kA@415V AC, Icw=80kA for 1s
16033 | 5000A FP 80kA MDO U-Power ACB with O/C,S/C,E/F protection, Microprocessor based Release UW - MTX1G, Frame size 3, Ics=Icu=80kA@415V AC, Icw=80kA for 1s | ACB | LV_Switchgear | UW350HFD01800 | L&T | 5000A | 80kA | Nos. | None | Inventory | 5000A FP 80kA MDO U-Power ACB with O/C,S/C,E/F protection, Microprocessor based Release UW - MTX1G, Frame size 3, Ics=Icu=80kA@415V AC, Icw=80kA for 1s
16034 | 5000A FP 80kA MDO U-Power ACB with O/C,S/C,E/F protection, Microprocessor based Release UW - MTX1.5G, Frame size 3, Ics=Icu=80kA@415V AC, Icw=80kA for 1s | ACB | LV_Switchgear | UW350HFD01900 | L&T | 5000A | 80kA | Nos. | None | Inventory | 5000A FP 80kA MDO U-Power ACB with O/C,S/C,E/F protection, Microprocessor based Release UW - MTX1.5G, Frame size 3, Ics=Icu=80kA@415V AC, Icw=80kA for 1s
16035 | 5000A FP 80kA EDO U-Power ACB without Release, Frame size 3, Ics=Icu=80kA@415V AC, Icw=80kA for 1s | ACB | LV_Switchgear | UW350HFD12000 | L&T | 5000A | 80kA | Nos. | None | Inventory | 5000A FP 80kA EDO U-Power ACB without Release, Frame size 3, Ics=Icu=80kA@415V AC, Icw=80kA for 1s
16036 | 5000A FP 80kA EDO U-Power ACB with O/C,S/C,E/F protection & 240V AC Motor,240V AC Closing, 240V AC Shunt, Microprocessor based Release UW - MTX4.5, Frame size 3, Ics=Icu=80kA@415V AC, Icw=80kA for 1s | ACB | LV_Switchgear | UW350HFD12500 | L&T | 5000A | 80kA | Nos. | None | Inventory | 5000A FP 80kA EDO U-Power ACB with O/C,S/C,E/F protection & 240V AC Motor,240V AC Closing, 240V AC Shunt, Microprocessor based Release UW - MTX4.5, Frame size 3, Ics=Icu=80kA@415V AC, Icw=80kA for 1s
16037 | 5000A FP 80kA EDO U-Power ACB with O/C,S/C,E/F protection & 240V AC Motor,240V AC Closing, 240V AC Shunt, Microprocessor based Release UW - MTX3.5H, Frame size 3, Ics=Icu=80kA@415V AC, Icw=80kA for 1s | ACB | LV_Switchgear | UW350HFD12600 | L&T | 5000A | 80kA | Nos. | None | Inventory | 5000A FP 80kA EDO U-Power ACB with O/C,S/C,E/F protection & 240V AC Motor,240V AC Closing, 240V AC Shunt, Microprocessor based Release UW - MTX3.5H, Frame size 3, Ics=Icu=80kA@415V AC, Icw=80kA for 1s
16038 | 5000A FP 80kA EDO U-Power ACB with O/C,S/C protection & 240V AC Motor,240V AC Closing, 240V AC Shunt, Microprocessor based Release UW - MTX1.0, Frame size 3, Ics=Icu=80kA@415V AC, Icw=80kA for 1s | ACB | LV_Switchgear | UW350HFD12700 | L&T | 5000A | 80kA | Nos. | None | Inventory | 5000A FP 80kA EDO U-Power ACB with O/C,S/C protection & 240V AC Motor,240V AC Closing, 240V AC Shunt, Microprocessor based Release UW - MTX1.0, Frame size 3, Ics=Icu=80kA@415V AC, Icw=80kA for 1s
16039 | 5000A FP 80kA EDO U-Power ACB with O/C,S/C,E/F protection & 240V AC Motor,240V AC Closing, 240V AC Shunt, Microprocessor based Release UW - MTX1G, Frame size 3, Ics=Icu=80kA@415V AC, Icw=80kA for 1s | ACB | LV_Switchgear | UW350HFD12800 | L&T | 5000A | 80kA | Nos. | None | Inventory | 5000A FP 80kA EDO U-Power ACB with O/C,S/C,E/F protection & 240V AC Motor,240V AC Closing, 240V AC Shunt, Microprocessor based Release UW - MTX1G, Frame size 3, Ics=Icu=80kA@415V AC, Icw=80kA for 1s
16040 | 5000A FP 80kA EDO U-Power ACB with O/C,S/C,E/F protection & 240V AC Motor,240V AC Closing, 240V AC Shunt, Microprocessor based Release UW - MTX1.5G, Frame size 3, Ics=Icu=80kA@415V AC, Icw=80kA for 1s | ACB | LV_Switchgear | UW350HFD12900 | L&T | 5000A | 80kA | Nos. | None | Inventory | 5000A FP 80kA EDO U-Power ACB with O/C,S/C,E/F protection & 240V AC Motor,240V AC Closing, 240V AC Shunt, Microprocessor based Release UW - MTX1.5G, Frame size 3, Ics=Icu=80kA@415V AC, Icw=80kA for 1s
16041 | 5000A TP 80kA MDO U-Power ACB without Release, Frame size 3, Ics=Icu=80kA@415V AC, Icw=80kA for 1s | ACB | LV_Switchgear | UW350HXD01000 | L&T | 5000A | 80kA | Nos. | None | Inventory | 5000A TP 80kA MDO U-Power ACB without Release, Frame size 3, Ics=Icu=80kA@415V AC, Icw=80kA for 1s
16042 | 5000A TP 80kA MDO U-Power ACB with O/C,S/C,E/F protection, Microprocessor based Release UW - MTX4.5, Frame size 3, Ics=Icu=80kA@415V AC, Icw=80kA for 1s | ACB | LV_Switchgear | UW350HXD01500 | L&T | 5000A | 80kA | Nos. | None | Inventory | 5000A TP 80kA MDO U-Power ACB with O/C,S/C,E/F protection, Microprocessor based Release UW - MTX4.5, Frame size 3, Ics=Icu=80kA@415V AC, Icw=80kA for 1s
16043 | 5000A TP 80kA MDO U-Power ACB with O/C,S/C,E/F protection, Microprocessor based Release UW - MTX3.5H, Frame size 3, Ics=Icu=80kA@415V AC, Icw=80kA for 1s | ACB | LV_Switchgear | UW350HXD01600 | L&T | 5000A | 80kA | Nos. | None | Inventory | 5000A TP 80kA MDO U-Power ACB with O/C,S/C,E/F protection, Microprocessor based Release UW - MTX3.5H, Frame size 3, Ics=Icu=80kA@415V AC, Icw=80kA for 1s
16044 | 5000A TP 80kA MDO U-Power ACB with O/C,S/C protection, Microprocessor based Release UW - MTX1.0, Frame size 3, Ics=Icu=80kA@415V AC, Icw=80kA for 1s | ACB | LV_Switchgear | UW350HXD01700 | L&T | 5000A | 80kA | Nos. | None | Inventory | 5000A TP 80kA MDO U-Power ACB with O/C,S/C protection, Microprocessor based Release UW - MTX1.0, Frame size 3, Ics=Icu=80kA@415V AC, Icw=80kA for 1s
16045 | 5000A TP 80kA MDO U-Power ACB with O/C,S/C,E/F protection, Microprocessor based Release UW - MTX1G, Frame size 3, Ics=Icu=80kA@415V AC, Icw=80kA for 1s | ACB | LV_Switchgear | UW350HXD01800 | L&T | 5000A | 80kA | Nos. | None | Inventory | 5000A TP 80kA MDO U-Power ACB with O/C,S/C,E/F protection, Microprocessor based Release UW - MTX1G, Frame size 3, Ics=Icu=80kA@415V AC, Icw=80kA for 1s
16046 | 5000A TP 80kA MDO U-Power ACB with O/C,S/C,E/F protection, Microprocessor based Release UW - MTX1.5G, Frame size 3, Ics=Icu=80kA@415V AC, Icw=80kA for 1s | ACB | LV_Switchgear | UW350HXD01900 | L&T | 5000A | 80kA | Nos. | None | Inventory | 5000A TP 80kA MDO U-Power ACB with O/C,S/C,E/F protection, Microprocessor based Release UW - MTX1.5G, Frame size 3, Ics=Icu=80kA@415V AC, Icw=80kA for 1s
16047 | 5000A TP 80kA EDO U-Power ACB without Release, Frame size 3, Ics=Icu=80kA@415V AC, Icw=80kA for 1s | ACB | LV_Switchgear | UW350HXD12000 | L&T | 5000A | 80kA | Nos. | None | Inventory | 5000A TP 80kA EDO U-Power ACB without Release, Frame size 3, Ics=Icu=80kA@415V AC, Icw=80kA for 1s
16048 | 5000A TP 80kA EDO U-Power ACB with O/C,S/C,E/F protection & 240V AC Motor,240V AC Closing, 240V AC Shunt, Microprocessor based Release UW - MTX4.5, Frame size 3, Ics=Icu=80kA@415V AC, Icw=80kA for 1s | ACB | LV_Switchgear | UW350HXD12500 | L&T | 5000A | 80kA | Nos. | None | Inventory | 5000A TP 80kA EDO U-Power ACB with O/C,S/C,E/F protection & 240V AC Motor,240V AC Closing, 240V AC Shunt, Microprocessor based Release UW - MTX4.5, Frame size 3, Ics=Icu=80kA@415V AC, Icw=80kA for 1s
16049 | 5000A TP 80kA EDO U-Power ACB with O/C,S/C,E/F protection & 240V AC Motor,240V AC Closing, 240V AC Shunt, Microprocessor based Release UW - MTX3.5H, Frame size 3, Ics=Icu=80kA@415V AC, Icw=80kA for 1s | ACB | LV_Switchgear | UW350HXD12600 | L&T | 5000A | 80kA | Nos. | None | Inventory | 5000A TP 80kA EDO U-Power ACB with O/C,S/C,E/F protection & 240V AC Motor,240V AC Closing, 240V AC Shunt, Microprocessor based Release UW - MTX3.5H, Frame size 3, Ics=Icu=80kA@415V AC, Icw=80kA for 1s
16050 | 5000A TP 80kA EDO U-Power ACB with O/C,S/C protection & 240V AC Motor,240V AC Closing, 240V AC Shunt, Microprocessor based Release UW - MTX1.0, Frame size 3, Ics=Icu=80kA@415V AC, Icw=80kA for 1s | ACB | LV_Switchgear | UW350HXD12700 | L&T | 5000A | 80kA | Nos. | None | Inventory | 5000A TP 80kA EDO U-Power ACB with O/C,S/C protection & 240V AC Motor,240V AC Closing, 240V AC Shunt, Microprocessor based Release UW - MTX1.0, Frame size 3, Ics=Icu=80kA@415V AC, Icw=80kA for 1s
16051 | 5000A TP 80kA EDO U-Power ACB with O/C,S/C,E/F protection & 240V AC Motor,240V AC Closing, 240V AC Shunt, Microprocessor based Release UW - MTX1G, Frame size 3, Ics=Icu=80kA@415V AC, Icw=80kA for 1s | ACB | LV_Switchgear | UW350HXD12800 | L&T | 5000A | 80kA | Nos. | None | Inventory | 5000A TP 80kA EDO U-Power ACB with O/C,S/C,E/F protection & 240V AC Motor,240V AC Closing, 240V AC Shunt, Microprocessor based Release UW - MTX1G, Frame size 3, Ics=Icu=80kA@415V AC, Icw=80kA for 1s
16052 | 5000A TP 80kA EDO U-Power ACB with O/C,S/C,E/F protection & 240V AC Motor,240V AC Closing, 240V AC Shunt, Microprocessor based Release UW - MTX1.5G, Frame size 3, Ics=Icu=80kA@415V AC, Icw=80kA for 1s | ACB | LV_Switchgear | UW350HXD12900 | L&T | 5000A | 80kA | Nos. | None | Inventory | 5000A TP 80kA EDO U-Power ACB with O/C,S/C,E/F protection & 240V AC Motor,240V AC Closing, 240V AC Shunt, Microprocessor based Release UW - MTX1.5G, Frame size 3, Ics=Icu=80kA@415V AC, Icw=80kA for 1s
16053 | Omega Fr.3 ACB 5000 A 3P Icu=50 kA Ics=50 kA MXT1.0G 800Vac MDO | ACB | LV_Switchgear | UW350NXD0180ZM | L&T | 5000A | 50kA | Nos. |  | Inventory | Omega Fr.3 ACB 5000 A 3P Icu=50 kA Ics=50 kA MXT1.0G 800Vac MDO
16054 | 5000A FP 100kA MDO U-Power ACB without Release, Frame size 3, Ics=Icu=100kA@415V AC, Icw=100kA for 1s | ACB | LV_Switchgear | UW350VFD01000 | L&T | 5000A | 100kA | Nos. | None | Inventory | 5000A FP 100kA MDO U-Power ACB without Release, Frame size 3, Ics=Icu=100kA@415V AC, Icw=100kA for 1s
16055 | 5000A FP 100kA MDO U-Power ACB with O/C,S/C,E/F protection, Microprocessor based Release UW - MTX4.5, Frame size 3, Ics=Icu=100kA@415V AC, Icw=100kA for 1s | ACB | LV_Switchgear | UW350VFD01500 | L&T | 5000A | 100kA | Nos. | None | Inventory | 5000A FP 100kA MDO U-Power ACB with O/C,S/C,E/F protection, Microprocessor based Release UW - MTX4.5, Frame size 3, Ics=Icu=100kA@415V AC, Icw=100kA for 1s
16056 | 5000A FP 100kA MDO U-Power ACB with O/C,S/C,E/F protection, Microprocessor based Release UW - MTX3.5H, Frame size 3, Ics=Icu=100kA@415V AC, Icw=100kA for 1s | ACB | LV_Switchgear | UW350VFD01600 | L&T | 5000A | 100kA | Nos. | None | Inventory | 5000A FP 100kA MDO U-Power ACB with O/C,S/C,E/F protection, Microprocessor based Release UW - MTX3.5H, Frame size 3, Ics=Icu=100kA@415V AC, Icw=100kA for 1s
16057 | 5000A FP 100kA MDO U-Power ACB with O/C,S/C protection, Microprocessor based Release UW - MTX1.0, Frame size 3, Ics=Icu=100kA@415V AC, Icw=100kA for 1s | ACB | LV_Switchgear | UW350VFD01700 | L&T | 5000A | 100kA | Nos. | None | Inventory | 5000A FP 100kA MDO U-Power ACB with O/C,S/C protection, Microprocessor based Release UW - MTX1.0, Frame size 3, Ics=Icu=100kA@415V AC, Icw=100kA for 1s
16058 | 5000A FP 100kA MDO U-Power ACB with O/C,S/C,E/F protection, Microprocessor based Release UW - MTX1G, Frame size 3, Ics=Icu=100kA@415V AC, Icw=100kA for 1s | ACB | LV_Switchgear | UW350VFD01800 | L&T | 5000A | 100kA | Nos. | None | Inventory | 5000A FP 100kA MDO U-Power ACB with O/C,S/C,E/F protection, Microprocessor based Release UW - MTX1G, Frame size 3, Ics=Icu=100kA@415V AC, Icw=100kA for 1s
16059 | 5000A FP 100kA MDO U-Power ACB with O/C,S/C,E/F protection, Microprocessor based Release UW - MTX1.5G, Frame size 3, Ics=Icu=100kA@415V AC, Icw=100kA for 1s | ACB | LV_Switchgear | UW350VFD01900 | L&T | 5000A | 100kA | Nos. | None | Inventory | 5000A FP 100kA MDO U-Power ACB with O/C,S/C,E/F protection, Microprocessor based Release UW - MTX1.5G, Frame size 3, Ics=Icu=100kA@415V AC, Icw=100kA for 1s
16060 | 5000A FP 100kA EDO U-Power ACB with O/C,S/C,E/F protection & 240V AC Motor,240V AC Closing, 240V AC Shunt, Microprocessor based Release UW - MTX4.5, Frame size 3, Ics=Icu=100kA@415V AC, Icw=100kA for 1s | ACB | LV_Switchgear | UW350VFD12500 | L&T | 5000A | 100kA | Nos. | None | Inventory | 5000A FP 100kA EDO U-Power ACB with O/C,S/C,E/F protection & 240V AC Motor,240V AC Closing, 240V AC Shunt, Microprocessor based Release UW - MTX4.5, Frame size 3, Ics=Icu=100kA@415V AC, Icw=100kA for 1s
16061 | 5000A FP 100kA EDO U-Power ACB with O/C,S/C,E/F protection & 240V AC Motor,240V AC Closing, 240V AC Shunt, Microprocessor based Release UW - MTX3.5H, Frame size 3, Ics=Icu=100kA@415V AC, Icw=100kA for 1s | ACB | LV_Switchgear | UW350VFD12600 | L&T | 5000A | 100kA | Nos. | None | Inventory | 5000A FP 100kA EDO U-Power ACB with O/C,S/C,E/F protection & 240V AC Motor,240V AC Closing, 240V AC Shunt, Microprocessor based Release UW - MTX3.5H, Frame size 3, Ics=Icu=100kA@415V AC, Icw=100kA for 1s
16062 | 5000A FP 100kA EDO U-Power ACB with O/C,S/C protection & 240V AC Motor,240V AC Closing, 240V AC Shunt, Microprocessor based Release UW - MTX1.0, Frame size 3, Ics=Icu=100kA@415V AC, Icw=100kA for 1s | ACB | LV_Switchgear | UW350VFD12700 | L&T | 5000A | 100kA | Nos. | None | Inventory | 5000A FP 100kA EDO U-Power ACB with O/C,S/C protection & 240V AC Motor,240V AC Closing, 240V AC Shunt, Microprocessor based Release UW - MTX1.0, Frame size 3, Ics=Icu=100kA@415V AC, Icw=100kA for 1s
16063 | 5000A FP 100kA EDO U-Power ACB with O/C,S/C,E/F protection & 240V AC Motor,240V AC Closing, 240V AC Shunt, Microprocessor based Release UW - MTX1G, Frame size 3, Ics=Icu=100kA@415V AC, Icw=100kA for 1s | ACB | LV_Switchgear | UW350VFD12800 | L&T | 5000A | 100kA | Nos. | None | Inventory | 5000A FP 100kA EDO U-Power ACB with O/C,S/C,E/F protection & 240V AC Motor,240V AC Closing, 240V AC Shunt, Microprocessor based Release UW - MTX1G, Frame size 3, Ics=Icu=100kA@415V AC, Icw=100kA for 1s
16064 | 5000A FP 100kA EDO U-Power ACB with O/C,S/C,E/F protection & 240V AC Motor,240V AC Closing, 240V AC Shunt, Microprocessor based Release UW - MTX1.5G, Frame size 3, Ics=Icu=100kA@415V AC, Icw=100kA for 1s | ACB | LV_Switchgear | UW350VFD12900 | L&T | 5000A | 100kA | Nos. | None | Inventory | 5000A FP 100kA EDO U-Power ACB with O/C,S/C,E/F protection & 240V AC Motor,240V AC Closing, 240V AC Shunt, Microprocessor based Release UW - MTX1.5G, Frame size 3, Ics=Icu=100kA@415V AC, Icw=100kA for 1s
16065 | 5000A TP 100kA MDO U-Power ACB without Release, Frame size 3, Ics=Icu=100kA@415V AC, Icw=100kA for 1s | ACB | LV_Switchgear | UW350VXD01000 | L&T | 5000A | 100kA | Nos. | None | Inventory | 5000A TP 100kA MDO U-Power ACB without Release, Frame size 3, Ics=Icu=100kA@415V AC, Icw=100kA for 1s
16066 | 5000A TP 100kA MDO U-Power ACB with O/C,S/C,E/F protection, Microprocessor based Release UW - MTX4.5, Frame size 3, Ics=Icu=100kA@415V AC, Icw=100kA for 1s | ACB | LV_Switchgear | UW350VXD01500 | L&T | 5000A | 100kA | Nos. | None | Inventory | 5000A TP 100kA MDO U-Power ACB with O/C,S/C,E/F protection, Microprocessor based Release UW - MTX4.5, Frame size 3, Ics=Icu=100kA@415V AC, Icw=100kA for 1s
16067 | 5000A TP 100kA MDO U-Power ACB with O/C,S/C,E/F protection, Microprocessor based Release UW - MTX3.5H, Frame size 3, Ics=Icu=100kA@415V AC, Icw=100kA for 1s | ACB | LV_Switchgear | UW350VXD01600 | L&T | 5000A | 100kA | Nos. | None | Inventory | 5000A TP 100kA MDO U-Power ACB with O/C,S/C,E/F protection, Microprocessor based Release UW - MTX3.5H, Frame size 3, Ics=Icu=100kA@415V AC, Icw=100kA for 1s
16068 | 5000A TP 100kA MDO U-Power ACB with O/C,S/C protection, Microprocessor based Release UW - MTX1.0, Frame size 3, Ics=Icu=100kA@415V AC, Icw=100kA for 1s | ACB | LV_Switchgear | UW350VXD01700 | L&T | 5000A | 100kA | Nos. | None | Inventory | 5000A TP 100kA MDO U-Power ACB with O/C,S/C protection, Microprocessor based Release UW - MTX1.0, Frame size 3, Ics=Icu=100kA@415V AC, Icw=100kA for 1s
16069 | 5000A TP 100kA MDO U-Power ACB with O/C,S/C,E/F protection, Microprocessor based Release UW - MTX1G, Frame size 3, Ics=Icu=100kA@415V AC, Icw=100kA for 1s | ACB | LV_Switchgear | UW350VXD01800 | L&T | 5000A | 100kA | Nos. | None | Inventory | 5000A TP 100kA MDO U-Power ACB with O/C,S/C,E/F protection, Microprocessor based Release UW - MTX1G, Frame size 3, Ics=Icu=100kA@415V AC, Icw=100kA for 1s
16070 | 5000A TP 100kA MDO U-Power ACB with O/C,S/C,E/F protection, Microprocessor based Release UW - MTX1.5G, Frame size 3, Ics=Icu=100kA@415V AC, Icw=100kA for 1s | ACB | LV_Switchgear | UW350VXD01900 | L&T | 5000A | 100kA | Nos. | None | Inventory | 5000A TP 100kA MDO U-Power ACB with O/C,S/C,E/F protection, Microprocessor based Release UW - MTX1.5G, Frame size 3, Ics=Icu=100kA@415V AC, Icw=100kA for 1s
16071 | 5000A TP 100kA EDO U-Power ACB without Release, Frame size 3, Ics=Icu=100kA@415V AC, Icw=100kA for 1s | ACB | LV_Switchgear | UW350VXD12000 | L&T | 5000A | 100kA | Nos. | None | Inventory | 5000A TP 100kA EDO U-Power ACB without Release, Frame size 3, Ics=Icu=100kA@415V AC, Icw=100kA for 1s
16072 | 5000A TP 100kA EDO U-Power ACB with O/C,S/C,E/F protection & 240V AC Motor,240V AC Closing, 240V AC Shunt, Microprocessor based Release UW - MTX4.5, Frame size 3, Ics=Icu=100kA@415V AC, Icw=100kA for 1s | ACB | LV_Switchgear | UW350VXD12500 | L&T | 5000A | 100kA | Nos. | None | Inventory | 5000A TP 100kA EDO U-Power ACB with O/C,S/C,E/F protection & 240V AC Motor,240V AC Closing, 240V AC Shunt, Microprocessor based Release UW - MTX4.5, Frame size 3, Ics=Icu=100kA@415V AC, Icw=100kA for 1s
16073 | 5000A TP 100kA EDO U-Power ACB with O/C,S/C,E/F protection & 240V AC Motor,240V AC Closing, 240V AC Shunt, Microprocessor based Release UW - MTX3.5H, Frame size 3, Ics=Icu=100kA@415V AC, Icw=100kA for 1s | ACB | LV_Switchgear | UW350VXD12600 | L&T | 5000A | 100kA | Nos. | None | Inventory | 5000A TP 100kA EDO U-Power ACB with O/C,S/C,E/F protection & 240V AC Motor,240V AC Closing, 240V AC Shunt, Microprocessor based Release UW - MTX3.5H, Frame size 3, Ics=Icu=100kA@415V AC, Icw=100kA for 1s
16074 | 5000A TP 100kA EDO U-Power ACB with O/C,S/C,E/F protection & 240V AC Motor,240V AC Closing, 240V AC Shunt, Microprocessor based Release UW - MTX1G, Frame size 3, Ics=Icu=100kA@415V AC, Icw=100kA for 1s | ACB | LV_Switchgear | UW350VXD12800 | L&T | 5000A | 100kA | Nos. | None | Inventory | 5000A TP 100kA EDO U-Power ACB with O/C,S/C,E/F protection & 240V AC Motor,240V AC Closing, 240V AC Shunt, Microprocessor based Release UW - MTX1G, Frame size 3, Ics=Icu=100kA@415V AC, Icw=100kA for 1s
16075 | 5000A TP 100kA EDO U-Power ACB with O/C,S/C,E/F protection & 240V AC Motor,240V AC Closing, 240V AC Shunt, Microprocessor based Release UW - MTX1.5G, Frame size 3, Ics=Icu=100kA@415V AC, Icw=100kA for 1s | ACB | LV_Switchgear | UW350VXD12900 | L&T | 5000A | 100kA | Nos. | None | Inventory | 5000A TP 100kA EDO U-Power ACB with O/C,S/C,E/F protection & 240V AC Motor,240V AC Closing, 240V AC Shunt, Microprocessor based Release UW - MTX1.5G, Frame size 3, Ics=Icu=100kA@415V AC, Icw=100kA for 1s
16076 | 6300A FP 80kA MDO U-Power ACB without Release, Frame size 3, Ics=Icu=80kA@415V AC, Icw=80kA for 1s | ACB | LV_Switchgear | UW363HFD01000 | L&T | 6300A | 80kA | Nos. | None | Inventory | 6300A FP 80kA MDO U-Power ACB without Release, Frame size 3, Ics=Icu=80kA@415V AC, Icw=80kA for 1s
16077 | 6300A FP 80kA MDO U-Power ACB with O/C,S/C,E/F protection, Microprocessor based Release UW - MTX4.5, Frame size 3, Ics=Icu=80kA@415V AC, Icw=80kA for 1s | ACB | LV_Switchgear | UW363HFD01500 | L&T | 6300A | 80kA | Nos. | None | Inventory | 6300A FP 80kA MDO U-Power ACB with O/C,S/C,E/F protection, Microprocessor based Release UW - MTX4.5, Frame size 3, Ics=Icu=80kA@415V AC, Icw=80kA for 1s
16078 | 6300A FP 80kA MDO U-Power ACB with O/C,S/C,E/F protection, Microprocessor based Release UW - MTX3.5H, Frame size 3, Ics=Icu=80kA@415V AC, Icw=80kA for 1s | ACB | LV_Switchgear | UW363HFD01600 | L&T | 6300A | 80kA | Nos. | None | Inventory | 6300A FP 80kA MDO U-Power ACB with O/C,S/C,E/F protection, Microprocessor based Release UW - MTX3.5H, Frame size 3, Ics=Icu=80kA@415V AC, Icw=80kA for 1s
16079 | 6300A FP 80kA MDO U-Power ACB with O/C,S/C protection, Microprocessor based Release UW - MTX1.0, Frame size 3, Ics=Icu=80kA@415V AC, Icw=80kA for 1s | ACB | LV_Switchgear | UW363HFD01700 | L&T | 6300A | 80kA | Nos. | None | Inventory | 6300A FP 80kA MDO U-Power ACB with O/C,S/C protection, Microprocessor based Release UW - MTX1.0, Frame size 3, Ics=Icu=80kA@415V AC, Icw=80kA for 1s
16080 | 6300A FP 80kA MDO U-Power ACB with O/C,S/C,E/F protection, Microprocessor based Release UW - MTX1G, Frame size 3, Ics=Icu=80kA@415V AC, Icw=80kA for 1s | ACB | LV_Switchgear | UW363HFD01800 | L&T | 6300A | 80kA | Nos. | None | Inventory | 6300A FP 80kA MDO U-Power ACB with O/C,S/C,E/F protection, Microprocessor based Release UW - MTX1G, Frame size 3, Ics=Icu=80kA@415V AC, Icw=80kA for 1s
16081 | 6300A FP 80kA MDO U-Power ACB with O/C,S/C,E/F protection, Microprocessor based Release UW - MTX1.5G, Frame size 3, Ics=Icu=80kA@415V AC, Icw=80kA for 1s | ACB | LV_Switchgear | UW363HFD01900 | L&T | 6300A | 80kA | Nos. | None | Inventory | 6300A FP 80kA MDO U-Power ACB with O/C,S/C,E/F protection, Microprocessor based Release UW - MTX1.5G, Frame size 3, Ics=Icu=80kA@415V AC, Icw=80kA for 1s
16082 | 6300A FP 80kA EDO U-Power ACB without Release, Frame size 3, Ics=Icu=80kA@415V AC, Icw=80kA for 1s | ACB | LV_Switchgear | UW363HFD12000 | L&T | 6300A | 80kA | Nos. | None | Inventory | 6300A FP 80kA EDO U-Power ACB without Release, Frame size 3, Ics=Icu=80kA@415V AC, Icw=80kA for 1s
16083 | 6300A FP 80kA EDO U-Power ACB with O/C,S/C,E/F protection & 240V AC Motor,240V AC Closing, 240V AC Shunt, Microprocessor based Release UW - MTX4.5, Frame size 3, Ics=Icu=80kA@415V AC, Icw=80kA for 1s | ACB | LV_Switchgear | UW363HFD12500 | L&T | 6300A | 80kA | Nos. | None | Inventory | 6300A FP 80kA EDO U-Power ACB with O/C,S/C,E/F protection & 240V AC Motor,240V AC Closing, 240V AC Shunt, Microprocessor based Release UW - MTX4.5, Frame size 3, Ics=Icu=80kA@415V AC, Icw=80kA for 1s
16084 | 6300A FP 80kA EDO U-Power ACB with O/C,S/C,E/F protection & 240V AC Motor,240V AC Closing, 240V AC Shunt, Microprocessor based Release UW - MTX3.5H, Frame size 3, Ics=Icu=80kA@415V AC, Icw=80kA for 1s | ACB | LV_Switchgear | UW363HFD12600 | L&T | 6300A | 80kA | Nos. | None | Inventory | 6300A FP 80kA EDO U-Power ACB with O/C,S/C,E/F protection & 240V AC Motor,240V AC Closing, 240V AC Shunt, Microprocessor based Release UW - MTX3.5H, Frame size 3, Ics=Icu=80kA@415V AC, Icw=80kA for 1s
16085 | 6300A FP 80kA EDO U-Power ACB with O/C,S/C protection & 240V AC Motor,240V AC Closing, 240V AC Shunt, Microprocessor based Release UW - MTX1.0, Frame size 3, Ics=Icu=80kA@415V AC, Icw=80kA for 1s | ACB | LV_Switchgear | UW363HFD12700 | L&T | 6300A | 80kA | Nos. | None | Inventory | 6300A FP 80kA EDO U-Power ACB with O/C,S/C protection & 240V AC Motor,240V AC Closing, 240V AC Shunt, Microprocessor based Release UW - MTX1.0, Frame size 3, Ics=Icu=80kA@415V AC, Icw=80kA for 1s
16086 | 6300A FP 80kA EDO U-Power ACB with O/C,S/C,E/F protection & 240V AC Motor,240V AC Closing, 240V AC Shunt, Microprocessor based Release UW - MTX1G, Frame size 3, Ics=Icu=80kA@415V AC, Icw=80kA for 1s | ACB | LV_Switchgear | UW363HFD12800 | L&T | 6300A | 80kA | Nos. | None | Inventory | 6300A FP 80kA EDO U-Power ACB with O/C,S/C,E/F protection & 240V AC Motor,240V AC Closing, 240V AC Shunt, Microprocessor based Release UW - MTX1G, Frame size 3, Ics=Icu=80kA@415V AC, Icw=80kA for 1s
16087 | 6300A FP 80kA EDO U-Power ACB with O/C,S/C,E/F protection & 240V AC Motor,240V AC Closing, 240V AC Shunt, Microprocessor based Release UW - MTX1.5G, Frame size 3, Ics=Icu=80kA@415V AC, Icw=80kA for 1s | ACB | LV_Switchgear | UW363HFD12900 | L&T | 6300A | 80kA | Nos. | None | Inventory | 6300A FP 80kA EDO U-Power ACB with O/C,S/C,E/F protection & 240V AC Motor,240V AC Closing, 240V AC Shunt, Microprocessor based Release UW - MTX1.5G, Frame size 3, Ics=Icu=80kA@415V AC, Icw=80kA for 1s
16088 | 6300A TP 100kA MDO U-Power ACB without Release, Frame size 3, Ics=Icu=100kA@415V AC, Icw=100kA for 1s | ACB | LV_Switchgear | UW363HXD01000 | L&T | 6300A | 80kA | Nos. | None | Inventory | 6300A TP 100kA MDO U-Power ACB without Release, Frame size 3, Ics=Icu=100kA@415V AC, Icw=100kA for 1s
16089 | 6300A TP 80kA MDO U-Power ACB with O/C,S/C,E/F protection, Microprocessor based Release UW - MTX4.5, Frame size 3, Ics=Icu=80kA@415V AC, Icw=80kA for 1s | ACB | LV_Switchgear | UW363HXD01500 | L&T | 6300A | 80kA | Nos. | None | Inventory | 6300A TP 80kA MDO U-Power ACB with O/C,S/C,E/F protection, Microprocessor based Release UW - MTX4.5, Frame size 3, Ics=Icu=80kA@415V AC, Icw=80kA for 1s
16090 | 6300A TP 80kA MDO U-Power ACB with O/C,S/C,E/F protection, Microprocessor based Release UW - MTX3.5H, Frame size 3, Ics=Icu=80kA@415V AC, Icw=80kA for 1s | ACB | LV_Switchgear | UW363HXD01600 | L&T | 6300A | 80kA | Nos. | None | Inventory | 6300A TP 80kA MDO U-Power ACB with O/C,S/C,E/F protection, Microprocessor based Release UW - MTX3.5H, Frame size 3, Ics=Icu=80kA@415V AC, Icw=80kA for 1s
16091 | 6300A TP 80kA MDO U-Power ACB with O/C,S/C protection, Microprocessor based Release UW - MTX1.0, Frame size 3, Ics=Icu=80kA@415V AC, Icw=80kA for 1s | ACB | LV_Switchgear | UW363HXD01700 | L&T | 6300A | 80kA | Nos. | None | Inventory | 6300A TP 80kA MDO U-Power ACB with O/C,S/C protection, Microprocessor based Release UW - MTX1.0, Frame size 3, Ics=Icu=80kA@415V AC, Icw=80kA for 1s
16092 | 6300A TP 80kA MDO U-Power ACB with O/C,S/C,E/F protection, Microprocessor based Release UW - MTX1G, Frame size 3, Ics=Icu=80kA@415V AC, Icw=80kA for 1s | ACB | LV_Switchgear | UW363HXD01800 | L&T | 6300A | 80kA | Nos. | None | Inventory | 6300A TP 80kA MDO U-Power ACB with O/C,S/C,E/F protection, Microprocessor based Release UW - MTX1G, Frame size 3, Ics=Icu=80kA@415V AC, Icw=80kA for 1s
16093 | 6300A TP 80kA MDO U-Power ACB with O/C,S/C,E/F protection, Microprocessor based Release UW - MTX1.5G, Frame size 3, Ics=Icu=80kA@415V AC, Icw=80kA for 1s | ACB | LV_Switchgear | UW363HXD01900 | L&T | 6300A | 80kA | Nos. | None | Inventory | 6300A TP 80kA MDO U-Power ACB with O/C,S/C,E/F protection, Microprocessor based Release UW - MTX1.5G, Frame size 3, Ics=Icu=80kA@415V AC, Icw=80kA for 1s
16094 | 6300A TP 80kA EDO U-Power ACB without Release, Frame size 3, Ics=Icu=80kA@415V AC, Icw=80kA for 1s | ACB | LV_Switchgear | UW363HXD12000 | L&T | 6300A | 80kA | Nos. | None | Inventory | 6300A TP 80kA EDO U-Power ACB without Release, Frame size 3, Ics=Icu=80kA@415V AC, Icw=80kA for 1s
16095 | 6300A TP 80kA EDO U-Power ACB with O/C,S/C,E/F protection & 240V AC Motor,240V AC Closing, 240V AC Shunt, Microprocessor based Release UW - MTX4.5, Frame size 3, Ics=Icu=80kA@415V AC, Icw=80kA for 1s | ACB | LV_Switchgear | UW363HXD12500 | L&T | 6300A | 80kA | Nos. | None | Inventory | 6300A TP 80kA EDO U-Power ACB with O/C,S/C,E/F protection & 240V AC Motor,240V AC Closing, 240V AC Shunt, Microprocessor based Release UW - MTX4.5, Frame size 3, Ics=Icu=80kA@415V AC, Icw=80kA for 1s
16096 | 6300A TP 80kA EDO U-Power ACB with O/C,S/C,E/F protection & 240V AC Motor,240V AC Closing, 240V AC Shunt, Microprocessor based Release UW - MTX3.5H, Frame size 3, Ics=Icu=80kA@415V AC, Icw=80kA for 1s | ACB | LV_Switchgear | UW363HXD12600 | L&T | 6300A | 80kA | Nos. | None | Inventory | 6300A TP 80kA EDO U-Power ACB with O/C,S/C,E/F protection & 240V AC Motor,240V AC Closing, 240V AC Shunt, Microprocessor based Release UW - MTX3.5H, Frame size 3, Ics=Icu=80kA@415V AC, Icw=80kA for 1s
16097 | 6300A TP 80kA EDO U-Power ACB with O/C,S/C protection & 240V AC Motor,240V AC Closing, 240V AC Shunt, Microprocessor based Release UW - MTX1.0, Frame size 3, Ics=Icu=80kA@415V AC, Icw=80kA for 1s | ACB | LV_Switchgear | UW363HXD12700 | L&T | 6300A | 80kA | Nos. | None | Inventory | 6300A TP 80kA EDO U-Power ACB with O/C,S/C protection & 240V AC Motor,240V AC Closing, 240V AC Shunt, Microprocessor based Release UW - MTX1.0, Frame size 3, Ics=Icu=80kA@415V AC, Icw=80kA for 1s
16098 | 6300A TP 80kA EDO U-Power ACB with O/C,S/C,E/F protection & 240V AC Motor,240V AC Closing, 240V AC Shunt, Microprocessor based Release UW - MTX1G, Frame size 3, Ics=Icu=80kA@415V AC, Icw=80kA for 1s | ACB | LV_Switchgear | UW363HXD12800 | L&T | 6300A | 80kA | Nos. | None | Inventory | 6300A TP 80kA EDO U-Power ACB with O/C,S/C,E/F protection & 240V AC Motor,240V AC Closing, 240V AC Shunt, Microprocessor based Release UW - MTX1G, Frame size 3, Ics=Icu=80kA@415V AC, Icw=80kA for 1s
16099 | 6300A TP 80kA EDO U-Power ACB with O/C,S/C,E/F protection & 240V AC Motor,240V AC Closing, 240V AC Shunt, Microprocessor based Release UW - MTX1.5G, Frame size 3, Ics=Icu=80kA@415V AC, Icw=80kA for 1s | ACB | LV_Switchgear | UW363HXD12900 | L&T | 6300A | 80kA | Nos. | None | Inventory | 6300A TP 80kA EDO U-Power ACB with O/C,S/C,E/F protection & 240V AC Motor,240V AC Closing, 240V AC Shunt, Microprocessor based Release UW - MTX1.5G, Frame size 3, Ics=Icu=80kA@415V AC, Icw=80kA for 1s
16100 | 6300A FP 100kA MDO U-Power ACB without Release, Frame size 3, Ics=Icu=100kA@415V AC, Icw=100kA for 1s | ACB | LV_Switchgear | UW363VFD01000 | L&T | 6300A | 100kA | Nos. | None | Inventory | 6300A FP 100kA MDO U-Power ACB without Release, Frame size 3, Ics=Icu=100kA@415V AC, Icw=100kA for 1s
16101 | 6300A FP 100kA MDO U-Power ACB with O/C,S/C,E/F protection, Microprocessor based Release UW - MTX4.5, Frame size 3, Ics=Icu=100kA@415V AC, Icw=100kA for 1s | ACB | LV_Switchgear | UW363VFD01500 | L&T | 6300A | 100kA | Nos. | None | Inventory | 6300A FP 100kA MDO U-Power ACB with O/C,S/C,E/F protection, Microprocessor based Release UW - MTX4.5, Frame size 3, Ics=Icu=100kA@415V AC, Icw=100kA for 1s
16102 | 6300A FP 100kA MDO U-Power ACB with O/C,S/C,E/F protection, Microprocessor based Release UW - MTX3.5H, Frame size 3, Ics=Icu=100kA@415V AC, Icw=100kA for 1s | ACB | LV_Switchgear | UW363VFD01600 | L&T | 6300A | 100kA | Nos. | None | Inventory | 6300A FP 100kA MDO U-Power ACB with O/C,S/C,E/F protection, Microprocessor based Release UW - MTX3.5H, Frame size 3, Ics=Icu=100kA@415V AC, Icw=100kA for 1s
16103 | 6300A FP 100kA MDO U-Power ACB with O/C,S/C protection, Microprocessor based Release UW - MTX1.0, Frame size 3, Ics=Icu=100kA@415V AC, Icw=100kA for 1s | ACB | LV_Switchgear | UW363VFD01700 | L&T | 6300A | 100kA | Nos. | None | Inventory | 6300A FP 100kA MDO U-Power ACB with O/C,S/C protection, Microprocessor based Release UW - MTX1.0, Frame size 3, Ics=Icu=100kA@415V AC, Icw=100kA for 1s
16104 | 6300A FP 100kA MDO U-Power ACB with O/C,S/C,E/F protection, Microprocessor based Release UW - MTX1G, Frame size 3, Ics=Icu=100kA@415V AC, Icw=100kA for 1s | ACB | LV_Switchgear | UW363VFD01800 | L&T | 6300A | 100kA | Nos. | None | Inventory | 6300A FP 100kA MDO U-Power ACB with O/C,S/C,E/F protection, Microprocessor based Release UW - MTX1G, Frame size 3, Ics=Icu=100kA@415V AC, Icw=100kA for 1s
16105 | 6300A FP 100kA MDO U-Power ACB with O/C,S/C,E/F protection, Microprocessor based Release UW - MTX1.5G, Frame size 3, Ics=Icu=100kA@415V AC, Icw=100kA for 1s | ACB | LV_Switchgear | UW363VFD01900 | L&T | 6300A | 100kA | Nos. | None | Inventory | 6300A FP 100kA MDO U-Power ACB with O/C,S/C,E/F protection, Microprocessor based Release UW - MTX1.5G, Frame size 3, Ics=Icu=100kA@415V AC, Icw=100kA for 1s
16106 | 6300A FP 100kA EDO U-Power ACB without Release, Frame size 3, Ics=Icu=100kA@415V AC, Icw=100kA for 1s | ACB | LV_Switchgear | UW363VFD12000 | L&T | 6300A | 100kA | Nos. | None | Inventory | 6300A FP 100kA EDO U-Power ACB without Release, Frame size 3, Ics=Icu=100kA@415V AC, Icw=100kA for 1s
16107 | 6300A FP 100kA EDO U-Power ACB with O/C,S/C,E/F protection & 240V AC Motor,240V AC Closing, 240V AC Shunt, Microprocessor based Release UW - MTX4.5, Frame size 3, Ics=Icu=100kA@415V AC, Icw=100kA for 1s | ACB | LV_Switchgear | UW363VFD12500 | L&T | 6300A | 100kA | Nos. | None | Inventory | 6300A FP 100kA EDO U-Power ACB with O/C,S/C,E/F protection & 240V AC Motor,240V AC Closing, 240V AC Shunt, Microprocessor based Release UW - MTX4.5, Frame size 3, Ics=Icu=100kA@415V AC, Icw=100kA for 1s
16108 | 6300A FP 100kA EDO U-Power ACB with O/C,S/C,E/F protection & 240V AC Motor,240V AC Closing, 240V AC Shunt, Microprocessor based Release UW - MTX3.5H, Frame size 3, Ics=Icu=100kA@415V AC, Icw=100kA for 1s | ACB | LV_Switchgear | UW363VFD12600 | L&T | 6300A | 100kA | Nos. | None | Inventory | 6300A FP 100kA EDO U-Power ACB with O/C,S/C,E/F protection & 240V AC Motor,240V AC Closing, 240V AC Shunt, Microprocessor based Release UW - MTX3.5H, Frame size 3, Ics=Icu=100kA@415V AC, Icw=100kA for 1s
16109 | 6300A FP 100kA EDO U-Power ACB with O/C,S/C protection & 240V AC Motor,240V AC Closing, 240V AC Shunt, Microprocessor based Release UW - MTX1.0, Frame size 3, Ics=Icu=100kA@415V AC, Icw=100kA for 1s | ACB | LV_Switchgear | UW363VFD12700 | L&T | 6300A | 100kA | Nos. | None | Inventory | 6300A FP 100kA EDO U-Power ACB with O/C,S/C protection & 240V AC Motor,240V AC Closing, 240V AC Shunt, Microprocessor based Release UW - MTX1.0, Frame size 3, Ics=Icu=100kA@415V AC, Icw=100kA for 1s
16110 | 6300A FP 100kA EDO U-Power ACB with O/C,S/C,E/F protection & 240V AC Motor,240V AC Closing, 240V AC Shunt, Microprocessor based Release UW - MTX1G, Frame size 3, Ics=Icu=100kA@415V AC, Icw=100kA for 1s | ACB | LV_Switchgear | UW363VFD12800 | L&T | 6300A | 100kA | Nos. | None | Inventory | 6300A FP 100kA EDO U-Power ACB with O/C,S/C,E/F protection & 240V AC Motor,240V AC Closing, 240V AC Shunt, Microprocessor based Release UW - MTX1G, Frame size 3, Ics=Icu=100kA@415V AC, Icw=100kA for 1s
16111 | 6300A FP 100kA EDO U-Power ACB with O/C,S/C,E/F protection & 240V AC Motor,240V AC Closing, 240V AC Shunt, Microprocessor based Release UW - MTX1.5G, Frame size 3, Ics=Icu=100kA@415V AC, Icw=100kA for 1s | ACB | LV_Switchgear | UW363VFD12900 | L&T | 6300A | 100kA | Nos. | None | Inventory | 6300A FP 100kA EDO U-Power ACB with O/C,S/C,E/F protection & 240V AC Motor,240V AC Closing, 240V AC Shunt, Microprocessor based Release UW - MTX1.5G, Frame size 3, Ics=Icu=100kA@415V AC, Icw=100kA for 1s
16112 | 6300A TP 100kA MDO U-Power ACB with O/C,S/C,E/F protection, Microprocessor based Release UW - MTX4.5, Frame size 3, Ics=Icu=100kA@415V AC, Icw=100kA for 1s | ACB | LV_Switchgear | UW363VXD01500 | L&T | 6300A | 100kA | Nos. | None | Inventory | 6300A TP 100kA MDO U-Power ACB with O/C,S/C,E/F protection, Microprocessor based Release UW - MTX4.5, Frame size 3, Ics=Icu=100kA@415V AC, Icw=100kA for 1s
16113 | 6300A TP 100kA MDO U-Power ACB with O/C,S/C,E/F protection, Microprocessor based Release UW - MTX3.5H, Frame size 3, Ics=Icu=100kA@415V AC, Icw=100kA for 1s | ACB | LV_Switchgear | UW363VXD01600 | L&T | 6300A | 100kA | Nos. | None | Inventory | 6300A TP 100kA MDO U-Power ACB with O/C,S/C,E/F protection, Microprocessor based Release UW - MTX3.5H, Frame size 3, Ics=Icu=100kA@415V AC, Icw=100kA for 1s
16114 | 6300A TP 100kA MDO U-Power ACB with O/C,S/C protection, Microprocessor based Release UW - MTX1.0, Frame size 3, Ics=Icu=100kA@415V AC, Icw=100kA for 1s | ACB | LV_Switchgear | UW363VXD01700 | L&T | 6300A | 100kA | Nos. | None | Inventory | 6300A TP 100kA MDO U-Power ACB with O/C,S/C protection, Microprocessor based Release UW - MTX1.0, Frame size 3, Ics=Icu=100kA@415V AC, Icw=100kA for 1s
16115 | 6300A TP 100kA MDO U-Power ACB with O/C,S/C,E/F protection, Microprocessor based Release UW - MTX1G, Frame size 3, Ics=Icu=100kA@415V AC, Icw=100kA for 1s | ACB | LV_Switchgear | UW363VXD01800 | L&T | 6300A | 100kA | Nos. | None | Inventory | 6300A TP 100kA MDO U-Power ACB with O/C,S/C,E/F protection, Microprocessor based Release UW - MTX1G, Frame size 3, Ics=Icu=100kA@415V AC, Icw=100kA for 1s
16116 | 6300A TP 100kA MDO U-Power ACB with O/C,S/C,E/F protection, Microprocessor based Release UW - MTX1.5G, Frame size 3, Ics=Icu=100kA@415V AC, Icw=100kA for 1s | ACB | LV_Switchgear | UW363VXD01900 | L&T | 6300A | 100kA | Nos. | None | Inventory | 6300A TP 100kA MDO U-Power ACB with O/C,S/C,E/F protection, Microprocessor based Release UW - MTX1.5G, Frame size 3, Ics=Icu=100kA@415V AC, Icw=100kA for 1s
16117 | 6300A TP 100kA EDO U-Power ACB without Release, Frame size 3, Ics=Icu=100kA@415V AC, Icw=100kA for 1s | ACB | LV_Switchgear | UW363VXD12000 | L&T | 6300A | 100kA | Nos. | None | Inventory | 6300A TP 100kA EDO U-Power ACB without Release, Frame size 3, Ics=Icu=100kA@415V AC, Icw=100kA for 1s
16118 | 6300A TP 100kA EDO U-Power ACB with O/C,S/C,E/F protection & 240V AC Motor,240V AC Closing, 240V AC Shunt, Microprocessor based Release UW - MTX4.5, Frame size 3, Ics=Icu=100kA@415V AC, Icw=100kA for 1s | ACB | LV_Switchgear | UW363VXD12500 | L&T | 6300A | 100kA | Nos. | None | Inventory | 6300A TP 100kA EDO U-Power ACB with O/C,S/C,E/F protection & 240V AC Motor,240V AC Closing, 240V AC Shunt, Microprocessor based Release UW - MTX4.5, Frame size 3, Ics=Icu=100kA@415V AC, Icw=100kA for 1s
16119 | 6300A TP 100kA EDO U-Power ACB with O/C,S/C,E/F protection & 240V AC Motor,240V AC Closing, 240V AC Shunt, Microprocessor based Release UW - MTX3.5H, Frame size 3, Ics=Icu=100kA@415V AC, Icw=100kA for 1s | ACB | LV_Switchgear | UW363VXD12600 | L&T | 6300A | 100kA | Nos. | None | Inventory | 6300A TP 100kA EDO U-Power ACB with O/C,S/C,E/F protection & 240V AC Motor,240V AC Closing, 240V AC Shunt, Microprocessor based Release UW - MTX3.5H, Frame size 3, Ics=Icu=100kA@415V AC, Icw=100kA for 1s
16120 | 6300A TP 100kA EDO U-Power ACB with O/C,S/C protection & 240V AC Motor,240V AC Closing, 240V AC Shunt, Microprocessor based Release UW - MTX1.0, Frame size 3, Ics=Icu=100kA@415V AC, Icw=100kA for 1s | ACB | LV_Switchgear | UW363VXD12700 | L&T | 6300A | 100kA | Nos. | None | Inventory | 6300A TP 100kA EDO U-Power ACB with O/C,S/C protection & 240V AC Motor,240V AC Closing, 240V AC Shunt, Microprocessor based Release UW - MTX1.0, Frame size 3, Ics=Icu=100kA@415V AC, Icw=100kA for 1s
16121 | 6300A TP 100kA EDO U-Power ACB with O/C,S/C,E/F protection & 240V AC Motor,240V AC Closing, 240V AC Shunt, Microprocessor based Release UW - MTX1G, Frame size 3, Ics=Icu=100kA@415V AC, Icw=100kA for 1s | ACB | LV_Switchgear | UW363VXD12800 | L&T | 6300A | 100kA | Nos. | None | Inventory | 6300A TP 100kA EDO U-Power ACB with O/C,S/C,E/F protection & 240V AC Motor,240V AC Closing, 240V AC Shunt, Microprocessor based Release UW - MTX1G, Frame size 3, Ics=Icu=100kA@415V AC, Icw=100kA for 1s
16122 | 6300A TP 100kA EDO U-Power ACB with O/C,S/C,E/F protection & 240V AC Motor,240V AC Closing, 240V AC Shunt, Microprocessor based Release UW - MTX1.5G, Frame size 3, Ics=Icu=100kA@415V AC, Icw=100kA for 1s | ACB | LV_Switchgear | UW363VXD12900 | L&T | 6300A | 100kA | Nos. | None | Inventory | 6300A TP 100kA EDO U-Power ACB with O/C,S/C,E/F protection & 240V AC Motor,240V AC Closing, 240V AC Shunt, Microprocessor based Release UW - MTX1.5G, Frame size 3, Ics=Icu=100kA@415V AC, Icw=100kA for 1s
16123 | M. S. PIN FOR BREAKER FLOOR ROLLING TROLLEY WHEEL | BROUGHTOUT | ACCESSORIES | V-3VD-26827-023 | REPUTED | _ | NA | Nos |  | Inventory | M. S. PIN FOR BREAKER FLOOR ROLLING TROLLEY WHEEL
16124 | Visual Studio Professional Licenses 8 quantity (paid on monthly basis) | OWN USE ITEMS | ACCESSORIES | V-STUDIO | REPUTED | - | - | Nos |  | Non Inventory | Visual Studio Professional Licenses 8 quantity (paid on monthly basis)
2858 | WHITE LAMP AUX.VOLTAGE 48V DC | LAMP | SWITCHGEAR | 3PLBR1L-24V-DC | TEKNIC | _ | NA | Nos |  | Inventory | WHITE LAMP AUX.VOLTAGE 48V DC
2859 | WHITE LAMP AUX.VOLTAGE 24V DC | LAMP | SWITCHGEAR | 3PLBR1L-24VDC | TEKNIC | _ | NA | Nos |  | Inventory | WHITE LAMP AUX.VOLTAGE 24V DC
2860 | WHITE LAMP AUX.VOLTAGE 30V DC | LAMP | SWITCHGEAR | 3PLBR1L-30VDC | TEKNIC | _ | NA | Nos |  | Inventory | WHITE LAMP AUX.VOLTAGE 30V DC
16128 | SPD 3-Pole+NPE, TYPE-1+2, 50KA | SPD | LV_Switchgear | V25-B+C-TYPE-1+2 | OBO | - | - | Nos |  | Inventory | SPD 3-Pole+NPE, TYPE-1+2, 50KA
16129 | SPD 3-pole + NPE, TYPE-1+2, 50KA | SPD | LV_Switchgear | V25-B+C/3+NPE-320 | OBO | - | - | Nos |  | Inventory | SPD 3-pole + NPE, TYPE-1+2, 50KA
2861 | WHITE LAMP, AUX. VOLTAGE : 24 - 240V AC / DC. | LAMP | SWITCHGEAR | 3PLBR1LU(S)-24-240V AC/DC | TEKNIC | _ | NA | Nos | None | Inventory | WHITE LAMP, AUX. VOLTAGE : 24 - 240V AC / DC.
2862 | GREEN LAMP AUX.VOLTAGE 110V AC | LAMP | SWITCHGEAR | 3PLBR3L-110V AC | TEKNIC | _ | NA | Nos | None | Inventory | GREEN LAMP AUX.VOLTAGE 110V AC
2863 | GREEN LAMP AUX.VOLTAGE 110V DC | LAMP | SWITCHGEAR | 3PLBR3L-110V-DC | TEKNIC | _ | NA | Nos |  | Inventory | GREEN LAMP AUX.VOLTAGE 110V DC
2864 | GREEN LAMP AUX.VOLTAGE 220 DC | LAMP | SWITCHGEAR | 3PLBR3L-220V-DC | TEKNIC | _ | NA | Nos |  | Inventory | GREEN LAMP AUX.VOLTAGE 220 DC
2865 | GREEN LAMP, AUX. VOLTAGE: 220V DC | LAMP | SWITCHGEAR | 3PLBR3L-220VDC | TEKNIC | - | - | Nos. |  | Inventory | GREEN LAMP, AUX. VOLTAGE: 220V DC
2866 | GREEN LAMP AUX.VOLTAGE 230V AC | LAMP | SWITCHGEAR | 3PLBR3L-240V-AC | TEKNIC | _ | NA | Nos |  | Inventory | GREEN LAMP AUX.VOLTAGE 230V AC
2867 | GREEN LAMP AUX.VOLTAGE 24V DC | LAMP | SWITCHGEAR | 3PLBR3L-24V-DC | TEKNIC | _ | NA | Nos |  | Inventory | GREEN LAMP AUX.VOLTAGE 24V DC
2868 | GREEN LAMP AUX.VOLTAGE 30V DC | LAMP | SWITCHGEAR | 3PLBR3L-30V-DC | TEKNIC | _ | NA | Nos |  | Inventory | GREEN LAMP AUX.VOLTAGE 30V DC
2869 | GREEN LAMP AUX.VOLTAGE 48V DC | LAMP | SWITCHGEAR | 3PLBR3L-48V-DC | TEKNIC | _ | NA | Nos |  | Inventory | GREEN LAMP AUX.VOLTAGE 48V DC
2870 | GREEN LAMP, AUX. VOLTAGE : 24 - 240V AC / DC. | LAMP | SWITCHGEAR | 3PLBR3LU-24-240V AC/DC | TEKNIC | _ | NA | Nos | None | Inventory | GREEN LAMP, AUX. VOLTAGE : 24 - 240V AC / DC.
2871 | RED LAMP AUX.VOLTAGE 110V AC | LAMP | SWITCHGEAR | 3PLBR4L-110V AC | TEKNIC | _ | NA | Nos | None | Inventory | RED LAMP AUX.VOLTAGE 110V AC
2872 | RED LAMP AUX.VOLTAGE 110V DC | LAMP | SWITCHGEAR | 3PLBR4L-110V-DC | TEKNIC | _ | NA | Nos |  | Inventory | RED LAMP AUX.VOLTAGE 110V DC
2873 | RED LAMP AUX.VOLTAGE 220 DC | LAMP | SWITCHGEAR | 3PLBR4L-220V-DC | TEKNIC | _ | NA | Nos |  | Inventory | RED LAMP AUX.VOLTAGE 220 DC
2874 | RED LAMP, AUX. VOLTAGE: 220V DC | LAMP | SWITCHGEAR | 3PLBR4L-220VDC | TEKNIC | - | - | Nos. |  | Inventory | RED LAMP, AUX. VOLTAGE: 220V DC
2875 | RED LAMP, AUX. VOLTAGE : 230V AC. | LAMP | SWITCHGEAR | 3PLBR4L-230VAC | TEKNIC | _ | NA | Nos |  | Inventory | RED LAMP, AUX. VOLTAGE : 230V AC.
2876 | RED LAMP AUX.VOLTAGE 230V AC | LAMP | SWITCHGEAR | 3PLBR4L-240V-AC | TEKNIC | _ | NA | Nos |  | Inventory | RED LAMP AUX.VOLTAGE 230V AC
2877 | RED LAMP AUX.VOLTAGE 24V DC | LAMP | SWITCHGEAR | 3PLBR4L-24V-DC | TEKNIC | _ | NA | Nos |  | Inventory | RED LAMP AUX.VOLTAGE 24V DC
2878 | RED LAMP AUX.VOLTAGE 30V DC | LAMP | SWITCHGEAR | 3PLBR4L-30V-DC | TEKNIC | _ | NA | Nos |  | Inventory | RED LAMP AUX.VOLTAGE 30V DC
2879 | RED LAMP AUX.VOLTAGE 48V DC | LAMP | SWITCHGEAR | 3PLBR4L-48V-DC | TEKNIC | _ | NA | Nos |  | Inventory | RED LAMP AUX.VOLTAGE 48V DC
2880 | RED LAMP AUX.VOLTAGE 63.5AC | LAMP | SWITCHGEAR | 3PLBR1L-30VDC | TEKNIC | _ | NA | Nos |  | Inventory | RED LAMP AUX.VOLTAGE 63.5AC
2881 | RED LAMP, AUX. VOLTAGE : 63.5V AC. | LAMP | SWITCHGEAR | 3PLBR4L-63.5VAC | TEKNIC | _ | NA | Nos |  | Inventory | RED LAMP, AUX. VOLTAGE : 63.5V AC.
2882 | RED LAMP, AUX. VOLTAGE : 24 - 240V AC / DC. | LAMP | SWITCHGEAR | 3PLBR4LU-24-240V AC/DC | TEKNIC | _ | NA | Nos | None | Inventory | RED LAMP, AUX. VOLTAGE : 24 - 240V AC / DC.
2883 | AMBER LAMP AUX.VOLTAGE 110V AC | LAMP | SWITCHGEAR | 3PLBR5L-110V AC | TEKNIC | _ | NA | Nos | None | Inventory | AMBER LAMP AUX.VOLTAGE 110V AC
2884 | AMBER LAMP AUX.VOLTAGE 110V DC | LAMP | SWITCHGEAR | 3PLBR5L-110V-DC | TEKNIC | _ | NA | Nos |  | Inventory | AMBER LAMP AUX.VOLTAGE 110V DC
2885 | AMBER LAMP AUX.VOLTAGE 220 DC | LAMP | SWITCHGEAR | 3PLBR5L-220V-DC | TEKNIC | _ | NA | Nos |  | Inventory | AMBER LAMP AUX.VOLTAGE 220 DC
2886 | AMBER LAMP, AUX. VOLTAGE: 220V DC | LAMP | SWITCHGEAR | 3PLBR5L-220VDC | TEKNIC | - | - | Nos. |  | Inventory | AMBER LAMP, AUX. VOLTAGE: 220V DC
2887 | AMBER LAMP AUX.VOLTAGE 230V AC | LAMP | SWITCHGEAR | 3PLBR5L-240V-AC | TEKNIC | _ | NA | Nos |  | Inventory | AMBER LAMP AUX.VOLTAGE 230V AC
2888 | AMBER LAMP AUX.VOLTAGE 24V DC | LAMP | SWITCHGEAR | 3PLBR5L-24V-DC | TEKNIC | _ | NA | Nos |  | Inventory | AMBER LAMP AUX.VOLTAGE 24V DC
2889 | AMBER LAMP AUX.VOLTAGE 30V DC | LAMP | SWITCHGEAR | 3PLBR5L-30VDC | TEKNIC | _ | NA | Nos |  | Inventory | AMBER LAMP AUX.VOLTAGE 30V DC
2890 | AMBER LAMP AUX.VOLTAGE 48V DC | LAMP | SWITCHGEAR | 3PLBR5L-48V-DC | TEKNIC | _ | NA | Nos |  | Inventory | AMBER LAMP AUX.VOLTAGE 48V DC
16160 | SPD, 3P+N, type-2, 40kA. | SPD | LV_Switchgear | VAL-MS3203+1FM | PHOENIX | - | - | Nos |  | Inventory | SPD, 3P+N, type-2, 40kA.
2891 | AMBER LAMP, AUX. VOLTAGE : 24 - 240V AC / DC. | LAMP | SWITCHGEAR | 3PLBR5LU-24-240V AC/DC | TEKNIC | _ | NA | Nos | None | Inventory | AMBER LAMP, AUX. VOLTAGE : 24 - 240V AC / DC.
2892 | BLUE LAMP AUX.VOLTAGE 110V AC | LAMP | SWITCHGEAR | 3PLBR6L-110V AC | TEKNIC | _ | NA | Nos | None | Inventory | BLUE LAMP AUX.VOLTAGE 110V AC
2893 | BLUE LAMP AUX.VOLTAGE 110V DC | LAMP | SWITCHGEAR | 3PLBR6L-110V-DC | TEKNIC | _ | NA | Nos |  | Inventory | BLUE LAMP AUX.VOLTAGE 110V DC
2894 | BLUE LAMP AUX.VOLTAGE 220 DC | LAMP | SWITCHGEAR | 3PLBR6L-220V-DC | TEKNIC | _ | NA | Nos |  | Inventory | BLUE LAMP AUX.VOLTAGE 220 DC
2895 | BLUE LAMP, AUX. VOLTAGE : 220V DC. | LAMP | SWITCHGEAR | 3PLBR6L-220VDC | TEKNIC | - | - | Nos. |  | Inventory | BLUE LAMP, AUX. VOLTAGE : 220V DC.
2896 | BLUE LAMP AUX.VOLTAGE 230V AC | LAMP | SWITCHGEAR | 3PLBR6L-240V-AC | TEKNIC | _ | NA | Nos |  | Inventory | BLUE LAMP AUX.VOLTAGE 230V AC
2897 | BLUE LAMP AUX.VOLTAGE 24V DC | LAMP | SWITCHGEAR | 3PLBR6L-24V-DC | TEKNIC | _ | NA | Nos |  | Inventory | BLUE LAMP AUX.VOLTAGE 24V DC
16168 | Internal cable container, 2000x200(HxW)mm | ArTuK | LV PANEL | VC2020-1 | ABB | - | - | KGS |  | Inventory | Internal cable container, 2000x200(HxW)mm
16169 | Internal cable container, 2000x300(HxW)mm | ArTuK | LV PANEL | VC2030-1 | ABB | - | - | KGS |  | Inventory | Internal cable container, 2000x300(HxW)mm
16170 | Base, top and base strip for external cable container, 300x900(WxD)mm | ArTuK | LV PANEL | VC3010-1 | ABB | - | - | KGS |  | Inventory | Base, top and base strip for external cable container, 300x900(WxD)mm
16171 | Base, top and base strip for external cable container, 300x300(WxD)mm | ArTuK | LV PANEL | VC3050-1 | ABB | - | - | KGS |  | Inventory | Base, top and base strip for external cable container, 300x300(WxD)mm
16172 | Base, top and base strip for external cable container, 300x700(WxD)mm | ArTuK | LV PANEL | VC3080-1 | ABB | - | - | KGS |  | Inventory | Base, top and base strip for external cable container, 300x700(WxD)mm
16173 | VCB-HANDLE SUITABLE FOR VD4/VMAX | BROUGHTOUT | ACCESSORIES | VCB-HANDLE | REPUTED | _ | NA | Nos | None | Inventory | VCB-HANDLE SUITABLE FOR VD4/VMAX
2898 | BLUE LAMP AUX.VOLTAGE 30V DC | LAMP | SWITCHGEAR | 3PLBR6L-30VDC | TEKNIC | _ | NA | Nos |  | Inventory | BLUE LAMP AUX.VOLTAGE 30V DC
2899 | BLUE LAMP AUX.VOLTAGE 48V DC | LAMP | SWITCHGEAR | 3PLBR6L-48VDC | TEKNIC | _ | NA | Nos |  | Inventory | BLUE LAMP AUX.VOLTAGE 48V DC
2900 | BLUE LAMP AUX.VOLTAGE 63.5 AC | LAMP | SWITCHGEAR | 3PLBR6L-63.5-AC | TEKNIC | _ | NA | Nos |  | Inventory | BLUE LAMP AUX.VOLTAGE 63.5 AC
2901 | BLUE LAMP, AUX. VOLTAGE : 63.5V AC. | LAMP | SWITCHGEAR | 3PLBR6L-63.5VAC | TEKNIC | _ | NA | Nos |  | Inventory | BLUE LAMP, AUX. VOLTAGE : 63.5V AC.
2902 | BLUE LAMP, AUX. VOLTAGE : 24-240 V DC/AC. | LAMP | SWITCHGEAR | 3PLBR6LU-24-240 VDC/AC | TEKNIC | _ | NA | Nos | None | Inventory | BLUE LAMP, AUX. VOLTAGE : 24-240 V DC/AC.
2903 | BLUE LAMP, AUX. VOLTAGE : 24 - 240V AC / DC. | LAMP | SWITCHGEAR | 3PLBR6LU-24-240V AC/DC | TEKNIC | _ | NA | Nos | None | Inventory | BLUE LAMP, AUX. VOLTAGE : 24 - 240V AC / DC.
2904 | WHITE CLEAR LAMP, AUX. VOLTAGE : 110V AC. | LAMP | SWITCHGEAR | 3PLBR7L(S)-110VAC | TEKNIC | _ | NA | Nos | None | Inventory | WHITE CLEAR LAMP, AUX. VOLTAGE : 110V AC.
2905 | WHITE CLEAR LAMP, AUX. VOLTAGE : 110V DC. | LAMP | SWITCHGEAR | 3PLBR7L(S)-110VDC | TEKNIC | _ | NA | Nos |  | Inventory | WHITE CLEAR LAMP, AUX. VOLTAGE : 110V DC.
2906 | WHITE CLEAR LAMP, AUX. VOLTAGE : 220V DC. | LAMP | SWITCHGEAR | 3PLBR7L(S)-220VDC | TEKNIC | _ | NA | Nos |  | Inventory | WHITE CLEAR LAMP, AUX. VOLTAGE : 220V DC.
2907 | WHITE CLEAR LAMP, AUX. VOLTAGE : 230V AC. | LAMP | SWITCHGEAR | 3PLBR7L(S)-230VAC | TEKNIC | _ | NA | Nos |  | Inventory | WHITE CLEAR LAMP, AUX. VOLTAGE : 230V AC.
2908 | WHITE CLEAR LAMP, AUX. VOLTAGE : 24V DC. | LAMP | SWITCHGEAR | 3PLBR7L(S)-24VDC | TEKNIC | _ | NA | Nos |  | Inventory | WHITE CLEAR LAMP, AUX. VOLTAGE : 24V DC.
2909 | WHITE CLEAR LAMP, AUX. VOLTAGE : 30V DC. | LAMP | SWITCHGEAR | 3PLBR7L(S)-30VDC | TEKNIC | _ | NA | Nos |  | Inventory | WHITE CLEAR LAMP, AUX. VOLTAGE : 30V DC.
2910 | WHITE CLEAR LAMP, AUX. VOLTAGE : 48V DC. | LAMP | SWITCHGEAR | 3PLBR7L(S)-48VDC | TEKNIC | _ | NA | Nos | None | Inventory | WHITE CLEAR LAMP, AUX. VOLTAGE : 48V DC.
2911 | CLEAR LAMP AUX.VOLTAGE 110V DC | LAMP | SWITCHGEAR | 3PLBR7L-110V DC | TEKNIC | _ | NA | Nos | None | Inventory | CLEAR LAMP AUX.VOLTAGE 110V DC
2912 | CLEAR LAMP AUX.VOLTAGE 220 DC | LAMP | SWITCHGEAR | 3PLBR7L-220V DC | TEKNIC | _ | NA | Nos | None | Inventory | CLEAR LAMP AUX.VOLTAGE 220 DC
2913 | CLEAR LAMP AUX.VOLTAGE 230V AC | LAMP | SWITCHGEAR | 3PLBR7L-240V AC | TEKNIC | _ | NA | Nos | None | Inventory | CLEAR LAMP AUX.VOLTAGE 230V AC
2914 | CLEAR LAMP AUX.VOLTAGE 24V DC | LAMP | SWITCHGEAR | 3PLBR7L-24V DC | TEKNIC | _ | NA | Nos | None | Inventory | CLEAR LAMP AUX.VOLTAGE 24V DC
2915 | YELLOW LAMP AUX.VOLTAGE 110V DC | LAMP | SWITCHGEAR | 3PLBR8L-110V DC | TEKNIC | _ | NA | Nos | None | Inventory | YELLOW LAMP AUX.VOLTAGE 110V DC
2916 | YELLOW LAMP, YELLOW LENS AUX. VOLTAGE : 110V DC. | LAMP | SWITCHGEAR | 3PLBR8L-110VDC | TEKNIC | _ | NA | Nos |  | Inventory | YELLOW LAMP, YELLOW LENS AUX. VOLTAGE : 110V DC.
2917 | YELLOW LAMP AUX.VOLTAGE 230V AC | LAMP | SWITCHGEAR | 3PLBR8L-240V AC | TEKNIC | _ | NA | Nos | None | Inventory | YELLOW LAMP AUX.VOLTAGE 230V AC
2918 | YELLOW LAMP AUX.VOLTAGE 48V DC | LAMP | SWITCHGEAR | 3PLBR8L-24V DC | TEKNIC | _ | NA | Nos | None | Inventory | YELLOW LAMP AUX.VOLTAGE 48V DC
2919 | YELLOW LAMP AUX.VOLTAGE 30V DC | LAMP | SWITCHGEAR | 3PLBR8L-30VDC | TEKNIC | _ | NA | Nos | None | Inventory | YELLOW LAMP AUX.VOLTAGE 30V DC
2920 | YELLOW LAMP AUX.VOLTAGE 63.5AC | LAMP | SWITCHGEAR | 3PLBR8L-63.5 AC | TEKNIC | _ | NA | Nos | None | Inventory | YELLOW LAMP AUX.VOLTAGE 63.5AC
2921 | YELLOW LAMP, AUX. VOLTAGE : 63.5V AC. | LAMP | SWITCHGEAR | 3PLBR8L-63.5VAC | TEKNIC | _ | NA | Nos | None | Inventory | YELLOW LAMP, AUX. VOLTAGE : 63.5V AC.
2922 | YELLOW LAMP, AUX. VOLTAGE : 24 - 240V AC / DC. | LAMP | SWITCHGEAR | 3PLBR8LU-24-240V AC/DC | TEKNIC | _ | NA | Nos | None | Inventory | YELLOW LAMP, AUX. VOLTAGE : 24 - 240V AC / DC.
3551 | Control Station 5Way Plastic Housing Size: 72x233x51 | LAMP | SWITCHGEAR | 5 WAY PLASTIC HOUSING | TEKNIC | _ | NA | Nos | None | Inventory | Control Station 5Way Plastic Housing Size: 72x233x51
10643 | BULB FOR TOWERLIGHT, GREEN COLOUR, 24VAC/DC, FLASHING , | LAMP | SWITCHGEAR | MCB 15 D 3 (24V) TL - F | TEKNIC | _ | NA | Nos | None | Inventory | BULB FOR TOWERLIGHT, GREEN COLOUR, 24VAC/DC, FLASHING ,
10644 | BULB FOR TOWERLIGHT, AMBER COLOUR, 24VAC/DC, FLASHING , | LAMP | SWITCHGEAR | MCB 15 D 5 (24V) TL - F | TEKNIC | _ | NA | Nos | None | Inventory | BULB FOR TOWERLIGHT, AMBER COLOUR, 24VAC/DC, FLASHING ,
10645 | BULB FOR TOWERLIGHT, RED COLOUR, 24VAC/DC, FLASHING , | LAMP | SWITCHGEAR | MCB 15D 4 (24V)TL - F | TEKNIC | _ | NA | Nos | None | Inventory | BULB FOR TOWERLIGHT, RED COLOUR, 24VAC/DC, FLASHING ,
12193 | White | PUSH BUTTON | SWITCHGEAR | P2AF1 | TEKNIC | _ | NA | Nos | None | Inventory | White
12194 | Black | PUSH BUTTON | SWITCHGEAR | P2AF2 | TEKNIC | _ | NA | Nos | None | Inventory | Black
12195 | Green | PUSH BUTTON | SWITCHGEAR | P2AF3 | TEKNIC | _ | NA | Nos | None | Inventory | Green
12196 | Red | PUSH BUTTON | SWITCHGEAR | P2AF4 | TEKNIC | _ | NA | Nos | None | Inventory | Red
12197 | Blue | PUSH BUTTON | SWITCHGEAR | P2AF6 | TEKNIC | _ | NA | Nos | None | Inventory | Blue
12198 | Yellow | PUSH BUTTON | SWITCHGEAR | P2AF8 | TEKNIC | _ | NA | Nos | None | Inventory | Yellow
12199 | MASHROOM HEAD PUSH BUTTON | PUSH BUTTON | SWITCHGEAR | P2AML4 | TEKNIC | _ | NA | Nos |  | Inventory | MASHROOM HEAD PUSH BUTTON
14263 | Green Colour, OPEN SILVER CONTACTS 1NO | PUSH BUTTON | SWITCHGEAR | S1 - 1 NO GREEN | TEKNIC | _ | NA | Nos | None | Inventory | Green Colour, OPEN SILVER CONTACTS 1NO
14265 | Red Colour, CLOSED SILVER CONTACTS 1NC | PUSH BUTTON | SWITCHGEAR | S2 - 1 NC RED | TEKNIC | _ | NA | Nos | None | Inventory | Red Colour, CLOSED SILVER CONTACTS 1NC
15570 | INDUCTIVE PROXIMITY SWITCH, 24V DC, 3 WIRE, NO, M18 | SWITCH | SWITCHGEAR | TEK-PROXIMITY-SWITCH-24VDC-3WIRE-NO-M18 | TEKNIC | - | - | Nos |  | Inventory | INDUCTIVE PROXIMITY SWITCH, 24V DC, 3 WIRE, NO, M18
16246 | STEADY LIGHT BEACON MODULE FOR MODULE SIGNAL 50 MODULAR SIGNAL TOWER, IP 65, AMBER COLOUR LENS, NOMINAL VOLTAGE 12- 250VAC/DC , | LAMP | SWITCHGEAR | VLL 750 001 900 (250VAC)AMBER | TEKNIC | _ | NA | Nos | None | Inventory | STEADY LIGHT BEACON MODULE FOR MODULE SIGNAL 50 MODULAR SIGNAL TOWER, IP 65, AMBER COLOUR LENS, NOMINAL VOLTAGE 12- 250VAC/DC ,
16247 | STEADY LIGHT BEACON MODULE FOR MODULE SIGNAL 50 MODULAR SIGNAL TOWER, IP 65, RED COLOUR LENS, NOMINAL VOLTAGE 12- 250VAC/DC, | LAMP | SWITCHGEAR | VLL 750 002 900 (250VAC)RED | TEKNIC | _ | NA | Nos | None | Inventory | STEADY LIGHT BEACON MODULE FOR MODULE SIGNAL 50 MODULAR SIGNAL TOWER, IP 65, RED COLOUR LENS, NOMINAL VOLTAGE 12- 250VAC/DC,
16248 | STEADY LIGHT BEACON MODULE FOR MODULE SIGNAL 50 MODULAR SIGNAL TOWER, IP 65, GREEN COLOUR LENS, NOMINAL VOLTAGE 12- 250VAC/DC, | LAMP | SWITCHGEAR | VLL 750 006 900 (250VAC)GREEN | TEKNIC | _ | NA | Nos | None | Inventory | STEADY LIGHT BEACON MODULE FOR MODULE SIGNAL 50 MODULAR SIGNAL TOWER, IP 65, GREEN COLOUR LENS, NOMINAL VOLTAGE 12- 250VAC/DC,
16253 | CONNECTION BASE FOR VERTICAL MOUNTING, HOUSING COLOUR BLACK, IP 65 , | LAMP | SWITCHGEAR | VMV 790 540 900 (VERTICAL) | TEKNIC | _ | NA | Nos | None | Inventory | CONNECTION BASE FOR VERTICAL MOUNTING, HOUSING COLOUR BLACK, IP 65 ,
14325 | Aux. PT series relay without LED , 4 C/O, 6 Amps Aux. voltage- 125V DC/ 110V DC | RELAY | SWITCHGEAR | SCHRACK-127 | TE-RAYCHEM | _ | NA | Nos |  | Inventory | Aux. PT series relay without LED , 4 C/O, 6 Amps Aux. voltage- 125V DC/ 110V DC
14326 | Aux PT series relay without LED , 4 C/O, 6 Amps Aux. voltage- 48V DC | RELAY | SWITCHGEAR | SCHRACK-AUX-RELAY | TE-RAYCHEM | _ | NA | Nos |  | Inventory | Aux PT series relay without LED , 4 C/O, 6 Amps Aux. voltage- 48V DC
15600 | 4000/1A CT, 10VA, CL-0.5, 70*210*130*290*50 | LT CT | SWITCHGEAR | TP-LT-RC-WI-4000/1A-0.5-10VA | Trans-Power Tech | - | - | Nos |  | Inventory | 4000/1A CT, 10VA, CL-0.5, 70*210*130*290*50
16222 | VETRA INSTANT ADHESIVE-LV401-20 GRMS | BROUGHTOUT | ACCESSORIES | VE-IN-AD-LV401-20GRMS | Astral | - | - | Nos |  | Inventory | VETRA INSTANT ADHESIVE-LV401-20 GRMS
15601 | LV PT - 500V R3/110 V R3 CL-1 3Ph, 50VA,50 Hz, Insulation-E, 430*360*460mm | PT | SWITCHGEAR | TP-LV-PT-500/RT3/110/RT3-CL-1-50VA-3PH-E | Trans-Power Tech | - | - | Nos |  | Inventory | LV PT - 500V R3/110 V R3 CL-1 3Ph, 50VA,50 Hz, Insulation-E, 430*360*460mm
15604 | 4000/1A CL-0.5 10VA RESIN CAST CT ,ID-230x70mm, TERMINAL ON SHORTER SIDE, | LT CT | SWITCHGEAR | TR-LT-RC-WI-4000/1A-0.5-10VA | Trans-Power Tech | _ | NA | Nos |  | Inventory | 4000/1A CL-0.5 10VA RESIN CAST CT ,ID-230x70mm, TERMINAL ON SHORTER SIDE,
15605 | Potential Transformer Ratio : Primary-500V/RT3, Sec-110V/RT3, 50VA, CL1.0,3PH, INS. CLASS E, | PT | SWITCHGEAR | TR-LV-PT-500/RT3/110/RT3-CL-1-50VA-3PH-E | Trans-Power Tech | - | - | Nos |  | Inventory | Potential Transformer Ratio : Primary-500V/RT3, Sec-110V/RT3, 50VA, CL1.0,3PH, INS. CLASS E,
15602 | DIGITAL AMMETER, 1PH, CLASS ;0.5, SIZE :96X96MM | METER | SWITCHGEAR | TR-1PH-1A-0.5 | TRINITY | _ | NA | Nos |  | Inventory | DIGITAL AMMETER, 1PH, CLASS ;0.5, SIZE :96X96MM
15603 | DIGITAL VOLTMETER, 1PH, CLASS ;0.5, SIZE :96X96MM | METER | SWITCHGEAR | TR-1PH-1V-0.5 | TRINITY | _ | NA | Nos |  | Inventory | DIGITAL VOLTMETER, 1PH, CLASS ;0.5, SIZE :96X96MM
15608 | LOAD MANAGER ,3P 4W, 3 ELEMENT, XPERT LITE, AUX. VOLTAGE-80-300AC/DC,, WITH MODBUS RS485 PROTOCOL; SIZE : 96X96MM | METER | SWITCHGEAR | TR-XPERT-LITE-0.5S-MFM | TRINITY | _ | NA | Nos. |  | Inventory | LOAD MANAGER ,3P 4W, 3 ELEMENT, XPERT LITE, AUX. VOLTAGE-80-300AC/DC,, WITH MODBUS RS485 PROTOCOL; SIZE : 96X96MM
3327 | BREAKER TEMPLATE ASSEMBLY SETS ( SHORTING ARM+SHORTING BAR) | BREAKER | SWITCHGEAR | 4-1VA-33446 | TSPL | - | - | Nos |  | Inventory | BREAKER TEMPLATE ASSEMBLY SETS ( SHORTING ARM+SHORTING BAR)
3608 | SPRING HOLDING PIPE FOR 11KV ISOLATOR, DRG NO - 4-1UVC-6063 | LBS/ISO | SWITCHGEAR | 6063 SPRING HOLDING PIPE | TSPL | _ | NA | Nos | None | Inventory | SPRING HOLDING PIPE FOR 11KV ISOLATOR, DRG NO - 4-1UVC-6063
3637 | SHAFT ASSEMBLY FOR 11KV ISOLATOR, DRG NO - 4-1UVC-7981 | LBS/ISO | SWITCHGEAR | 7981 SHAFT ASSLY | TSPL | _ | NA | Nos | None | Inventory | SHAFT ASSEMBLY FOR 11KV ISOLATOR, DRG NO - 4-1UVC-7981
3675 | ARM GUIDE PIN FOR 11KV ISOLATOR, DRG NO - 4-1UVC-8020 | LBS/ISO | SWITCHGEAR | 8020 ARM GUIDE PIN | TSPL | _ | NA | Nos | None | Inventory | ARM GUIDE PIN FOR 11KV ISOLATOR, DRG NO - 4-1UVC-8020
3676 | PIN BUSH FOR 11KV ISOLATOR, DRG NO - 4-1UVC-8061 | LBS/ISO | SWITCHGEAR | 8061 PIN BUSH | TSPL | _ | NA | Nos | None | Inventory | PIN BUSH FOR 11KV ISOLATOR, DRG NO - 4-1UVC-8061
3677 | ARM BOLT BUSH FOR 11KV ISOLATOR, DRG NO - 4-1UVC-8064 | LBS/ISO | SWITCHGEAR | 8064 ARM BOLT BUSH | TSPL | _ | NA | Nos | None | Inventory | ARM BOLT BUSH FOR 11KV ISOLATOR, DRG NO - 4-1UVC-8064
3678 | SPRING MTG PIN BIG FOR 11KV ISOLATOR, DRG NO - 4-1UVC-8064 | LBS/ISO | SWITCHGEAR | 8065 SPRING MOUNTING PIN BIG | TSPL | _ | NA | Nos | None | Inventory | SPRING MTG PIN BIG FOR 11KV ISOLATOR, DRG NO - 4-1UVC-8064
3679 | SPRING MTG PIN SMALL FOR 11KV ISOLATOR, DRG NO - 4-1UVC-8064 | LBS/ISO | SWITCHGEAR | 8066 SPRING MTG PIN SMALL | TSPL | _ | NA | Nos | None | Inventory | SPRING MTG PIN SMALL FOR 11KV ISOLATOR, DRG NO - 4-1UVC-8064
10718 | 11KV INDOOR HALF 600WIDTH STANDARD MODULE ( WITHOUT PT COMPARTMENT) - WITH LIMIT SWITCH, MODULE, FIXED CONTACT, PLUG & SOCKET | BROUGHTOUT | SWITCHGEAR | MODULE-11KV-HALF-600W | TSPL | 11 | - | Nos |  | Inventory | 11KV INDOOR HALF 600WIDTH STANDARD MODULE ( WITHOUT PT COMPARTMENT) - WITH LIMIT SWITCH, MODULE, FIXED CONTACT, PLUG & SOCKET
10719 | 11KV INDOOR HALF 650WIDTH MODULE ( WITHOUT PT COMPARTMENT) - WITH LIMIT SWITCH, MODULE, FIXED CONTACT, PLUG & SOCKET | BROUGHTOUT | SWITCHGEAR | MODULE-11KV-HALF-650W | TSPL | 11 | - | Nos |  | Inventory | 11KV INDOOR HALF 650WIDTH MODULE ( WITHOUT PT COMPARTMENT) - WITH LIMIT SWITCH, MODULE, FIXED CONTACT, PLUG & SOCKET
10720 | 11KV INDOOR HALF 800WIDTH MODULE ( WITHOUT PT COMPARTMENT) - WITH LIMIT SWITCH, FIXED CONTACT, PLUG & SOCKET, BUSHINGS , SHUTTER ASSEMBLY & OTHER ACCESSORIES | BROUGHTOUT | SWITCHGEAR | MODULE-11KV-HALF-800W | TSPL | 11 | - | Nos |  | Inventory | 11KV INDOOR HALF 800WIDTH MODULE ( WITHOUT PT COMPARTMENT) - WITH LIMIT SWITCH, FIXED CONTACT, PLUG & SOCKET, BUSHINGS , SHUTTER ASSEMBLY & OTHER ACCESSORIES
15629 | POWERPACK I/P 230V AC, O/P 110V DC, BATTERY BACKUP 20 MINUTES, | POWER PACK | SWITCHGEAR | TS-PP-230/110VDC | TSPL | _ | NA | Nos | None | Inventory | POWERPACK I/P 230V AC, O/P 110V DC, BATTERY BACKUP 20 MINUTES,
15630 | POWERPACK I/P 230V AC, O/P 110V DC, BATTERY BACKUP 30 MINUTES, | POWER PACK | SWITCHGEAR | TS-PP-230/110VDC 30 MINUTES | TSPL | _ | NA | Nos | None | Inventory | POWERPACK I/P 230V AC, O/P 110V DC, BATTERY BACKUP 30 MINUTES,
15631 | POWERPACK I/P 230V AC, O/P 110V DC, BATTERY BACKUP 10 MINUTES, | POWER PACK | SWITCHGEAR | TS-PP-230/110VDC-10MINUTES | TSPL | - | - | Nos |  | Inventory | POWERPACK I/P 230V AC, O/P 110V DC, BATTERY BACKUP 10 MINUTES,
15633 | POWER PACK UNIT INPUT- 230V AC, OUTPUT - 110V DC, 7AH BATTERIES, BURDEN: 100W, BATTERY BACKUP=10 MIN, . | POWER PACK | SWITCHGEAR | TS-PP-230/110VDC_7AH | TSPL | _ | NA | Nos |  | Inventory | POWER PACK UNIT INPUT- 230V AC, OUTPUT - 110V DC, 7AH BATTERIES, BURDEN: 100W, BATTERY BACKUP=10 MIN, .
15634 | POWERPACK I/P 230V AC, O/P 220V DC, BATTERY BACKUP 30 MINUTES, | POWER PACK | SWITCHGEAR | TS-PP-230/220VDC 30 MINUTES | TSPL | _ | NA | Nos | None | Inventory | POWERPACK I/P 230V AC, O/P 220V DC, BATTERY BACKUP 30 MINUTES,
15635 | POWERPACK I/P 230V AC, O/P 24V DC, BATTERY BACKUP 20 MINUTES, | POWER PACK | SWITCHGEAR | TS-PP-230/24VDC | TSPL | _ | NA | Nos | None | Inventory | POWERPACK I/P 230V AC, O/P 24V DC, BATTERY BACKUP 20 MINUTES,
15636 | POWERPACK I/P 230V AC, O/P 24V DC, BATTERY BACKUP 10 MINUTES, | POWER PACK | SWITCHGEAR | TS-PP-230/24VDC-10MINUTES | TSPL | _ | NA | Nos |  | Inventory | POWERPACK I/P 230V AC, O/P 24V DC, BATTERY BACKUP 10 MINUTES,
15637 | POWERPACK I/P 230V AC, O/P 24V DC, BATTERY BACKUP 30 MINUTES, | POWER PACK | SWITCHGEAR | TS-PP-230/24VDC-30MINUTES | TSPL | _ | NA | Nos |  | Inventory | POWERPACK I/P 230V AC, O/P 24V DC, BATTERY BACKUP 30 MINUTES,
15638 | POWERPACK I/P 230V AC, O/P 30V DC, BATTERY BACKUP 10 MINUTES, | POWER PACK | SWITCHGEAR | TS-PP-230/30VDC-10MINUTES | TSPL | _ | NA | Nos |  | Inventory | POWERPACK I/P 230V AC, O/P 30V DC, BATTERY BACKUP 10 MINUTES,
15640 | 33KV/1250Amps, Triple-Pole, Air-Break, Off-Load, Isolator, | LBS/ISO | SWITCHGEAR | TSPL-33KV ISOLATOR | TSPL | _ | NA | Nos | None | Inventory | 33KV/1250Amps, Triple-Pole, Air-Break, Off-Load, Isolator,
13696 | 24V DC 4C/O - 1 SET = 1 RELAY + 1 BASE + 1 CLIP | CRM | SWITCHGEAR | PT570024 | TYCO ELECTRONICS | _ | NA | Nos |  | Inventory | 24V DC 4C/O - 1 SET = 1 RELAY + 1 BASE + 1 CLIP
13697 | 110V DC 4C/O - 1 SET = 1 RELAY + 1 BASE + 1 CLIP | CRM | SWITCHGEAR | PT570110 | TYCO ELECTRONICS | _ | NA | Nos |  | Inventory | 110V DC 4C/O - 1 SET = 1 RELAY + 1 BASE + 1 CLIP
13698 | 220V DC 4C/O - 1 SET = 1 RELAY + 1 BASE + 1 CLIP | CRM | SWITCHGEAR | PT570220 | TYCO ELECTRONICS | _ | NA | Nos |  | Inventory | 220V DC 4C/O - 1 SET = 1 RELAY + 1 BASE + 1 CLIP
13699 | 110V AC 4C/O - 1 SET = 1 RELAY + 1 BASE + 1 CLIP | CRM | SWITCHGEAR | PT570615 | TYCO ELECTRONICS | _ | NA | Nos |  | Inventory | 110V AC 4C/O - 1 SET = 1 RELAY + 1 BASE + 1 CLIP
13700 | 230V AC 4C/O - 1 SET = 1 RELAY + 1 BASE + 1 CLIP | CRM | SWITCHGEAR | PT570730 | TYCO ELECTRONICS | _ | NA | Nos |  | Inventory | 230V AC 4C/O - 1 SET = 1 RELAY + 1 BASE + 1 CLIP
16165 | 4 Fan, Aux. Voltage 230V AC, AC Axial Fan | FAN | SWITCHGEAR | VBM-FAN-4INCH | VBM | - | - | Nos |  | Inventory | 4 Fan, Aux. Voltage 230V AC, AC Axial Fan
16166 | 6 Fan, Aux Voltage 230VAC, AC Axial Fan | FAN | SWITCHGEAR | VBM-FAN-6INCH | VBM | - | - | Nos |  | Inventory | 6 Fan, Aux Voltage 230VAC, AC Axial Fan
16167 | 8 Fan, Aux Voltage 230VAC, AC Axial Fan | FAN | SWITCHGEAR | VBM-FAN-8INCH | VBM | - | - | Nos |  | Inventory | 8 Fan, Aux Voltage 230VAC, AC Axial Fan
5259 | RESIN CAST CORE BALANCE CURRENT TRANSFORMER, 250X50mm Rectangular Type, CTR : 200/1A | CBCT | SWITCHGEAR | CBCT-VIPS-250X50-200/1A | VERITEK | _ | NA | Nos |  | Inventory | RESIN CAST CORE BALANCE CURRENT TRANSFORMER, 250X50mm Rectangular Type, CTR : 200/1A
5260 | CORE BALANCE CURRENT TRANSFORMER, 250X50mm Rectangular Type, CTR : 300/1A | CBCT | SWITCHGEAR | CBCT-VIPS-250X50-300/1A | VERITEK | _ | NA | Nos |  | Inventory | CORE BALANCE CURRENT TRANSFORMER, 250X50mm Rectangular Type, CTR : 300/1A
16235 | EARTH LEAKAGE RELAY VIPS98PF-1C, FLUSH MOUNTING, AUX SUPPLY 90V-270V AC, | LT CT | SWITCHGEAR | VIPS 98PF-1C | VERITEK | _ | NA | Nos | None | Inventory | EARTH LEAKAGE RELAY VIPS98PF-1C, FLUSH MOUNTING, AUX SUPPLY 90V-270V AC,
16236 | 0.5-5A, 1C/O, 230V AC AUX., Flush Mounting 96 mm x 96 mm, EARTH FAULT RELAY, | LT CT | SWITCHGEAR | VIPS EFR | VERITEK | _ | NA | Nos | None | Inventory | 0.5-5A, 1C/O, 230V AC AUX., Flush Mounting 96 mm x 96 mm, EARTH FAULT RELAY,
16237 | 0.1-1 A, 1C/O, 230V AC AUX., DIN Rail Mounting, EARTH FAULT RELAY | LT CT | SWITCHGEAR | VIPS-98-1A-DIN | VERITEK | _ | NA | Nos |  | Inventory | 0.1-1 A, 1C/O, 230V AC AUX., DIN Rail Mounting, EARTH FAULT RELAY
16238 | 0.03-30A, 1C/O, 90-270V AC AUX., DIN Rail Mounting, EARTH LEAKAGE RELAY | LT CT | SWITCHGEAR | VIPS-98P-DIN | VERITEK | _ | NA | Nos |  | Inventory | 0.03-30A, 1C/O, 90-270V AC AUX., DIN Rail Mounting, EARTH LEAKAGE RELAY
16239 | EARTH FAULT RELAY VIPS98 FLUSH MOUNTING, AUX SUPPLY 90V-270V AC, Current rating 0.1-1A | LT CT | SWITCHGEAR | VIPS98-1A-FLU | VERITEK | _ | NA | Nos |  | Inventory | EARTH FAULT RELAY VIPS98 FLUSH MOUNTING, AUX SUPPLY 90V-270V AC, Current rating 0.1-1A
16254 | EFR CBCT VERITEK FOR PRIMARY CURRENT 63A CBCT DIA : 35MM, | LT CT | SWITCHGEAR | VR-CBCT-35MM | VERITEK | _ | NA | Nos | None | Inventory | EFR CBCT VERITEK FOR PRIMARY CURRENT 63A CBCT DIA : 35MM,
16255 | FLUSH MOUNTED CBCT ID-65MM DIA, | LT CT | SWITCHGEAR | VR-CBCT-65MM | VERITEK | _ | NA | Nos | None | Inventory | FLUSH MOUNTED CBCT ID-65MM DIA,
16256 | EFR CBCT VERITEK FOR PRIMARY CURRENT 80A CBCT DIA : 70MM, | LT CT | SWITCHGEAR | VR-CBCT-70MM | VERITEK | _ | NA | Nos | None | Inventory | EFR CBCT VERITEK FOR PRIMARY CURRENT 80A CBCT DIA : 70MM,
16257 | EFR CBCT VERITEK FOR PRIMARY CURRENT 40A CBCT DIA : 70MM, | LT CT | SWITCHGEAR | VR-CBCT-70MM 40A | VERITEK | _ | NA | Nos | None | Inventory | EFR CBCT VERITEK FOR PRIMARY CURRENT 40A CBCT DIA : 70MM,
16258 | EFR CBCT for current ratio 300/1A rectangular ID=220x30MM | LT CT | SWITCHGEAR | VR-EFR-CBCT-220MMX30MM-300/1A | VERITEK | _ | NA | Nos |  | Inventory | EFR CBCT for current ratio 300/1A rectangular ID=220x30MM
16259 | VIPS-CBCT-250x50-20, | LT CT | SWITCHGEAR | VR-EFR-CBCT-250MMX50MM | VERITEK | _ | NA | Nos | None | Inventory | VIPS-CBCT-250x50-20,
16260 | VIPS-CBCT-300x50-80, | LT CT | SWITCHGEAR | VR-EFR-CBCT-300MMX50MM | VERITEK | _ | NA | Nos | None | Inventory | VIPS-CBCT-300x50-80,
16261 | EFR CBCT for current ratio 40/1A, DIA=70MM | LT CT | SWITCHGEAR | VR-EFR-CBCT-70MM-40/1A | VERITEK | _ | NA | Nos |  | Inventory | EFR CBCT for current ratio 40/1A, DIA=70MM
16262 | EFR CBCT VERITEK FOR PRIMARY CURRENT 160A CBCT RECT. 210x30MM , | LT CT | SWITCHGEAR | VR-ELR-CBCT-210MMX30MM | VERITEK | _ | NA | Nos | None | Inventory | EFR CBCT VERITEK FOR PRIMARY CURRENT 160A CBCT RECT. 210x30MM ,
16263 | EFR CBCT VERITEK FOR PRIMARY CURRENT 120A CBCT RECT. 220x30MM , | LT CT | SWITCHGEAR | VR-ELR-CBCT-220MMX30MM | VERITEK | _ | NA | Nos | None | Inventory | EFR CBCT VERITEK FOR PRIMARY CURRENT 120A CBCT RECT. 220x30MM ,
16275 | WALL THROUGH BUSHING MINIMUM CREEPAGE DISTANCE 175MM, | BUSHING | ACCESSORIES | WALL BUSHING PGIPL/SOB/H/01 | PRESSGEL | _ | NA | Nos | None | Inventory | WALL THROUGH BUSHING MINIMUM CREEPAGE DISTANCE 175MM,
16276 | WALL-BUSHING-11KV-EPOXY-EPB-B3-0003-TYPE-02 | BUSHING | ACCESSORIES | WALL-BUSHING-11KV-EPOXY-EPB | BBI | - | NA | Nos |  | Inventory | WALL-BUSHING-11KV-EPOXY-EPB-B3-0003-TYPE-02
16277 | WALL THROUGH BUSHING MINIMUM CREEPAGE DISTANCE-AIR SIDE- 1140MM,-JOB NO-3486 | BUSHING | ACCESSORIES | WALL-BUSHING-EPB-B4-615-BBI-36KV | BBI | _ | NA | Nos |  | Inventory | WALL THROUGH BUSHING MINIMUM CREEPAGE DISTANCE-AIR SIDE- 1140MM,-JOB NO-3486
16278 | 3 year ADP warranty for above laptops | CAPITAL GOODS | TOOLS | WARRANTY | REPUTED | - | - | Nos. |  | Non Inventory | 3 year ADP warranty for above laptops
16279 | 10 X 25 NYLON WAISHER | NYLON HARDWEAR | HARDWARE & ACCESSORIES | WASHER-NYLON-10X25 | REPUTED | _ | NA | Nos | None | Inventory | 10 X 25 NYLON WAISHER
16280 | 12 X 25 NYLON WAISHER | NYLON HARDWEAR | HARDWARE & ACCESSORIES | WASHER-NYLON-12X25 | REPUTED | _ | NA | Nos | None | Inventory | 12 X 25 NYLON WAISHER
16281 | 12 X 32 x2 MM NYLON WAISHER PLAIN | NYLON HARDWEAR | HARDWARE & ACCESSORIES | WASHER-NYLON-12X32 | REPUTED | _ | NA | Nos |  | Inventory | 12 X 32 x2 MM NYLON WAISHER PLAIN
16282 | 8 X 22 NYLON WAISHER | NYLON HARDWEAR | HARDWARE & ACCESSORIES | WASHER-NYLON-8X22 | REPUTED | _ | NA | Nos | None | Inventory | 8 X 22 NYLON WAISHER
16283 | WATER DISPENSER MODEL - BWD3FMRGA | OWN USE ITEMS | ACCESSORIES | WATER-DISPENSER | BLUESTAR | - | - | Nos |  | Non Inventory | WATER DISPENSER MODEL - BWD3FMRGA
16284 | WD 40, Weight 63.5 Gms, | PACKING MATERIAL | PACKING | WD-40 | REPUTED | _ | NA | Nos |  | Inventory | WD 40, Weight 63.5 Gms,
16285 | Wire Duct Cutter WDC-2 | SHOP | TOOLS | WDC-2-WIRE-CUTTER | ASHWIN | _ | NA | Nos |  | Non Inventory | Wire Duct Cutter WDC-2
16264 | ELR CBCT CURRENT 200A, CBCT ID - 250mmX100mm RECT., | LT CT | SWITCHGEAR | VR-ELR-CBCT-250MMX100MM | VERITEK | _ | NA | Nos | None | Inventory | ELR CBCT CURRENT 200A, CBCT ID - 250mmX100mm RECT.,
16287 | M10 WELD NUT | SS HARD | HARDWARE & ACCESSORIES | WELD NUT M10 | REPUTED | NUT | NA | Nos | None | Inventory | M10 WELD NUT
16288 | M12 WELD NUT | SS HARD | HARDWARE & ACCESSORIES | WELD NUT M12 | REPUTED | NUT | NA | Nos | None | Inventory | M12 WELD NUT
16289 | M6 WELD NUT | SS HARD | HARDWARE & ACCESSORIES | WELD NUT M6 | REPUTED | NUT | NA | Nos | None | Inventory | M6 WELD NUT
16290 | M8 WELD NUT | SS HARD | HARDWARE & ACCESSORIES | WELD NUT M8 | REPUTED | NUT | NA | Nos | None | Inventory | M8 WELD NUT
16291 | M10 WELD BUSH, HEIGHT - 30MM | SS HARD | HARDWARE & ACCESSORIES | WELD-BUSH-M10 | REPUTED | NUT | NA | Nos |  | Inventory | M10 WELD BUSH, HEIGHT - 30MM
16292 | M12 WELD BUSH, HEIGHT - 30MM | SS HARD | HARDWARE & ACCESSORIES | WELD-BUSH-M12 | REPUTED | NUT | NA | Nos |  | Inventory | M12 BUSH, HEIGHT - 30MM
16293 | M8 WELD BUSH, HEIGHT - 30MM | SS HARD | HARDWARE & ACCESSORIES | WELD-BUSH-M8 | REPUTED | NUT | NA | Nos |  | Inventory | M8 WELD BUSH, HEIGHT - 30MM
16294 | WELD STUD 4X15MM | SS HARD | HARDWARE & ACCESSORIES | WELD-STUD-4X15 | REPUTED | BOLT | NA | Nos |  | Inventory | WELD STUD 4X15MM
16295 | WELD STUD 6X15MM | SS HARD | HARDWARE & ACCESSORIES | WELD-STUD-6X15 | REPUTED | BOLT | NA | Nos | None | Inventory | WELD STUD 6X15MM
16296 | WELDING GLASS BLACK 11 NO. | Welding ACC | ACCESSORIES | WELDING GLASS BLACK 11 NO. | REPUTED | _ | NA | Nos | None | Inventory | WELDING GLASS BLACK 11 NO.
16297 | WELDING GLASS WHITE | Welding ACC | ACCESSORIES | WELDING GLASS WHITE | REPUTED | _ | NA | Nos | None | Inventory | WELDING GLASS WHITE
16298 | WELDING HELMET | Welding ACC | TOOLS | WELDING HELMET | REPUTED | _ | NA | Nos | None | Inventory | WELDING HELMET
16299 | WIRE FOR WELDING SIZE: 50 SQMM, MAKE: REPUTED | WIRE | WIRE & ACCESSORIES | WELDING WIRE 50SQMM | REPUTED | _ | NA | KGS | None | Inventory | WIRE FOR WELDING SIZE: 50 SQMM, MAKE: REPUTED
16300 | WHITE BUSH RACKING | BROUGHTOUT | ACCESSORIES | WHITE BUSH RACKING | OMKAR | _ | NA | Nos | None | Inventory | WHITE BUSH RACKING
16301 | WHITE TUBE 3.5MM, 100 MTRS ROLL | BB SLEEVE | BUSBAR & ACCESSORIES | WHITE TUBE-3.5 | REPUTED | _ | NA | MTRS | None | Inventory | WHITE TUBE 3.5MM, 100 MTRS ROLL
16302 | Transparent Goggles,Make-Karam | Welding ACC | ACCESSORIES | WHITE-GOG-L | KARAM | _ | NA | Nos | None | Inventory | Transparent Goggles,Make-Karam
16303 | WHITE GOGGLES, ,MAKE KARAM | Welding ACC | ACCESSORIES | WHITE-GOGGLES | KARAM | _ | NA | Nos |  | Inventory | WHITE GOGGLES, ,MAKE KARAM
16304 | WHITE PLASTIC | PACKING MATERIAL | PACKING | WHITE-PLASTIC | REPUTED | _ | NA | KGS |  | Inventory | WHITE PLASTIC
16305 | 630 SQMM X 1C HE XLPE ALUMINIUM ARMOURED INDUSTRIAL CABLE, 11KV | WIRE | WIRE & ACCESSORIES | WI HT AL ARMD 630 X 1C | REPUTED | _ | NA | MTRS | None | Inventory | 630 SQMM X 1C HE XLPE ALUMINIUM ARMOURED INDUSTRIAL CABLE, 11KV
16306 | 630 SQMM X 1C HE XLPE ALUMINIUM ARMOURED INDUSTRIAL CABLE, 33KV | WIRE | WIRE & ACCESSORIES | WI HT AL ARMD 630 X1C 33KV | REPUTED | _ | NA | MTRS | None | Inventory | 630 SQMM X 1C HE XLPE ALUMINIUM ARMOURED INDUSTRIAL CABLE, 33KV
16307 | WIRE 12 CORE, 2.5 SQMM FLEXIBLE WIRE | WIRE | WIRE & ACCESSORIES | WI-12CX2.5 | REPUTED | _ | NA | MTRS | None | Inventory | WIRE 12 CORE, 2.5 SQMM FLEXIBLE WIRE
16308 | 0.5sq.mm, 2Core, Braided Cable, Unarmoured cable, 0.5PY2CBRDUNARMD, make :FINOLEX | WIRE | WIRE & ACCESSORIES | WI-FI-0.5-2C-BRAIDED-CABLE | FINOLEX | _ | NA | MTRS |  | Inventory | 0.5sq.mm, 2Core, Braided Cable, Unarmoured cable, 0.5PY2CBRDUNARMD, make :FINOLEX
16309 | 1.5SQ MM BALCK FRLS | WIRE | WIRE & ACCESSORIES | WI-FI-1.5-BLACK-FRLS | FINOLEX | _ | NA | MTRS | None | Inventory | 1.5SQ MM BALCK FRLS
16310 | 1.5SQ MM BALCK NORMAL | WIRE | WIRE & ACCESSORIES | WI-FI-1.5-BLACK-NORMAL | FINOLEX | _ | NA | MTRS | None | Inventory | 1.5SQ MM BALCK NORMAL
16311 | 1.5SQ MM BLUE FRLS | WIRE | WIRE & ACCESSORIES | WI-FI-1.5-BLUE-FRLS | FINOLEX | _ | NA | MTRS | None | Inventory | 1.5SQ MM BLUE FRLS
16312 | 1.5SQ MM BLUE NORMAL | WIRE | WIRE & ACCESSORIES | WI-FI-1.5-BLUE-NORMAL | FINOLEX | _ | NA | MTRS | None | Inventory | 1.5SQ MM BLUE NORMAL
16313 | 1.5SQ MM BROWN FRLS | WIRE | WIRE & ACCESSORIES | WI-FI-1.5-BROWN-FRLS | FINOLEX | _ | NA | MTRS | None | Inventory | 1.5SQ MM BROWN FRLS
16314 | 1.5SQ MM BROWN NORMAL | WIRE | WIRE & ACCESSORIES | WI-FI-1.5-BROWN-NORMAL | FINOLEX | _ | NA | MTRS | None | Inventory | 1.5SQ MM BROWN NORMAL
16315 | 1.5SQ MM GRAY FRLS | WIRE | WIRE & ACCESSORIES | WI-FI-1.5-GRAY-FRLS | FINOLEX | _ | NA | MTRS | None | Inventory | 1.5SQ MM GRAY FRLS
16316 | 1.5SQ MM GRAY NORMAL | WIRE | WIRE & ACCESSORIES | WI-FI-1.5-GRAY-NORMAL | FINOLEX | _ | NA | MTRS | None | Inventory | 1.5SQ MM GRAY NORMAL
16317 | 1.5SQ MM GREEN FRLS | WIRE | WIRE & ACCESSORIES | WI-FI-1.5-GREEN-FRLS | FINOLEX | _ | NA | MTRS | None | Inventory | 1.5SQ MM GREEN FRLS
16318 | 1.5SQ MM GREEN NORMAL | WIRE | WIRE & ACCESSORIES | WI-FI-1.5-GREEN-NORMAL | FINOLEX | _ | NA | MTRS | None | Inventory | 1.5SQ MM GREEN NORMAL
16319 | 1.5SQ MM ORANGE FRLS | WIRE | WIRE & ACCESSORIES | WI-FI-1.5-ORANGE-FRLS | FINOLEX | _ | NA | MTRS | None | Inventory | 1.5SQ MM ORANGE FRLS
16320 | 1.5SQ MM ORANGE NORMAL | WIRE | WIRE & ACCESSORIES | WI-FI-1.5-ORANGE-NORMAL | FINOLEX | _ | NA | MTRS | None | Inventory | 1.5SQ MM ORANGE NORMAL
16321 | 1.5SQ MM RED WIRE FRLS | WIRE | WIRE & ACCESSORIES | WI-FI-1.5-RED-FRLS | FINOLEX | _ | NA | MTRS | None | Inventory | 1.5SQ MM RED WIRE FRLS
16322 | 1.5SQ MM RED WIRE NORMAL | WIRE | WIRE & ACCESSORIES | WI-FI-1.5-RED-NORMAL | FINOLEX | _ | NA | MTRS | None | Inventory | 1.5SQ MM RED WIRE NORMAL
16323 | 1.5SQ MM YELLOW FRLS | WIRE | WIRE & ACCESSORIES | WI-FI-1.5-YELLOW-FRLS | FINOLEX | _ | NA | MTRS | None | Inventory | 1.5SQ MM YELLOW FRLS
16324 | 1.5SQ MM YELLOW NORMAL | WIRE | WIRE & ACCESSORIES | WI-FI-1.5-YELLOW-NORMAL | FINOLEX | _ | NA | MTRS | None | Inventory | 1.5SQ MM YELLOW NORMAL
16325 | 10 SQ MM BALCK NORMAL | WIRE | WIRE & ACCESSORIES | WI-FI-10-BLACK-NORMAL | FINOLEX | _ | NA | MTRS |  | Inventory | 10 SQ MM BALCK NORMAL
16326 | 2.5SQ MM BLACK FRLS | WIRE | WIRE & ACCESSORIES | WI-FI-2.5-BLACK-FRLS | FINOLEX | _ | NA | MTRS | None | Inventory | 2.5SQ MM BLACK FRLS
16327 | 2.5SQ MM BALCK NORMAL | WIRE | WIRE & ACCESSORIES | WI-FI-2.5-BLACK-NORMAL | FINOLEX | _ | NA | MTRS | None | Inventory | 2.5SQ MM BALCK NORMAL
16328 | 2.5SQ MM BLUE FRLS | WIRE | WIRE & ACCESSORIES | WI-FI-2.5-BLUE-FRLS | FINOLEX | _ | NA | MTRS | None | Inventory | 2.5SQ MM BLUE FRLS
16329 | 2.5SQ MM BLUE NORMAL | WIRE | WIRE & ACCESSORIES | WI-FI-2.5-BLUE-NORMAL | FINOLEX | _ | NA | MTRS | None | Inventory | 2.5SQ MM BLUE NORMAL
16330 | 2.5SQ MM BROWN FRLS | WIRE | WIRE & ACCESSORIES | WI-FI-2.5-BROWN-FRLS | FINOLEX | _ | NA | MTRS | None | Inventory | 2.5SQ MM BROWN FRLS
16331 | 2.5SQ MM BROWN NORMAL | WIRE | WIRE & ACCESSORIES | WI-FI-2.5-BROWN-NORMAL | FINOLEX | _ | NA | MTRS | None | Inventory | 2.5SQ MM BROWN NORMAL
16332 | 2.5SQ MM GRAY FRLS | WIRE | WIRE & ACCESSORIES | WI-FI-2.5-GRAY-FRLS | FINOLEX | _ | NA | MTRS | None | Inventory | 2.5SQ MM GRAY FRLS
16333 | 2.5SQ MM GRAY NORMAL | WIRE | WIRE & ACCESSORIES | WI-FI-2.5-GRAY-NORMAL | FINOLEX | _ | NA | MTRS | None | Inventory | 2.5SQ MM GRAY NORMAL
16334 | 2.5SQ MM GREEN FRLS | WIRE | WIRE & ACCESSORIES | WI-FI-2.5-GREEN-FRLS | FINOLEX | _ | NA | MTRS | None | Inventory | 2.5SQ MM GREEN FRLS
16335 | 2.5SQ MM GREEN NORMAL | WIRE | WIRE & ACCESSORIES | WI-FI-2.5-GREEN-NORMAL | FINOLEX | _ | NA | MTRS | None | Inventory | 2.5SQ MM GREEN NORMAL
16336 | 2.5SQ MM ORANGE FRLS | WIRE | WIRE & ACCESSORIES | WI-FI-2.5-ORANGE-FRLS | FINOLEX | _ | NA | MTRS | None | Inventory | 2.5SQ MM ORANGE FRLS
16337 | 2.5SQ MM ORANGE NORMAL | WIRE | WIRE & ACCESSORIES | WI-FI-2.5-ORANGE-NORMAL | FINOLEX | _ | NA | MTRS | None | Inventory | 2.5SQ MM ORANGE NORMAL
16338 | 2.5SQ MM RED WIRE FRLS | WIRE | WIRE & ACCESSORIES | WI-FI-2.5-RED-FRLS | FINOLEX | _ | NA | MTRS | None | Inventory | 2.5SQ MM RED WIRE FRLS
16339 | 2.5SQ MM RED WIRE NORMAL | WIRE | WIRE & ACCESSORIES | WI-FI-2.5-RED-NORMAL | FINOLEX | _ | NA | MTRS | None | Inventory | 2.5SQ MM RED WIRE NORMAL
16340 | 2.5SQ MM YELLOW FRLS | WIRE | WIRE & ACCESSORIES | WI-FI-2.5-YELLOW-FRLS | FINOLEX | _ | NA | MTRS | None | Inventory | 2.5SQ MM YELLOW FRLS
16341 | 2.5SQ MM YELLOW NORMAL | WIRE | WIRE & ACCESSORIES | WI-FI-2.5-YELLOW-NORMAL | FINOLEX | _ | NA | MTRS | None | Inventory | 2.5SQ MM YELLOW NORMAL
16342 | 630 SQMM X 1C HT XLPE ALUMINIUM ARMOURED INDUSTRIAL CABLE, 33KV | WIRE | WIRE & ACCESSORIES | WI-HT-AL-ARMD 630 X 1C 33KV | POLYCAB | _ | NA | MTRS | None | Inventory | 630 SQMM X 1C HT XLPE ALUMINIUM ARMOURED INDUSTRIAL CABLE, 33KV
16343 | 0.5SQ MM ORANGE FRLS | WIRE | WIRE & ACCESSORIES | WI-P0.5-ORANGE-FRLS | POLYCAB | _ | NA | MTRS | None | Inventory | 0.5SQ MM ORANGE FRLS
16344 | 0.25SQ MM 14X36, 2 CORE SCREENED CABLE | WIRE | WIRE & ACCESSORIES | WI-PO-0.25-2C-BRAIDED-CABLE | POLYTEX | _ | NA | Nos |  | Inventory | 0.25SQ MM 14X36, 2 CORE SCREENED CABLE
16345 | 0.25SQ MM 14X36, 3 CORE SCREENED CABLE | WIRE | WIRE & ACCESSORIES | WI-PO-0.25-3C-BRAIDED-CABLE | POLYTEX | _ | NA | Nos | None | Inventory | 0.25SQ MM 14X36, 3 CORE SCREENED CABLE
16346 | 0.5sq.mm, 2Core, Braided Cable, Unarmoured cable, 0.5PY2CBRDUNARMD, | WIRE | WIRE & ACCESSORIES | WI-PO-0.5-2C-BRAIDED-CABLE | POLYCAB | _ | NA | MTRS |  | Inventory | 0.5sq.mm, 2Core, Braided Cable, Unarmoured cable, 0.5PY2CBRDUNARMD,
16347 | 0.5sq.mm, 4Core, flexible Cable, black frls, | WIRE | WIRE & ACCESSORIES | WI-PO-0.5-4C- FRLS CABLE | POLYCAB | _ | NA | MTRS | None | Inventory | 0.5sq.mm, 4Core, flexible Cable, black frls,
16348 | 0.5sq.mm, 4Core, Braided Cable, 0.5PX4C BROUNARD | WIRE | WIRE & ACCESSORIES | WI-PO-0.5-4C-BRAIDED CABLE | POLYCAB | _ | NA | MTRS | None | Inventory | 0.5sq.mm, 4Core, Braided Cable, 0.5PX4C BROUNARD
16349 | 0.5sq.mm, 4Core, flexible Cable, black fr, | WIRE | WIRE & ACCESSORIES | WI-PO-0.5-4C-FRCABLE | POLYCAB | _ | NA | MTRS |  | Inventory | 0.5sq.mm, 4Core, flexible Cable, black fr,
16350 | 0.5Sq.mm BLACK NORMAL, | WIRE | WIRE & ACCESSORIES | WI-PO-0.5-BLACK-NORMAL | POLYCAB | _ | NA | MTRS | None | Inventory | 0.5Sq.mm BLACK NORMAL,
16351 | 0.5SQ MM GRAY FRLS Make : POLYCAB | WIRE | WIRE & ACCESSORIES | WI-PO-0.5-GRAY-FRLS | POLYCAB | _ | NA | Nos |  | Inventory | 0.5SQ MM GRAY FRLS Make : POLYCAB
16352 | 0.5SQ MM SCREENED CABLE | WIRE | WIRE & ACCESSORIES | WI-PO-0.5-SCREENED | POLYCAB | _ | NA | MTRS | None | Inventory | 0.5SQ MM SCREENED CABLE
16353 | 1 SQ MM BLUE NORMAL. | WIRE | WIRE & ACCESSORIES | WI-PO-1-BLUE-NORMAL | POLYCAB | _ | NA | MTRS |  | Inventory | 1 SQ MM BLUE NORMAL.
16354 | 1 SQ MM RED NORMAL. | WIRE | WIRE & ACCESSORIES | WI-PO-1-RED-NORMAL | POLYCAB | _ | NA | MTRS |  | Inventory | 1 SQ MM RED NORMAL.
16355 | 1.0SQ MM GRAY FRLS Make : POLYCAB | WIRE | WIRE & ACCESSORIES | WI-PO-1.0-GRAY-FRLS | POLYCAB | _ | NA | Nos |  | Inventory | 1.0SQ MM GRAY FRLS Make : POLYCAB
16356 | 1.0SQ MM ORANGE Make : POLYCAB | WIRE | WIRE & ACCESSORIES | WI-PO-1.0-ORANGE-NORMAL | POLYCAB | _ | NA | Nos |  | Inventory | 1.0SQ MM ORANGE Make : POLYCAB
16357 | 1.0SQ MM PINK Make : POLYCAB | WIRE | WIRE & ACCESSORIES | WI-PO-1.0-PINK-NORMAL | POLYCAB | _ | NA | Nos |  | Inventory | 1.0SQ MM PINK Make : POLYCAB
16358 | 1SQ MM SCREENED CABLE | WIRE | WIRE & ACCESSORIES | WI-PO-1.0-SCREENED | POLYCAB | _ | NA | MTRS | None | Inventory | 1SQ MM SCREENED CABLE
16359 | 1.5 SQ MM 12 CORE Armoured CABLE. | WIRE | WIRE & ACCESSORIES | WI-PO-1.5-12CORE-CABLE | REPUTED | _ | NA | MTRS |  | Inventory | 1.5 SQ MM 12 CORE Armoured CABLE.
16360 | 1.5SQ MM 3CORE BLACK FLEXIBLE CABLE. | WIRE | WIRE & ACCESSORIES | WI-PO-1.5-3CORE-CABLE | POLYCAB | _ | NA | MTRS |  | Inventory | 1.5SQ MM 3CORE BLACK FLEXIBLE CABLE.
16361 | 1.5SQ MM 5CORE BLACK FLEXIBLE CABLE. | WIRE | WIRE & ACCESSORIES | WI-PO-1.5-5CORE-CABLE | POLYCAB | _ | NA | MTRS |  | Inventory | 1.5SQ MM 5CORE BLACK FLEXIBLE CABLE.
16362 | 1.5SQ MM BLACK FRLS | WIRE | WIRE & ACCESSORIES | WI-PO-1.5-BLACK-FRLS | POLYCAB | _ | NA | MTRS |  | Inventory | 1.5SQ MM BLACK FRLS
16363 | 1.5SQ MM BLACK NORMAL | WIRE | WIRE & ACCESSORIES | WI-PO-1.5-BLACK-NORMAL | POLYCAB | _ | NA | MTRS |  | Inventory | 1.5SQ MM BLACK NORMAL
16364 | 1.5SQ MM BLUE FRLS Make : POLYCAB | WIRE | WIRE & ACCESSORIES | WI-PO-1.5-BLUE-FRLS | POLYCAB | _ | NA | Nos |  | Inventory | 1.5SQ MM BLUE FRLS Make : POLYCAB
16365 | 1.5SQ MM BLUE- NORMAL | WIRE | WIRE & ACCESSORIES | WI-PO-1.5-BLUE-NORMAL | POLYCAB | _ | NA | MTRS |  | Inventory | 1.5SQ MM BLUE- NORMAL
16366 | 1.5SQ MM BROWN FRLS Make : POLYCAB | WIRE | WIRE & ACCESSORIES | WI-PO-1.5-BROWN-FRLS | POLYCAB | _ | NA | Nos | None | Inventory | 1.5SQ MM BROWN FRLS Make : POLYCAB
16367 | 1.5SQ MM BROWN NORMAL Make : POLYCAB | WIRE | WIRE & ACCESSORIES | WI-PO-1.5-BROWN-NORMAL | POLYCAB | _ | NA | Nos | None | Inventory | 1.5SQ MM BROWN NORMAL Make : POLYCAB
16368 | 1.5SQ MM GRAY FRLS Make : POLYCAB | WIRE | WIRE & ACCESSORIES | WI-PO-1.5-GRAY-FRLS | POLYCAB | _ | NA | Nos |  | Inventory | 1.5SQ MM GRAY FRLS Make : POLYCAB
16369 | 1.5SQ MM GRAY- NORMAL. | WIRE | WIRE & ACCESSORIES | WI-PO-1.5-GRAY-NORMAL | POLYCAB | _ | NA | MTRS |  | Inventory | 1.5SQ MM GRAY- NORMAL.
16370 | 1.5SQ MM GREEN FRLS Make : POLYCAB | WIRE | WIRE & ACCESSORIES | WI-PO-1.5-GREEN-FRLS | POLYCAB | _ | NA | Nos | None | Inventory | 1.5SQ MM GREEN FRLS Make : POLYCAB
16371 | 1.5SQ MM GRAY NORMAL Make : POLYCAB | WIRE | WIRE & ACCESSORIES | WI-PO-1.5-GREEN-NORMAL | POLYCAB | _ | NA | Nos | None | Inventory | 1.5SQ MM GRAY NORMAL Make : POLYCAB
16372 | 1.5SQ MM ORANGE FRLS Make : POLYCAB | WIRE | WIRE & ACCESSORIES | WI-PO-1.5-ORANGE-FRLS | POLYCAB | _ | NA | Nos |  | Inventory | 1.5SQ MM ORANGE FRLS Make : POLYCAB
16373 | 1.5SQ MM ORANGE NORMAL Make : POLYCAB | WIRE | WIRE & ACCESSORIES | WI-PO-1.5-ORANGE-NORMAL | POLYCAB | _ | NA | Nos | None | Inventory | 1.5SQ MM ORANGE NORMAL Make : POLYCAB
16374 | 1.5SQ MM RED WIRE FRLS Make : POLYCAB | WIRE | WIRE & ACCESSORIES | WI-PO-1.5-RED-FRLS | POLYCAB | _ | NA | Nos |  | Inventory | 1.5SQ MM RED WIRE FRLS Make : POLYCAB
16375 | 1.5SQ MM RED- NORMAL | WIRE | WIRE & ACCESSORIES | WI-PO-1.5-RED-NORMAL | POLYCAB | _ | NA | MTRS |  | Inventory | 1.5SQ MM RED- NORMAL
16376 | 1.5SQ MM WHITE WIRE FRLS Make : POLYCAB | WIRE | WIRE & ACCESSORIES | WI-PO-1.5-WHITE-FRLS | POLYCAB | _ | NA | Nos |  | Inventory | 1.5SQ MM WHITE WIRE FRLS Make : POLYCAB
16377 | 1.5Sq.mm WHITE NORMAL, | WIRE | WIRE & ACCESSORIES | WI-PO-1.5-WHITE-NORMAL | POLYCAB | _ | NA | MTRS | None | Inventory | 1.5Sq.mm WHITE NORMAL,
16378 | 1.5SQ MM YELLOW FRLS Make : POLYCAB | WIRE | WIRE & ACCESSORIES | WI-PO-1.5-YELLOW-FRLS | POLYCAB | _ | NA | Nos |  | Inventory | 1.5SQ MM YELLOW FRLS Make : POLYCAB
16379 | 1.5SQ MM YELLOW NORMAL | WIRE | WIRE & ACCESSORIES | WI-PO-1.5-YELLOW-NORMAL | POLYCAB | _ | NA | MTRS |  | Inventory | 1.5SQ MM YELLOW NORMAL
16380 | 10SQ MM BLACK FRLS | WIRE | WIRE & ACCESSORIES | WI-PO-10-BLACK-FRLS | POLYCAB | _ | NA | MTRS |  | Inventory | 10SQ MM BLACK FRLS
16381 | 10 SQ.MM- BLACK-NORMAL | WIRE | WIRE & ACCESSORIES | WI-PO-10-BLACK-NORMAL | POLYCAB | _ | NA | MTRS |  | Inventory | 10 SQ.MM- BLACK-NORMAL
16382 | 10 SQ.MM BLUE-NORMAL | WIRE | WIRE & ACCESSORIES | WI-PO-10-BLUE-NORMAL | POLYCAB | _ | NA | MTRS |  | Inventory | 10 SQ.MM BLUE-NORMAL
16383 | 10SQ MM GRAY FRLS | WIRE | WIRE & ACCESSORIES | WI-PO-10-GRAY-FRLS | POLYCAB | _ | NA | MTRS | None | Inventory | 10SQ MM GRAY FRLS
16384 | 10SQ MM GRAY NORMAL | WIRE | WIRE & ACCESSORIES | WI-PO-10-GRAY-NORMAL | POLYCAB | _ | NA | MTRS | None | Inventory | 10SQ MM GRAY NORMAL
16385 | 10SQ MM RED FRLS | WIRE | WIRE & ACCESSORIES | WI-PO-10-RED-FRLS | POLYCAB | _ | NA | MTRS |  | Inventory | 10SQ MM RED FRLS
16386 | 10 SQ.MM- RED-NORMAL | WIRE | WIRE & ACCESSORIES | WI-PO-10-RED-NORMAL | POLYCAB | _ | NA | MTRS |  | Inventory | 10 SQ.MM- RED-NORMAL
16387 | 10 SQ.MM-YELLOW-NORMAL | WIRE | WIRE & ACCESSORIES | WI-PO-10-YELLOW-NORMAL | POLYCAB | _ | NA | MTRS |  | Inventory | 10 SQ.MM-YELLOW-NORMAL
16388 | 120sq.mm, 4Core, Armoured-Aluminium- Cable, | WIRE | WIRE & ACCESSORIES | WI-PO-120-4C-ARMOURED-AL-CABLE | POLYCAB | _ | NA | MTRS | None | Inventory | 120sq.mm, 4Core, Armoured-Aluminium- Cable,
16389 | 120X3.5 CORE ARMD ALUM. CABLE , | WIRE | WIRE & ACCESSORIES | WI-PO-120X3.5 CORE | POLYCAB | _ | NA | MTRS | None | Inventory | 120X3.5 CORE ARMD ALUM. CABLE ,
16390 | 16SQ MM BLUE FRLS | WIRE | WIRE & ACCESSORIES | WI-PO-16-BLUE-FRLS | POLYCAB | _ | NA | MTRS |  | Inventory | 16SQ MM BLUE FRLS
16391 | 16SQ MM GRAY FRLS | WIRE | WIRE & ACCESSORIES | WI-PO-16-GRAY-FRLS | POLYCAB | _ | NA | MTRS | None | Inventory | 16SQ MM GRAY FRLS
16392 | 16SQ MM GRAY NORMAL | WIRE | WIRE & ACCESSORIES | WI-PO-16-GRAY-NORMAL | POLYCAB | _ | NA | MTRS | None | Inventory | 16SQ MM GRAY NORMAL
16393 | 16SQ MM RED FRLS | WIRE | WIRE & ACCESSORIES | WI-PO-16-RED-FRLS | POLYCAB | _ | NA | MTRS |  | Inventory | 16SQ MM RED FRLS
16394 | 16SQ MM YELLOW FRLS | WIRE | WIRE & ACCESSORIES | WI-PO-16-YELLOW-FRLS | POLYCAB | _ | NA | MTRS |  | Inventory | 16SQ MM YELLOW FRLS
16395 | 185X3.5 CORE ARMD ALUM. CABLE , | WIRE | WIRE & ACCESSORIES | WI-PO-185X3.5 CORE | POLYCAB | _ | NA | MTRS | None | Inventory | 185X3.5 CORE ARMD ALUM. CABLE ,
16396 | 2.5sq.mm, 2Core, Braided Cable, Unarmoured cable, 2.5PY2CBRDUNARMD, | WIRE | WIRE & ACCESSORIES | WI-PO-2.5-2C-BRAIDED-CABLE | POLYCAB | _ | NA | MTRS |  | Inventory | 2.5sq.mm, 2Core, Braided Cable, Unarmoured cable, 2.5PY2CBRDUNARMD,
16397 | 2.5sq.mm, 4Core, FLXIBAL Cable, | WIRE | WIRE & ACCESSORIES | WI-PO-2.5-4C FLXIBAL CABLE | POLYCAB | _ | NA | MTRS | None | Inventory | 2.5sq.mm, 4Core, FLXIBAL Cable,
16398 | 2.5SQ MM BLACK FRLS. | WIRE | WIRE & ACCESSORIES | WI-PO-2.5-BLACK-FRLS | POLYCAB | _ | NA | MTRS |  | Inventory | 2.5SQ MM BLACK FRLS.
16399 | 2.5SQ MM BLACK NORMAL | WIRE | WIRE & ACCESSORIES | WI-PO-2.5-BLACK-NORMAL | POLYCAB | _ | NA | MTRS |  | Inventory | 2.5SQ MM BLACK NORMAL
16400 | 2.5 SQ.mm BLACK WIRE | WIRE | WIRE & ACCESSORIES | WI-PO-2.5-BLACK-TINNED-COPPER. | POLYCAB | - | - | MTRS |  | Inventory | 2.5 SQ.mm BLACK WIRE
16401 | 2.5SQ MM BLUE FRLS. | WIRE | WIRE & ACCESSORIES | WI-PO-2.5-BLUE-FRLS | POLYCAB | _ | NA | MTRS |  | Inventory | 2.5SQ MM BLUE FRLS.
16402 | 2.5SQ MM BLUE NORMAL. | WIRE | WIRE & ACCESSORIES | WI-PO-2.5-BLUE-NORMAL | POLYCAB | _ | NA | MTRS |  | Inventory | 2.5SQ MM BLUE NORMAL.
16403 | 2.5 SQ.mm BRAIDED TINNED COPPER WIRE | WIRE | WIRE & ACCESSORIES | WI-PO-2.5-BRAIDED-TINNED-COPPER-FRLS | POLYCAB | - | - | MTRS |  | Inventory | 2.5 SQ.mm BRAIDED TINNED COPPER WIRE
16404 | 2.5SQ MM BROWN FRLS Make : POLYCAB | WIRE | WIRE & ACCESSORIES | WI-PO-2.5-BROWN-FRLS | POLYCAB | _ | NA | Nos | None | Inventory | 2.5SQ MM BROWN FRLS Make : POLYCAB
16405 | 2.5SQ MM BROWN NORMAL Make : POLYCAB | WIRE | WIRE & ACCESSORIES | WI-PO-2.5-BROWN-NORMAL | POLYCAB | _ | NA | Nos | None | Inventory | 2.5SQ MM BROWN NORMAL Make : POLYCAB
16406 | 2.5SQ MM GRAY FRLS. | WIRE | WIRE & ACCESSORIES | WI-PO-2.5-GRAY-FRLS | POLYCAB | _ | NA | MTRS |  | Inventory | 2.5SQ MM GRAY FRLS.
16407 | 2.5SQ MM GRAY NORMAL. | WIRE | WIRE & ACCESSORIES | WI-PO-2.5-GRAY-NORMAL | POLYCAB | _ | NA | MTRS |  | Inventory | 2.5SQ MM GRAY NORMAL.
16408 | 2.5 SQ.mm GREY WIRE. | WIRE | WIRE & ACCESSORIES | WI-PO-2.5-GRAY-TINNED-COPPER | POLYCAB | - | - | MTRS |  | Inventory | 2.5 SQ.mm GREY WIRE.
16409 | 2.5SQ MM GREEN FRLS. | WIRE | WIRE & ACCESSORIES | WI-PO-2.5-GREEN-FRLS | POLYCAB | _ | NA | MTRS |  | Inventory | 2.5SQ MM GREEN FRLS.
16410 | 2.5SQ MM GREEN NORMAL. | WIRE | WIRE & ACCESSORIES | WI-PO-2.5-GREEN-NORMAL | POLYCAB | _ | NA | MTRS |  | Inventory | 2.5SQ MM GREEN NORMAL.
16411 | 2.5 SQ.mm GREEN WIRE | WIRE | WIRE & ACCESSORIES | WI-PO-2.5-GREEN-TINNED-COPPER | POLYCAB | - | - | MTRS |  | Inventory | 2.5 SQ.mm GREEN WIRE
16412 | 2.5 SQ.mm GREEN-YELLOW WIRE FOR EARTHING | WIRE | WIRE & ACCESSORIES | WI-PO-2.5-GREEN-YELLOW-FRLS | POLYCAB | - | - | Nos. |  | Inventory | 2.5 SQ.mm GREEN-YELLOW WIRE FOR EARTHING
16413 | 2.5SQ MM ORANGE FRLS Make : POLYCAB | WIRE | WIRE & ACCESSORIES | WI-PO-2.5-ORANGE-FRLS | POLYCAB | _ | NA | Nos | None | Inventory | 2.5SQ MM ORANGE FRLS Make : POLYCAB
16414 | 2.5SQ MM ORANGE NORMAL Make : POLYCAB | WIRE | WIRE & ACCESSORIES | WI-PO-2.5-ORANGE-NORMAL | POLYCAB | _ | NA | Nos | None | Inventory | 2.5SQ MM ORANGE NORMAL Make : POLYCAB
16415 | 2.5SQ MM RED FRLS | WIRE | WIRE & ACCESSORIES | WI-PO-2.5-RED-FRLS | POLYCAB | _ | NA | MTRS |  | Inventory | 2.5SQ MM RED FRLS
16416 | 2.5SQ MM RED NORMAL | WIRE | WIRE & ACCESSORIES | WI-PO-2.5-RED-NORMAL | POLYCAB | _ | NA | MTRS |  | Inventory | 2.5SQ MM RED NORMAL
16417 | 2.5 SQ.mm FRLS WHITE WIRE | WIRE | WIRE & ACCESSORIES | WI-PO-2.5-WHITE-FRLS | POLYCAB | - | - | MTRS |  | Inventory | 2.5 SQ.mm FRLS WHITE WIRE
16418 | 2.5SQ MM YELLOW FRLS. | WIRE | WIRE & ACCESSORIES | WI-PO-2.5-YELLOW-FRLS | POLYCAB | _ | NA | MTRS |  | Inventory | 2.5SQ MM YELLOW FRLS.
16419 | 2.5SQ MM YELLOW GREEN FRLS | WIRE | WIRE & ACCESSORIES | WI-PO-2.5-YELLOW-GREEN-FRLS | POLYCAB | _ | NA | MTRS |  | Inventory | 2.5SQ MM YELLOW GREEN FRLS
16420 | 2.5SQ MM YELLOW GREEN NORMAL | WIRE | WIRE & ACCESSORIES | WI-PO-2.5-YELLOW-GREEN-NORMAL | POLYCAB | _ | NA | MTRS |  | Inventory | 2.5SQ MM YELLOW GREEN NORMAL
16421 | 2.5SQ MM YELLOW NORMAL. | WIRE | WIRE & ACCESSORIES | WI-PO-2.5-YELLOW-NORMAL | POLYCAB | _ | NA | MTRS |  | Inventory | 2.5SQ MM YELLOW NORMAL.
16422 | 25SQ MM 4 CORE BLACK , | WIRE | WIRE & ACCESSORIES | WI-PO-25-BLACK-NORMAL | POLYCAB | _ | NA | MTRS | None | Inventory | 25SQ MM 4 CORE BLACK ,
16423 | 25SQ MM GRAY FRLS | WIRE | WIRE & ACCESSORIES | WI-PO-25-GRAY-FRLS | POLYCAB | _ | NA | MTRS | None | Inventory | 25SQ MM GRAY FRLS
16424 | 25SQ MM GREAY NORMAL | WIRE | WIRE & ACCESSORIES | WI-PO-25-GREAY-NORMAL | POLYCAB | _ | NA | MTRS | None | Inventory | 25SQ MM GREAY NORMAL
16425 | WIRE 2 CORE, 2.5 Sq.mm, FLEXIBLE WIRE, | WIRE | WIRE & ACCESSORIES | WI-PO-2CX2.5 | POLYCAB | _ | NA | MTRS | None | Inventory | WIRE 2 CORE, 2.5 Sq.mm, FLEXIBLE WIRE,
16426 | 300X3.5 CORE ARMD ALUM. CABLE , | WIRE | WIRE & ACCESSORIES | WI-PO-300X3.5 CORE | POLYCAB | _ | NA | MTRS | None | Inventory | 300X3.5 CORE ARMD ALUM. CABLE ,
16427 | 35SQ MM GRAY FRLS | WIRE | WIRE & ACCESSORIES | WI-PO-35-GRAY-FRLS | POLYCAB | _ | NA | MTRS | None | Inventory | 35SQ MM GRAY FRLS
16428 | 35SQ MM GRAY NORMAL | WIRE | WIRE & ACCESSORIES | WI-PO-35-GRAY-NORMAL | POLYCAB | _ | NA | MTRS |  | Inventory | 35SQ MM GRAY NORMAL
16429 | 35SQ MM GREAY NORMAL | WIRE | WIRE & ACCESSORIES | WI-PO-35-GREAY-NORMAL | POLYCAB | _ | NA | MTRS | None | Inventory | 35SQ MM GREAY NORMAL
16430 | 4SQ MM BLACK FRLS | WIRE | WIRE & ACCESSORIES | WI-PO-4-BLACK-FRLS | POLYCAB | _ | NA | MTRS |  | Inventory | 4SQ MM BLACK FRLS
16431 | 4SQ MM BLACK NORMAL | WIRE | WIRE & ACCESSORIES | WI-PO-4-BLACK-NORMAL | POLYCAB | _ | NA | MTRS |  | Inventory | 4SQ MM BLACK NORMAL
16432 | 4SQ MM BLUE FRLS | WIRE | WIRE & ACCESSORIES | WI-PO-4-BLUE-FRLS | POLYCAB | _ | NA | MTRS |  | Inventory | 4SQ MM BLUE FRLS
16433 | 4SQ MM BLUE NORMAL | WIRE | WIRE & ACCESSORIES | WI-PO-4-BLUE-NORMAL | POLYCAB | _ | NA | MTRS |  | Inventory | 4SQ MM BLUE NORMAL
16434 | 4SQ MM BROWN FRLS | WIRE | WIRE & ACCESSORIES | WI-PO-4-BROWN-FRLS | POLYCAB | _ | NA | MTRS | None | Inventory | 4SQ MM BROWN FRLS
16435 | 4SQ MM GRAY FRLS | WIRE | WIRE & ACCESSORIES | WI-PO-4-GRAY-FRLS | POLYCAB | _ | NA | MTRS |  | Inventory | 4SQ MM GRAY FRLS
16436 | 4SQ MM GRAY NORMAL | WIRE | WIRE & ACCESSORIES | WI-PO-4-GRAY-NORMAL | POLYCAB | _ | NA | MTRS |  | Inventory | 4SQ MM GRAY NORMAL
16437 | 4SQ MM GREEN FRLS | WIRE | WIRE & ACCESSORIES | WI-PO-4-GREEN-FRLS | POLYCAB | _ | NA | MTRS |  | Inventory | 4SQ MM GREEN FRLS
16438 | 4SQ MM GREEN NORMAL | WIRE | WIRE & ACCESSORIES | WI-PO-4-GREEN-NORMAL | POLYCAB | _ | NA | MTRS |  | Inventory | 4SQ MM GREEN NORMAL
16439 | 4SQ MM RED FRLS | WIRE | WIRE & ACCESSORIES | WI-PO-4-RED-FRLS | POLYCAB | _ | NA | MTRS |  | Inventory | 4SQ MM RED FRLS
16440 | 4SQ MM RED NORMAL | WIRE | WIRE & ACCESSORIES | WI-PO-4-RED-NORMAL | POLYCAB | _ | NA | MTRS |  | Inventory | 4SQ MM RED NORMAL
16441 | 4SQ MM YELLOW FRLS | WIRE | WIRE & ACCESSORIES | WI-PO-4-YELLOW-FRLS | POLYCAB | _ | NA | MTRS |  | Inventory | 4SQ MM YELLOW FRLS
16442 | 4SQ MM YELLOW NORMAL | WIRE | WIRE & ACCESSORIES | WI-PO-4-YELLOW-NORMAL | POLYCAB | _ | NA | MTRS |  | Inventory | 4SQ MM YELLOW NORMAL
16443 | 4.0 SQ mm BLACK-FRLS WIRE, | WIRE | WIRE & ACCESSORIES | WI-PO-4.0-BLACK-FRLS | POLYCAB | _ | NA | MTRS |  | Inventory | 4.0 SQ mm BLACK-FRLS WIRE,
16444 | 4.0 SQ.mm BLACK WIRE | WIRE | WIRE & ACCESSORIES | WI-PO-4.0-BLACK-NORMAL | POLYCAB | - | - | MTRS |  | Inventory | 4.0 SQ.mm BLACK WIRE
16445 | 4.0 SQ.mm BLACK WIRE. | WIRE | WIRE & ACCESSORIES | WI-PO-4.0-BLACK-TINNED-COPPER | POLYCAB | - | - | MTRS |  | Inventory | 4.0 SQ.mm BLACK WIRE.
16446 | 4.0 SQ mm BLUE-FRLS WIRE, | WIRE | WIRE & ACCESSORIES | WI-PO-4.0-BLUE-FRLS | POLYCAB | _ | NA | MTRS | None | Inventory | 4.0 SQ mm BLUE-FRLS WIRE,
16447 | 4.0 SQ.mm BLUE WIRE | WIRE | WIRE & ACCESSORIES | WI-PO-4.0-BLUE-NORMAL | POLYCAB | - | - | MTRS |  | Inventory | 4.0 SQ.mm BLUE WIRE
16448 | 4.0 SQ.mm BLUE WIRE. | WIRE | WIRE & ACCESSORIES | WI-PO-4.0-BLUE-TINNED-COPPER | POLYCAB | - | - | MTRS |  | Inventory | 4.0 SQ.mm BLUE WIRE.
16449 | 4.0 SQ.mm BROWN FRLS WIRE | WIRE | WIRE & ACCESSORIES | WI-PO-4.0-BROWN-FRLS | POLYCAB | - | - | MTRS |  | Inventory | 4.0 SQ.mm BROWN FRLS WIRE
16450 | 4.0 SQ mm GRAY-FRLS WIRE, | WIRE | WIRE & ACCESSORIES | WI-PO-4.0-GRAY-FRLS | POLYCAB | - | - | MTRS |  | Inventory | 4.0 SQ mm GRAY-FRLS WIRE,
16451 | 4 SQ.mm GREEN WIRE | WIRE | WIRE & ACCESSORIES | WI-PO-4.0-GREEN-NORMAL | POLYCAB | - | - | MTRS |  | Inventory | 4 SQ.mm GREEN WIRE
16452 | 4.0 SQ.mm GREEN-YELLOW WIRE | WIRE | WIRE & ACCESSORIES | WI-PO-4.0-GREEN-YELLOW-FRLS | POLYCAB | - | - | MTRS |  | Inventory | 4.0 SQ.mm GREEN-YELLOW WIRE
16453 | 4 SQ.mm YELLOW GREEN WIRE | WIRE | WIRE & ACCESSORIES | WI-PO-4.0-GREEN-YELLOW-NORMAL | POLYCAB | - | - | MTRS |  | Inventory | 4 SQ.mm YELLOW GREEN WIRE
16454 | WI-PO-4.0-GREY-FRLS | WIRE | WIRE & ACCESSORIES | WI-PO-4.0-GREY-FRLS | POLYCAB | - | - | MTRS |  | Inventory | WI-PO-4.0-GREY-FRLS
16455 | 4.0 SQ mm RED-FRLS WIRE | WIRE | WIRE & ACCESSORIES | WI-PO-4.0-RED-FRLS | POLYCAB | _ | NA | MTRS | None | Inventory | 4.0 SQ mm RED-FRLS WIRE
16456 | 4.0 SQ.mm RED WIRE | WIRE | WIRE & ACCESSORIES | WI-PO-4.0-RED-NORMAL | POLYCAB | - | - | MTRS |  | Inventory | 4.0 SQ.mm RED WIRE
16457 | 4.0 SQ.mm RED WIRE. | WIRE | WIRE & ACCESSORIES | WI-PO-4.0-RED-TINNED-COPPER | POLYCAB | - | - | MTRS |  | Inventory | 4.0 SQ.mm RED WIRE.
16458 | 4.0 SQ mm YELLOW-FRLS WIRE | WIRE | WIRE & ACCESSORIES | WI-PO-4.0-YELLOW-FRLS | POLYCAB | _ | NA | MTRS | None | Inventory | 4.0 SQ mm YELLOW-FRLS WIRE
16459 | 4.0 SQ MM YELLOW GREEN FRLS | WIRE | WIRE & ACCESSORIES | WI-PO-4.0-YELLOW-GREEN-FRLS | POLYCAB | _ | NA | MTRS |  | Inventory | 4.0 SQ MM YELLOW GREEN FRLS
16460 | 4.0 SQ MM YELLOW GREEN NORMAL | WIRE | WIRE & ACCESSORIES | WI-PO-4.0-YELLOW-GREEN-NORMAL | POLYCAB | _ | NA | MTRS | None | Inventory | 4.0 SQ MM YELLOW GREEN NORMAL
16461 | 4.0 SQ.mm YELLOW WIRE | WIRE | WIRE & ACCESSORIES | WI-PO-4.0-YELLOW-NORMAL | POLYCAB | - | - | MTRS |  | Inventory | 4.0 SQ.mm YELLOW WIRE
16462 | 4.0 SQ.mm YELLOW WIRE. | WIRE | WIRE & ACCESSORIES | WI-PO-4.0-YELLOW-TINNED-COPPER | POLYCAB | - | - | MTRS |  | Inventory | 4.0 SQ.mm YELLOW WIRE.
16463 | 50SQ MM, 1900V, GRAY NORMAL | WIRE | WIRE & ACCESSORIES | WI-PO-50-1900V-GRAY-NORMAL | POLYCAB | _ | NA | MTRS |  | Inventory | 50SQ MM, 1900V, GRAY NORMAL
16464 | 50sq.mm, 4Core, Armoured-Aluminium- Cable, | WIRE | WIRE & ACCESSORIES | WI-PO-50-4C-ARMOURED-AL-CABLE | POLYCAB | _ | NA | MTRS | None | Inventory | 50sq.mm, 4Core, Armoured-Aluminium- Cable,
16465 | 50SQ MM GRAY FRLS | WIRE | WIRE & ACCESSORIES | WI-PO-50-GRAY-FRLS | POLYCAB | _ | NA | MTRS | None | Inventory | 50SQ MM GRAY FRLS
16466 | 50SQ MM GRAY NORMAL | WIRE | WIRE & ACCESSORIES | WI-PO-50-GRAY-NORMAL | POLYCAB | _ | NA | MTRS | None | Inventory | 50SQ MM GRAY NORMAL
16467 | 6SQ MM 4 CORE BLACK FRLS | WIRE | WIRE & ACCESSORIES | WI-PO-6-BLACK-FRLS | POLYCAB | _ | NA | MTRS | None | Inventory | 6SQ MM 4 CORE BLACK FRLS
16468 | 6SQ MM GRAY FRLS | WIRE | WIRE & ACCESSORIES | WI-PO-6-GRAY-FRLS | POLYCAB | _ | NA | MTRS | None | Inventory | 6SQ MM GRAY FRLS
16469 | 6SQ MM GRAY NORMAL | WIRE | WIRE & ACCESSORIES | WI-PO-6-GRAY-NORMAL | POLYCAB | _ | NA | MTRS | None | Inventory | 6SQ MM GRAY NORMAL
16470 | 6SQ MM GREEN FRLS | WIRE | WIRE & ACCESSORIES | WI-PO-6-GREEN-FRLS | POLYCAB | _ | NA | MTRS | None | Inventory | 6SQ MM GREEN FRLS
16471 | 6SQ MM GREEN NORMAL | WIRE | WIRE & ACCESSORIES | WI-PO-6-GREEN-NORMAL | POLYCAB | _ | NA | MTRS | None | Inventory | 6SQ MM GREEN NORMAL
16472 | 6.0 SQ.mm BLACK WIRE FRLS | WIRE | WIRE & ACCESSORIES | WI-PO-6.0-BLACK-FRLS | POLYCAB | - | - | MTRS |  | Inventory | 6.0 SQ.mm BLACK WIRE FRLS
16473 | 6.0 SQ.mm GRAY WIRE | WIRE | WIRE & ACCESSORIES | WI-PO-6.0-GRAY-FRLS | POLYCAB | - | - | MTRS |  | Inventory | 6.0 SQ.mm GRAY WIRE
16474 | 6SQ MM RED FRLS | WIRE | WIRE & ACCESSORIES | WI-PO-6.0-RED-FRLS | POLYCAB | _ | NA | MTRS |  | Inventory | 6SQ MM RED FRLS
16475 | 70sq.mm, 4Core, Armourned-Aluminium- Cable, | WIRE | WIRE & ACCESSORIES | WI-PO-70-4C-ARMOURNED-AL-CABLE | POLYCAB | _ | NA | MTRS | None | Inventory | 70sq.mm, 4Core, Armourned-Aluminium- Cable,
16476 | 95sq.mm, 4Core, Armoured-Cu- Cable, | WIRE | WIRE & ACCESSORIES | WI-PO-95-4C-ARMOURED-CU-CABLE | POLYCAB | _ | NA | MTRS | None | Inventory | 95sq.mm, 4Core, Armoured-Cu- Cable,
16477 | WIRE ARMOURED 4C X10 SQMM | WIRE | WIRE & ACCESSORIES | WI-PO-ARMOURED-4CX10SQMM | POLYCAB | _ | NA | MTRS | None | Inventory | WIRE ARMOURED 4C X10 SQMM
16478 | WIRE ARMOURED 4C X16 SQMM | WIRE | WIRE & ACCESSORIES | WI-PO-ARMOURED-4CX16SQ | POLYCAB | _ | NA | MTRS | None | Inventory | WIRE ARMOURED 4C X16 SQMM
16479 | WIRE ARMOURED 6C X2.5sq.mm, | WIRE | WIRE & ACCESSORIES | WI-PO-ARMOURED-6CX2.5SQ.MM | POLYCAB | _ | NA | MTRS | None | Inventory | WIRE ARMOURED 6C X2.5sq.mm,
16480 | WIRE ARMOURED 8C X2.5sq.mm, | WIRE | WIRE & ACCESSORIES | WI-PO-ARMOURED-8CX2.5SQ.MM | POLYCAB | _ | NA | MTRS | None | Inventory | WIRE ARMOURED 8C X2.5sq.mm,
16481 | CAT-6 CABLE | WIRE | WIRE & ACCESSORIES | WI-PO-CAT-6-CABLE | POLYCAB | - | - | MTRS |  | Inventory | CAT-6 CABLE
16482 | WIRE FLEXIBLE 2C X1.5sq.mm, COLOR BLACK, | WIRE | WIRE & ACCESSORIES | WI-PO-FLEXIBLE-2CX1.5-BLACK | POLYCAB | _ | NA | MTRS | None | Inventory | WIRE FLEXIBLE 2C X1.5sq.mm, COLOR BLACK,
16483 | WIRE FLEXIBLE 4C X4.0sq.mm, | WIRE | WIRE & ACCESSORIES | WI-PO-FLEXIBLE-4CX4.0SQ.MM | POLYCAB | _ | NA | MTRS | None | Inventory | WIRE FLEXIBLE 4C X4.0sq.mm,
16484 | 1.5SQ MM BLACK TINNED WIRE | WIRE | WIRE & ACCESSORIES | WI-PO-TI-1.5-BLACK-NORMAL | POLYCAB | _ | NA | MTRS | None | Inventory | 1.5SQ MM BLACK TINNED WIRE
16485 | 1.5SQ MM GRAY TINNED WIRE | WIRE | WIRE & ACCESSORIES | WI-PO-TI-1.5-GRAY-NORMAL | POLYCAB | _ | NA | MTRS | None | Inventory | 1.5SQ MM GRAY TINNED WIRE
16486 | 2.5SQ MM BLACK TINNED WIRE | WIRE | WIRE & ACCESSORIES | WI-PO-TI-2.5-BLACK-NORMAL | POLYCAB | _ | NA | MTRS | None | Inventory | 2.5SQ MM BLACK TINNED WIRE
16487 | 2.5SQ MM GREEN TINNED WIRE | WIRE | WIRE & ACCESSORIES | WI-PO-TI-2.5-GREEN-NORMAL | POLYCAB | _ | NA | MTRS | None | Inventory | 2.5SQ MM GREEN TINNED WIRE
16488 | 2.5SQ MM GREY TINNED WIRE | WIRE | WIRE & ACCESSORIES | WI-PO-TI-2.5-GREY-NORMAL | POLYCAB | _ | NA | MTRS | None | Inventory | 2.5SQ MM GREY TINNED WIRE
16489 | 4.0SQ MM BLACK TINNED WIRE | WIRE | WIRE & ACCESSORIES | WI-PO-TI-4.0-BLACK-NORMAL | POLYCAB | _ | NA | MTRS | None | Inventory | 4.0SQ MM BLACK TINNED WIRE
16490 | 4.0SQ MM BLUE TINNED WIRE | WIRE | WIRE & ACCESSORIES | WI-PO-TI-4.0-BLUE-NORMAL | POLYCAB | _ | NA | MTRS | None | Inventory | 4.0SQ MM BLUE TINNED WIRE
16491 | 4.0SQ MM RED TINNED WIRE | WIRE | WIRE & ACCESSORIES | WI-PO-TI-4.0-RED-NORMAL | POLYCAB | _ | NA | MTRS | None | Inventory | 4.0SQ MM RED TINNED WIRE
16492 | 4.0SQ MM YELLOW TINNED WIRE | WIRE | WIRE & ACCESSORIES | WI-PO-TI-4.0-YELLOW-NORMAL | POLYCAB | _ | NA | MTRS | None | Inventory | 4.0SQ MM YELLOW TINNED WIRE
16493 | 1.5SQ MM BLACK FRLS. | WIRE | WIRE & ACCESSORIES | WI-RO-1.5-BLACK-FRLS. | ROLLIFEX | _ | NA | MTRS |  | Inventory | 1.5SQ MM BLACK FRLS.
16494 | 1.5SQ MM BLACK NORMAL. | WIRE | WIRE & ACCESSORIES | WI-RO-1.5-BLACK-NORMAL. | ROLLIFEX | _ | NA | MTRS |  | Inventory | 1.5SQ MM BLACK NORMAL.
16495 | 1.5SQ MM BLUE FRLS Make RO | WIRE | WIRE & ACCESSORIES | WI-RO-1.5-BLUE-FRLS | ROLLIFEX | _ | NA | MTRS |  | Inventory | 1.5SQ MM BLUE FRLS Make RO
16496 | 1.5SQ MM BLUE- NORMAL. | WIRE | WIRE & ACCESSORIES | WI-RO-1.5-BLUE-NORMAL. | ROLLIFEX | _ | NA | MTRS |  | Inventory | 1.5SQ MM BLUE- NORMAL.
16497 | 1.5SQ MM GRAY FRLS RO | WIRE | WIRE & ACCESSORIES | WI-RO-1.5-GRAY-FRLS | ROLLIFEX | _ | NA | MTRS |  | Inventory | 1.5SQ MM GRAY FRLS RO
16498 | 1.5SQ MM GRAY- NORMAL | WIRE | WIRE & ACCESSORIES | WI-RO-1.5-GRAY-NORMAL. | ROLLIFEX | _ | NA | MTRS |  | Inventory | 1.5SQ MM GRAY- NORMAL
16499 | 1.5SQ MM RED WIRE FRLS RO | WIRE | WIRE & ACCESSORIES | WI-RO-1.5-RED-FRLS | ROLLIFEX | _ | NA | MTRS |  | Inventory | 1.5SQ MM RED WIRE FRLS RO
16500 | 1.5SQ MM RED- NORMAL. | WIRE | WIRE & ACCESSORIES | WI-RO-1.5-RED-NORMAL. | ROLLIFEX | _ | NA | MTRS |  | Inventory | 1.5SQ MM RED- NORMAL.
16501 | 1.5SQ MM YELLOW FRLS RO | WIRE | WIRE & ACCESSORIES | WI-RO-1.5-YELLOW-FRLS | ROLLIFEX | _ | NA | MTRS |  | Inventory | 1.5SQ MM YELLOW FRLS RO
16502 | 1.5SQ MM YELLOW NORMAL. | WIRE | WIRE & ACCESSORIES | WI-RO-1.5-YELLOW-NORMAL. | ROLLIFEX | _ | NA | MTRS |  | Inventory | 1.5SQ MM YELLOW NORMAL.
16503 | 10SQ MM GRAY FRLS RO | WIRE | WIRE & ACCESSORIES | WI-RO-10SQ-GRAY-FRLS | ROLLIFEX | _ | NA | MTRS |  | Inventory | 10SQ MM GRAY FRLS RO
16504 | 10SQ MM GRAY NORMAL RO | WIRE | WIRE & ACCESSORIES | WI-RO-10SQ-GRAY-NORMAL | ROLLIFEX | _ | NA | MTRS |  | Inventory | 10SQ MM GRAY NORMAL RO
16505 | 16SQ MM GRAY FRLS RO | WIRE | WIRE & ACCESSORIES | WI-RO-16SQ-GRAY-FRLS | ROLLIFEX | _ | NA | MTRS |  | Inventory | 16SQ MM GRAY FRLS RO
16506 | 16SQ MM GRAY NORMAL RO | WIRE | WIRE & ACCESSORIES | WI-RO-16SQ-GRAY-NORMAL | ROLLIFEX | _ | NA | MTRS |  | Inventory | 16SQ MM GRAY NORMAL RO
16507 | 2.5SQ MM BLACK FRLS RO | WIRE | WIRE & ACCESSORIES | WI-RO-2.5-BLACK-FRLS | ROLLIFEX | _ | NA | MTRS |  | Inventory | 2.5SQ MM BLACK FRLS RO
16508 | 2.5SQ MM BLACK NORMAL-RO | WIRE | WIRE & ACCESSORIES | WI-RO-2.5-BLACK-NORMAL | ROLLIFEX | _ | NA | MTRS |  | Inventory | 2.5SQ MM BLACK NORMAL-RO
16509 | 2.5SQ MM BLUE FRLS RO | WIRE | WIRE & ACCESSORIES | WI-RO-2.5-BLUE-FRLS | ROLLIFEX | _ | NA | MTRS |  | Inventory | 2.5SQ MM BLUE FRLS RO
16510 | 2.5SQ MM BLUE NORMAL-RO | WIRE | WIRE & ACCESSORIES | WI-RO-2.5-BLUE-NORMAL | ROLLIFEX | _ | NA | MTRS |  | Inventory | 2.5SQ MM BLUE NORMAL-RO
16511 | 2.5SQ MM GRAY FRLS RO | WIRE | WIRE & ACCESSORIES | WI-RO-2.5-GRAY-FRLS | ROLLIFEX | _ | NA | MTRS |  | Inventory | 2.5SQ MM GRAY FRLS RO
16512 | 2.5SQ MM GRAY NORMAL-RO | WIRE | WIRE & ACCESSORIES | WI-RO-2.5-GRAY-NORMAL | ROLLIFEX | _ | NA | MTRS |  | Inventory | 2.5SQ MM GRAY NORMAL-RO
16513 | 2.5SQ MM GREEN FRLS RO | WIRE | WIRE & ACCESSORIES | WI-RO-2.5-GREEN-FRLS | ROLLIFEX | _ | NA | MTRS |  | Inventory | 2.5SQ MM GREEN FRLS RO
16514 | 2.5SQ MM GREEN NORMAL-RO | WIRE | WIRE & ACCESSORIES | WI-RO-2.5-GREEN-NORMAL | ROLLIFEX | _ | NA | MTRS |  | Inventory | 2.5SQ MM GREEN NORMAL-RO
16515 | 2.5SQ MM RED FRLS RO | WIRE | WIRE & ACCESSORIES | WI-RO-2.5-RED-FRLS | ROLLIFEX | _ | NA | MTRS |  | Inventory | 2.5SQ MM RED FRLS RO
16516 | 2.5SQ MM RED NORMAL. | WIRE | WIRE & ACCESSORIES | WI-RO-2.5-RED-NORMAL | ROLLIFEX | _ | NA | MTRS |  | Inventory | 2.5SQ MM RED NORMAL.
16517 | 2.5SQ MM YELLOW FRLS RO | WIRE | WIRE & ACCESSORIES | WI-RO-2.5-YELLOW-FRLS | ROLLIFEX | _ | NA | MTRS |  | Inventory | 2.5SQ MM YELLOW FRLS RO
16518 | 2.5SQ MM YELLOW GREEN FRLS RO | WIRE | WIRE & ACCESSORIES | WI-RO-2.5-YELLOW-GREEN-FRLS | ROLLIFEX | _ | NA | MTRS |  | Inventory | 2.5SQ MM YELLOW GREEN FRLS RO
16519 | 2.5SQ MM YELLOW GREEN NORMAL-RO | WIRE | WIRE & ACCESSORIES | WI-RO-2.5-YELLOW-GREEN-NORMAL | ROLLIFEX | _ | NA | MTRS |  | Inventory | 2.5SQ MM YELLOW GREEN NORMAL-RO
16520 | 2.5SQ MM YELLOW NORMAL-RO | WIRE | WIRE & ACCESSORIES | WI-RO-2.5-YELLOW-NORMAL | ROLLIFEX | _ | NA | MTRS |  | Inventory | 2.5SQ MM YELLOW NORMAL-RO
16521 | 4SQ MM BLACK FRLS RO | WIRE | WIRE & ACCESSORIES | WI-RO-4-BLACK-FRLS | ROLLIFEX | _ | NA | MTRS |  | Inventory | 4SQ MM BLACK FRLS RO
16522 | 4SQ MM BLACK NORMAL RO | WIRE | WIRE & ACCESSORIES | WI-RO-4-BLACK-NORMAL | ROLLIFEX | _ | NA | MTRS |  | Inventory | 4SQ MM BLACK NORMAL RO
16523 | 4SQ MM BLUE FRLS RO | WIRE | WIRE & ACCESSORIES | WI-RO-4-BLUE-FRLS | ROLLIFEX | _ | NA | MTRS |  | Inventory | 4SQ MM BLUE FRLS RO
16524 | 4SQ MM BLUE NORMAL RO | WIRE | WIRE & ACCESSORIES | WI-RO-4-BLUE-NORMAL | ROLLIFEX | _ | NA | MTRS |  | Inventory | 4SQ MM BLUE NORMAL RO
16525 | 4SQ MM GRAY FRLS RO | WIRE | WIRE & ACCESSORIES | WI-RO-4-GRAY-FRLS | ROLLIFEX | _ | NA | MTRS |  | Inventory | 4SQ MM GRAY FRLS RO
16526 | 4SQ MM GRAY NORMAL RO | WIRE | WIRE & ACCESSORIES | WI-RO-4-GRAY-NORMAL | ROLLIFEX | _ | NA | MTRS |  | Inventory | 4SQ MM GRAY NORMAL RO
16527 | 4SQ MM GREEN FRLS RO | WIRE | WIRE & ACCESSORIES | WI-RO-4-GREEN-FRLS | ROLLIFEX | _ | NA | MTRS |  | Inventory | 4SQ MM GREEN FRLS RO
16528 | 4SQ MM GREEN NORMAL RO | WIRE | WIRE & ACCESSORIES | WI-RO-4-GREEN-NORMAL | ROLLIFEX | _ | NA | MTRS |  | Inventory | 4SQ MM GREEN NORMAL RO
16529 | 4.0 SQ.mm GREEN-YELLOW WIRE RO | WIRE | WIRE & ACCESSORIES | WI-RO-4-GREEN-YELLOW-FRLS | ROLLIFEX | - | - | MTRS |  | Inventory | 4.0 SQ.mm GREEN-YELLOW WIRE RO
16530 | 4 SQ.mm YELLOW GREEN WIRE RO | WIRE | WIRE & ACCESSORIES | WI-RO-4-GREEN-YELLOW-NORMAL | ROLLIFEX | - | - | MTRS |  | Inventory | 4 SQ.mm YELLOW GREEN WIRE RO
16531 | 4SQ MM RED FRLS RO | WIRE | WIRE & ACCESSORIES | WI-RO-4-RED-FRLS | ROLLIFEX | _ | NA | MTRS |  | Inventory | 4SQ MM RED FRLS RO
16532 | 4SQ MM RED NORMAL RO | WIRE | WIRE & ACCESSORIES | WI-RO-4-RED-NORMAL. | ROLLIFEX | _ | NA | MTRS |  | Inventory | 4SQ MM RED NORMAL RO
16533 | 4SQ MM YELLOW FRLS RO | WIRE | WIRE & ACCESSORIES | WI-RO-4-YELLOW-FRLS | ROLLIFEX | _ | NA | MTRS |  | Inventory | 4SQ MM YELLOW FRLS RO
16534 | 4SQ MM YELLOW NORMAL RO | WIRE | WIRE & ACCESSORIES | WI-RO-4-YELLOW-NORMAL | ROLLIFEX | _ | NA | MTRS |  | Inventory | 4SQ MM YELLOW NORMAL RO
16535 | 4SQ MM GRAY FRLS RO. | WIRE | WIRE & ACCESSORIES | WI-RO-4SQ-GRAY-FRLS | ROLLIFEX | _ | NA | MTRS |  | Inventory | 4SQ MM GRAY FRLS RO.
16536 | 4SQ MM GRAY NORMAL RO.. | WIRE | WIRE & ACCESSORIES | WI-RO-4SQ-GRAY-NORMAL | ROLLIFEX | _ | NA | MTRS |  | Inventory | 4SQ MM GRAY NORMAL RO..
16537 | 6SQ MM GRAY FRLS RO | WIRE | WIRE & ACCESSORIES | WI-RO-6SQ-GRAY-FRLS | ROLLIFEX | _ | NA | MTRS |  | Inventory | 6SQ MM GRAY FRLS RO
16538 | 6SQ MM GRAY NORMAL RO | WIRE | WIRE & ACCESSORIES | WI-RO-6SQ-GRAY-NORMAL | ROLLIFEX | _ | NA | MTRS |  | Inventory | 6SQ MM GRAY NORMAL RO
16539 | Windows 10 E3 Licenses quantity 12 (for WVD) (paid on monthly basis) | OWN USE ITEMS | ACCESSORIES | WINDOW-10 | REPUTED | - | - | Nos |  | Non Inventory | Windows 10 E3 Licenses quantity 12 (for WVD) (paid on monthly basis)
16265 | ELR CBCT CURRENT 200A, CBCT ID - 300mmX100mm RECT., | LT CT | SWITCHGEAR | VR-ELR-CBCT-300MMX100MM | VERITEK | _ | NA | Nos | None | Inventory | ELR CBCT CURRENT 200A, CBCT ID - 300mmX100mm RECT.,
16266 | FLUSH MOUNTED ELR+10A Type- VIPS 98PF, | LT CT | SWITCHGEAR | VR-ELR-VIPS 98PF | VERITEK | _ | NA | Nos | None | Inventory | FLUSH MOUNTED ELR+10A Type- VIPS 98PF,
16223 | CONTROL TRAFO. RATIO: 500V/230V, 750VA, Air Cool, | LT CT | SWITCHGEAR | VE-LT-CONTROL TRAFO-500/230V | VIJAY | _ | NA | Nos | None | Inventory | CONTROL TRAFO. RATIO: 500V/230V, 750VA, Air Cool,
16286 | ETHERNET SWITCH WITH 12-PORT.AUX. VOLTAGE : 24V DC,10A. | ETHERNET SWITCH | SWITCHGEAR | WED-1241000000-ES | WEIDMULLER | - | - | Nos. |  | Inventory | ETHERNET SWITCH WITH 12-PORT.AUX. VOLTAGE : 24V DC,10A.
4018 | ACB HANDLING TROLLEY,LIFTING CAPACITY-500KG,PLATFORM SIZE-868MMx700MM,LIFTING HEIGHT-1600MM | ACB Handling trolley | SWITCHGEAR | ACB-HANDLIN-TROLLEY-500KG | WEZMAN | - | - | Nos |  | Inventory | ACB HANDLING TROLLEY,LIFTING CAPACITY-500KG,PLATFORM SIZE-868MMx700MM,LIFTING HEIGHT-1600MM
16545 | EXPORT WOODEN BOX EXPORT 8x4 thickness 12mm | PACKING MATERIAL | PACKING | WOODEN-PLY-8X4X12MM | REPUTED | _ | NA | SQFT |  | Inventory | EXPORT WOODEN BOX EXPORT 8x4 thickness 12mm
16546 | EXPORT WOODEN BOX EXPORT 8x4 thickness 18mm | PACKING MATERIAL | PACKING | WOODEN-PLY-8X4X18MM | REPUTED | _ | NA | SQFT |  | Inventory | EXPORT WOODEN BOX EXPORT 8x4 thickness 18mm
16547 | PAINT REMOVER WOODPOL | PAINT | ACCESSORIES | WOODPOL | REPUTED | - | - | LTRS |  | Inventory | PAINT REMOVER WOODPOL
39 | ILLUMINATION LED LAMP, 10W, VOLTAGE: 230V AC. | LED | SWITCHGEAR | 10W-LEDLAMP | WIPRO | - | - | Nos. |  | Inventory | ILLUMINATION LED LAMP, 10W, VOLTAGE: 230V AC.
61 | ILLUMINATION LED LAMP, 11W, VOLTAGE: 230V AC. | LED | SWITCHGEAR | 11W-LEDLAMP | WIPRO | _ | NA | Nos |  | Inventory | ILLUMINATION LED LAMP, 11W, VOLTAGE: 230V AC.
72 | ILLUMINATION LED LAMP, 12W, VOLTAGE: 230V AC. | LED | SWITCHGEAR | 12W-LEDLAMP | WIPRO | - | NA | Nos. |  | Inventory | ILLUMINATION LED LAMP, 12W, VOLTAGE: 230V AC.
2992 | ILLUMINATION LED LAMP, 3W, VOLTAGE: 230V AC. | LED | SWITCHGEAR | 3W-LEDLAMP | WIPRO | _ | NA | Nos |  | Inventory | ILLUMINATION LED LAMP, 3W, VOLTAGE: 230V AC.
2993 | ILLUMINATION LED LAMP, 3W, VOLTAGE: 127VAC-60HZ | LED | SWITCHGEAR | 3W-LEDLAMP-127VAC-60HZ | WIPRO | _ | NA | Nos |  | Inventory | ILLUMINATION LED LAMP, 3W, VOLTAGE: 127VAC-60HZ
3598 | ILLUMINATION LED LAMP, 5W, VOLTAGE: 230V AC. | LED | SWITCHGEAR | 5W-LEDLAMP | WIPRO | - | - | Nos. |  | Inventory | ILLUMINATION LED LAMP, 5W, VOLTAGE: 230V AC.
3670 | ILLUMINATION LED LAMP, 7W, VOLTAGE: 230V AC. | LED | SWITCHGEAR | 7W-LEDLAMP | WIPRO | - | - | Nos. |  | Inventory | ILLUMINATION LED LAMP, 7W, VOLTAGE: 230V AC.
16555 | KIT FOR XT4 MCCB, (600*600)H*W | ArTuK | LV PANEL | XT4-KIT | ABB | - | - | KGS |  | Inventory | KIT FOR XT4 MCCB, (600*600)H*W
16556 | Handle for OESA Switch Disconnector Fuse, Frame size OESA100 to OESA160 | SDF Accessories | LV_Switchgear | YASDB10 | ABB | 0 | Rotary Handle | Nos. | None | Inventory | Handle for OESA Switch Disconnector Fuse, Frame size OESA100 to OESA160
16557 | Handle for OESA Switch Disconnector Fuse, Frame size OESA32 to OESA63 | SDF Accessories | LV_Switchgear | YASDB51 | ABB | 0 | Rotary Handle | Nos. | None | Inventory | Handle for OESA Switch Disconnector Fuse, Frame size OESA32 to OESA63
16558 | YEELOW STICKER SHEET, SWICKER SIZE: L 25mm, H 13mm, ( TOTAL STICKER 132 NOS / SHEET) | NAME PLATE | ACCESSORIES | YELLOW-STICKER | REPUTED | _ | NA | Nos |  | Inventory | YEELOW STICKER SHEET, SWICKER SIZE: L 25mm, H 13mm, ( TOTAL STICKER 132 NOS / SHEET)
16559 | YEELOW STICKER SHEET, SWICKER SIZE: L 20mm, H 10mm, ( TOTAL STICKER 132 NOS / SHEET) | NAME PLATE | ACCESSORIES | YELLOW-STICKER-20X10MM | REPUTED | _ | NA | Nos |  | Inventory | YEELOW STICKER SHEET, SWICKER SIZE: L 20mm, H 10mm, ( TOTAL STICKER 132 NOS / SHEET)
16560 | YELLOW INSULATION TAPE | INSULATION TAPE | WIRE & ACCESSORIES | YELLOW-TAPE | ANCHOR | _ | NA | Nos | None | Inventory | YELLOW INSULATION TAPE
16561 | YELLOW COLOUR STICKER TAPE 9mm TYPE: LM-TP309Y | FERULES TUBE | WIRE & ACCESSORIES | YELLOW-TAPE-9MM-LM-TP309Y | REPUTED | _ | NA | MTRS |  | Inventory | YELLOW COLOUR STICKER TAPE 9mm TYPE: LM-TP309Y
16562 | CRIMPING TOOL FOR LUG | SHOP | TOOLS | YYT7 | REPUTED | - | - | Nos |  | Inventory | CRIMPING TOOL FOR LUG
3731 | ILLUMINATION LED LAMP, 9W, VOLTAGE: 230V AC. | LED | SWITCHGEAR | 9W-LEDLAMP | WIPRO | _ | NA | Nos |  | Inventory | ILLUMINATION LED LAMP, 9W, VOLTAGE: 230V AC.
16564 | ZINC-SOCKET FOR CANOPY LOCKS | DOOR LOCK | ACCESSORIES | ZINC-SOCKET | ARIHANT | _ | NA | Nos | None | Inventory | ZINC-SOCKET FOR CANOPY LOCKS
16565 | WHITE ZINC PLATING CHARGES-12% | PLATING | METAL | ZINC-WHITE-PLATING-12% | REPUTED | - | - | KGS |  | Non Inventory | WHITE ZINC PLATING CHARGES-12%
16566 | WHITE ZINC PLATING CHARGES, GST 18% | PLATING | METAL | ZINC-WHITE-PLATING-18% | REPUTED | - | - | KGS |  | Non Inventory | WHITE ZINC PLATING CHARGES, GST 18%
16567 | WHITE ZINC PLATING CHARGES, GST NIL | PLATING | METAL | ZINC-WHITE-PLATING-NIL | REPUTED | - | - | KGS |  | Non Inventory | WHITE ZINC PLATING CHARGES, GST NIL
16568 | YELLOW ZINC PLATING CHARGES | PLATING | METAL | ZINC-YELLOW-PLATING-18% | REPUTED | - | - | KGS |  | Non Inventory | MS ZINC YELLOW PLATING CHARGES
5304 | CFL TUBE ASSEMBLY (HEAVY DUTY), 5W, VOLTAGE: 230V AC. | LED | SWITCHGEAR | CFL-TUBE | WIPRO | - | - | Nos. |  | Inventory | CFL TUBE ASSEMBLY (HEAVY DUTY), 5W, VOLTAGE: 230V AC.
3684 | CONTROLLER, MODEL- EASY GEN 2500-5P1, AUX VOLTAGE-24V DC, INPUT VOLTAGE-110V AC, CTR-5A, PTR-415V/V3/110/V3 | RELAY | SWITCHGEAR | 8440-1884 | WOODWARD | _ | NA | Nos |  | Inventory | CONTROLLER, MODEL- EASY GEN 2500-5P1, AUX VOLTAGE-24V DC, INPUT VOLTAGE-110V AC, CTR-5A, PTR-415V/V3/110/V3
3685 | Auto synchronizing controller unit SPM-D2-1010B/YB Part no- 8440-2167 - Woodward Make | RELAY | SWITCHGEAR | 8440-2167 | WOODWARD | _ | NA | Nos |  | Inventory | Auto synchronizing controller unit SPM-D2-1010B/YB Part no- 8440-2167 - Woodward Make

## Sheet2
CORECT CODE
DUPLICATE CODE
ALPHA-3A/0.5-96X48 | ALPHA-3A/0.5-96X48-110VDC
ALPHA-3A/0.5-96X48-230VAC
ALPHA-3A/0.5-96X96 | ALPHA-3A/0.5-96X96-110VAC
ALPHA-3A/0.5-96X96-110VDC
ALPHA-3A/0.5-96X96-220VDC
ALPHA-3A/0.5S-96X96-230VAC
ALPHA-3V/0.5-96X48 | ALPHA-3V/0.5-96X48-110VDC
ALPHA-3V/0.5-96X48-230VAC
ALPHA-3V/0.5-96X96 | ALPHA-3V/0.5-96X96-110VDC
ALPHA-3V/0.5-96X96-220VDC
ALPHA-3V/1.0-96X96 | ALPHA-3V/1.0-96X96-230VAC