## Sheet1
Sl.No. | Item Description | Family | Category | Item Code | Make | Rating | OTD | UOM | Excise Category | Application | Sales Description
14848 | SPARES | BROUGHTOUT | SWITCHGEAR | SPARES | - | - | - | SET |  | Inventory | SPARES
2 | IP 65 LOCK, H :50 MM-NEW TYPE LOCK WITH HALF KNOB | DOOR LOCK | ACCESSORIES | 0203LOC00381 | - | _ | NA | Nos |  | Inventory | IP 65 LOCK, H :50 MM-NEW TYPE LOCK WITH HALF KNOB
1 | +V MODULE FOR EXISTING RMU, EXISTING RMU DEATILS 11kV 630A 21kA/3sec SF6 Gas Insulated, One Side Extensible, Outdoor Compact Switchgear with 2 Nos Motorized Load Break Switches, 5 Nos Motorized Vacuum Circuit Breaker (Configuration: +CCVV+VVV+M) | RMU | SWITCHGEAR | +V | ABB | 11 | NA | Nos |  | Inventory | +V MODULE FOR EXISTING RMU, EXISTING RMU DEATILS 11kV 630A 21kA/3sec SF6 Gas Insulated, One Side Extensible, Outdoor Compact Switchgear with 2 Nos Motorized Load Break Switches, 5 Nos Motorized Vacuum Circuit Breaker (Configuration: +CCVV+VVV+M)
4 | 1 INCH CONDUIT | COUNDUIT | WIRE & ACCESSORIES | 1-CONDUTE | REPUTED | _ | NA | MTRS | None | Inventory | 1 INCH CONDUIT
5 | 1.5 inch, CONDUIT - 20 meter | BROUGHTOUT | ACCESSORIES | 1.5-CONDUIT | REPUTED | - | - | Nos. |  | Inventory | 1.5 inch, CONDUIT - 20 meter
6 | 1.5KVA_STABILIZER, 230VAC | GENERAL | ACCESSORIES | 1.5KVA_STABILIZER | REPUTED | - | - | Nos |  | Inventory | 1.5KVA_STABILIZER, 230VAC
7 | 1.5sq.mm, Flat type insulated Lug | LUG | WIRE & ACCESSORIES | 1.5SQ.MM-FLAT-LUG-INSUL. | REPUTED | - | - | Nos. |  | Inventory | 1.5sq.mm, Flat type insulated Lug
8 | 1.5sq.mm, Flat type non-insulated Lug | LUG | WIRE & ACCESSORIES | 1.5SQ.MM-FLAT-LUG-NON-INSUL. | REPUTED | - | - | Nos. |  | Inventory | 1.5sq.mm, Flat type non-insulated Lug
9 | 1.5sq.mm, Fork type Insulated LUG | LUG | WIRE & ACCESSORIES | 1.5SQ.MM-FORK-LUG-INSUL. | REPUTED | _ | NA | Nos |  | Inventory | 1.5sq.mm, Fork type Insulated LUG
10 | 1.5sq.mm, Fork type Non Insulated LUG | LUG | WIRE & ACCESSORIES | 1.5SQ.MM-FORK-LUG-NON-INSUL. | REPUTED | - | - | Nos. |  | Inventory | 1.5sq.mm, Fork type Non Insulated LUG
11 | 1.5sq.mm, Pin type insulated Lug | LUG | WIRE & ACCESSORIES | 1.5SQ.MM-PIN-LUG-INSUL. | REPUTED | _ | NA | Nos |  | Inventory | 1.5sq.mm, Pin type insulated Lug
12 | 1.5sq.mm, Pin type non-insulated Lug | LUG | WIRE & ACCESSORIES | 1.5SQ.MM-PIN-LUG-NON-INSUL. | REPUTED | - | - | Nos. |  | Inventory | 1.5sq.mm, Pin type non-insulated Lug
13 | 1.5sq.mm, Press type insulated Lug | LUG | WIRE & ACCESSORIES | 1.5SQ.MM-PRESS-LUG-INSUL. | REPUTED | - | - | Nos. |  | Inventory | 1.5sq.mm, Press type insulated Lug
14 | 1.5sq.mm, Ring type Insulated LUG-E10 | LUG | WIRE & ACCESSORIES | 1.5SQ.MM-RING-E10-LUG-INSUL. | REPUTED | _ | NA | Nos |  | Inventory | 1.5sq.mm, Ring type Insulated LUG-E10
15 | 1.5sq.mm, Ring type insulated Lug-E12 | LUG | WIRE & ACCESSORIES | 1.5SQ.MM-RING-E12-LUG-INSUL. | REPUTED | _ | NA | Nos |  | Inventory | 1.5sq.mm, Ring type insulated Lug-E12
16 | 1.5sq.mm, Ring type non-insulated Lug-E12 | LUG | WIRE & ACCESSORIES | 1.5SQ.MM-RING-E12-LUG-NON-INSUL. | REPUTED | - | - | Nos. |  | Inventory | 1.5sq.mm, Ring type non-insulated Lug-E12
17 | 1.5sq.mm, Ring type Insulated Lug-E5 | LUG | WIRE & ACCESSORIES | 1.5SQ.MM-RING-E5-LUG-INSUL. | REPUTED | - | - | Nos. |  | Inventory | 1.5sq.mm, Ring type Insulated Lug-E5
18 | 1.5sq.mm, Ring type non-insulated Lug-E5 | LUG | WIRE & ACCESSORIES | 1.5SQ.MM-RING-E5-LUG-NON-INSUL. | REPUTED | - | - | Nos. |  | Inventory | 1.5sq.mm, Ring type non-insulated Lug-E5
19 | 1.5sqmm Ring type lugs E6 | LUG | WIRE & ACCESSORIES | 1.5SQ.MM-RING-E6-LUG-INSUL. | REPUTED | - | - | MTRS |  | Inventory | 1.5sqmm Ring type lugs E6
43 | OUT DOOR VCB, 11KV, 1250A, 26.3KA/3SEC, OUTDOOR PORCELAIN CLAD VCB, COMPLETE WITH MOUNTING STRUCTURE. CLOSING COIL: 24V DC TRIPPING COIL: 24V DC SPRING CHARGING MOTOR: 230V AC ADITIONAL TRIPPING COIL - 24V DC. With Structure for mounting | PCVCB | SWITCHGEAR | 11 OUT-DOOR-VCB-24/230V | ABB | _ | NA | Nos | None | Inventory | OUT DOOR VCB, 11KV, 1250A, 26.3KA/3SEC, OUTDOOR PORCELAIN CLAD VCB, COMPLETE WITH MOUNTING STRUCTURE. CLOSING COIL: 24V DC TRIPPING COIL: 24V DC SPRING CHARGING MOTOR: 230V AC ADITIONAL TRIPPING COIL - 24V DC. With Structure for mounting
21 | HALF INCH PIPE ELBOW 70 R.FOR SKID MOUNTING PANEL | SKID PANEL | ACCESSORIES | 1/2-HALF-PIPE-ELBOW-70R | - | _ | NA | Nos |  | Inventory | HALF INCH PIPE ELBOW 70 R.FOR SKID MOUNTING PANEL
22 | HALF INCH BSP COUPLER FOR SKID MOUNTED PANEL | SKID PANEL | ACCESSORIES | 1/2COUPLING | - | - | NA | Nos |  | Inventory | HALF INCH BSP COUPLER FOR SKID MOUNTED PANEL
44 | 11kV 630A 21kA/3sec SF6 Gas Insulated, One Side Extensible, Outdoor Compact Switchgear with 2 Nos Motorized Load Break Switches, 5 Nos Motorized Vacuum Circuit Breaker (Configuration: +CCVV+VVV+M) | RMU | SWITCHGEAR | 11-+CCVV+VVV+M-630A-O/D-M-E | ABB | 11 | NA | Nos |  | Inventory | 11kV 630A 21kA/3sec SF6 Gas Insulated, One Side Extensible, Outdoor Compact Switchgear with 2 Nos Motorized Load Break Switches, 5 Nos Motorized Vacuum Circuit Breaker (Configuration: +CCVV+VVV+M)
45 | 11kV 630A 21kA/3sec SF6 Gas Insulated, Extensible, outdoor Compact Switchgear with 1 Nos Manual Load break switch and 2 Nos. Motorized Vacuum Circuit Breaker with metering panel (+CVV+M), technical details BOQ attached . | RMU | SWITCHGEAR | 11-+CVV+M-630A-O/D-M-E | ABB | 11 | NA | Nos |  | Inventory | 11kV 630A 21kA/3sec SF6 Gas Insulated, Extensible, outdoor Compact Switchgear with 1 Nos Manual Load break switch and 2 Nos. Motorized Vacuum Circuit Breaker with metering panel (+CVV+M), technical details BOQ attached .
46 | 11kV,630A,21kA/3SEC, +VVVVV+M INDOOR MOTORISED ONE SIDE EXTENSIBLE RMU: MAKE: ABB , BOQ ATTACHED FOR FURTHER DETAILS | RMU | SWITCHGEAR | 11-+VVVVV+M-630A-I/D-M-E | ABB | 11 | NA | Nos |  | Inventory | 11kV,630A,21kA/3SEC, +VVVVV+M INDOOR MOTORISED ONE SIDE EXTENSIBLE RMU: MAKE: ABB , BOQ ATTACHED FOR FURTHER DETAILS
26 | 1000MM CHANEL WITH HOLE | MCB Channel | WIRE & ACCESSORIES | 1000MM-WITH-HOLE | REPUTED | _ | NA | MTRS |  | Inventory | 1000MM CHANEL WITH HOLE
27 | 1000MM WITHOUT HOLE MCB Channel | MCB Channel | WIRE & ACCESSORIES | 1000MM-WITHOUT-HOLE | REPUTED | - | - | MTRS |  | Inventory | 1000MM WITHOUT HOLE MCB Channel
28 | 1000MM CHANEL WITHOUT HOLE | MCB Channel | WIRE & ACCESSORIES | 1000MM-WITHOUTHOLE | REPUTED | _ | NA | Nos |  | Inventory | 1000MM CHANEL WITHOUT HOLE
47 | RMU 11kV , 630A, 21kA CVV Outdoor Manual Non Extensible without termination kit, Other details as per BOQ, TYPE 3 WAY RMU (CVV- ONE INCOMER WITH LBS AND TWO OUTGOING VCB | RMU | SWITCHGEAR | 11-CVV-630A-O/D-NE | ABB | 11 | NA | Nos |  | Inventory | RMU 11kV , 630A, 21kA CVV Outdoor Manual Non Extensible without termination kit, Other details as per BOQ, TYPE 3 WAY RMU (CVV- ONE INCOMER WITH LBS AND TWO OUTGOING VCB
48 | OUT DOOR VCB, 12KV, 1250A, 26.3KA/3SEC, OUTDOOR PORCELAIN CLAD VCB, COMPLETE WITH MOUNTINGSTRUCTURE. CLOSING COIL: 110V DC TRIPPING COIL: 110V DC SPRING CHARGING MOTOR: 230V AC ADITIONAL TRIPPING COIL - 110V DC. With Structure for mounting | PCVCB | SWITCHGEAR | 11-OUT-DOOR-VCB-110/230V | ABB | - | NA | Nos. |  | Inventory | OUT DOOR VCB, 12KV, 1250A, 26.3KA/3SEC, OUTDOOR PORCELAIN CLAD VCB, COMPLETE WITH MOUNTINGSTRUCTURE. CLOSING COIL: 110V DC TRIPPING COIL: 110V DC SPRING CHARGING MOTOR: 230V AC ADITIONAL TRIPPING COIL - 110V DC. With Structure for mounting
49 | OUT DOOR VCB, 11KV, 800A, 25KA/3SEC, OUTDOOR PORCELAIN CLAD VCB, COMPLETE WITH MOUNTING STRUCTURE. CLOSING COIL: 220V DC TRIPPING COIL: 220V DC SPRING CHARGING MOTOR: 230V AC, With Structure for mounting | PCVCB | SWITCHGEAR | 11-OUTDOOR-VCB-220/230V | ABB | - | - | Nos. |  | Inventory | OUT DOOR VCB, 11KV, 800A, 25KA/3SEC, OUTDOOR PORCELAIN CLAD VCB, COMPLETE WITH MOUNTING STRUCTURE. CLOSING COIL: 220V DC TRIPPING COIL: 220V DC SPRING CHARGING MOTOR: 230V AC, With Structure for mounting
32 | 10sq.mm, pin type Insulated LUG | LUG | WIRE & ACCESSORIES | 10SQ.MM-PIN-LUG-INSUL. | REPUTED | _ | NA | Nos |  | Inventory | 10sq.mm, pin type Insulated LUG
33 | 10sq.mm, Ring type non-insulated Lug- E10 | LUG | WIRE & ACCESSORIES | 10SQ.MM-RING-E10-LUG-NON-INSUL. | REPUTED | _ | NA | Nos |  | Inventory | 10sq.mm, Ring type non-insulated Lug- E10
34 | 10sq.mm, Ring type Non-Insulated LUG-E12. | LUG | WIRE & ACCESSORIES | 10SQ.MM-RING-E12-LUG | REPUTED | _ | NA | Nos |  | Inventory | 10sq.mm, Ring type Non-Insulated LUG-E12.
35 | 10sq.mm, Ring type Non-Insulated LUG-E12 | LUG | WIRE & ACCESSORIES | 10SQ.MM-RING-E12-LUG-INSUL. | REPUTED | _ | NA | Nos |  | Inventory | 10sq.mm, Ring type Non-Insulated LUG-E12
36 | 10sq.mm, Ring type Insulated LUG-E6 | LUG | WIRE & ACCESSORIES | 10SQ.MM-RING-E6-LUG-INSUL. | REPUTED | _ | NA | Nos |  | Inventory | 10sq.mm, Ring type Insulated LUG-E6
37 | 10sq.mm, Ring type Non-Insulated LUG-E6 | LUG | WIRE & ACCESSORIES | 10SQ.MM-RING-E6-LUG-NON-INSUL. | REPUTED | _ | NA | Nos |  | Inventory | 10sq.mm, Ring type Non-Insulated LUG-E6
38 | 10sq.mm, Ring type Insulated LUG-E8 | LUG | WIRE & ACCESSORIES | 10SQ.MM-RING-E8-LUG-INSUL. | REPUTED | _ | NA | Nos |  | Inventory | 10sq.mm, Ring type Insulated LUG-E8
58 | 11kV Safeplus +CCV+M OD Motorized RMU as per MSEDCL specification | RMU | SWITCHGEAR | 11KV+CCV+M_OD | ABB | 11 | NA | Nos |  | Inventory | 11kV Safeplus +CCV+M OD Motorized RMU as per MSEDCL specification
40 | 10X3 ADESHIVE GASKET | Gasket | ACCESSORIES | 10X3_SELF_ADECHIVE_EPDM | PERFECT | _ | NA | Nos |  | Inventory | 10X3 ADESHIVE GASKET
41 | ANCHOR FASTENER 10X70, ZINC PLATED WHITE PASSIVATION | MS HARD | HARDWARE & ACCESSORIES | 10X70 | REPUTED | ANCHOR | NA | Nos | None | Inventory | ANCHOR FASTENER 10X70, ZINC PLATED WHITE PASSIVATION
42 | ANCHOR FASTNER M10X75 | MS HARD | HARDWARE & ACCESSORIES | 10X75 | REPUTED | ANCHOR | NA | Nos | None | Inventory | ANCHOR FASTNER M10X75
60 | 11KV VD4 SPRING CHARGE MOTOR,AUX. VOLTAGE : 230V AC | BREAKER SPARE | SWITCHGEAR | 11KV-VD4-SPRING-CHARGE-MOTOR | ABB | - | - | Nos. |  | Inventory | 11KV VD4 SPRING CHARGE MOTOR,AUX. VOLTAGE : 230V AC
62 | 12kV, 630A, 21kA-3sec, 3 Way, Non-Extensible, indoor Type SF6 Gas Insulated Ring Main Unit with Two (2) Manual Load break switch (LBS) and One (1) Motorized Vacuum circuit breaker (VCB) and One (1) Bus connected Air insulated metering panel, Two (2) Incomer & One (1) Transformer feeder, (Configuration: CCV+M) | RMU | SWITCHGEAR | 12-CCV+M-630A-I/D-NE | ABB | 11 | NA | Nos |  | Inventory | 12kV, 630A, 21kA-3sec, 3 Way, Non-Extensible, indoor Type SF6 Gas Insulated Ring Main Unit with Two (2) Manual Load break switch (LBS) and One (1) Motorized Vacuum circuit breaker (VCB) and One (1) Bus connected Air insulated metering panel, Two (2) Incomer & One (1) Transformer feeder, (Configuration: CCV+M)
63 | 12kV, 630A, 21kA-3sec, 3 Way, Non-Extensible, Outdoor Type IP54 SF6 Gas Insulated Ring Main Unit with Two (2) Motorized Load Break Switch (LBS), One (1) Motorized Vacuum circuit breaker (VCB) and One (1) Air insulated Metering panel SCADA compatible RMU and Trafo Aux protection scheme for OG feeder (Configuration: CCV+M) | RMU | SWITCHGEAR | 12-CCV+M-630A-O/D-NE | ABB | 11 | NA | Nos |  | Inventory | 12kV, 630A, 21kA-3sec, 3 Way, Non-Extensible, Outdoor Type IP54 SF6 Gas Insulated Ring Main Unit with Two (2) Motorized Load Break Switch (LBS), One (1) Motorized Vacuum circuit breaker (VCB) and One (1) Air insulated Metering panel SCADA compatible RMU and Trafo Aux protection scheme for OG feeder (Configuration: CCV+M)
64 | 12kV, 630A, 21kA-3sec, 3 Way, Non-Extensible, Outdoor Type IP54 SF6 Gas Insulated Ring Main Unit with Two (2) Motorized Load Break Switch (LBS), One (1) Motorized Vacuum circuit breaker (VCB) and Aux PT mounted on TOP (Configuration: CCV+) | RMU | SWITCHGEAR | 12-CVC-630A-O/D-NE | ABB | 11 | NA | Nos |  | Inventory | 12kV, 630A, 21kA/3sec, 3 Way, Non-Extensible, Outdoor Type SF6 Gas Insulated Ring Main Unit with Two (2) Load Break Switch (LBS), One (1) Vacuum circuit breaker (VCB) and side LV Box(Configuration: CVC) Kindly refer attached BOQ
69 | 12kV, 630A, 26.3kA/3Sec, Vind breaker Fixed & moving contacts-1Set | BREAKER SPARE | SWITCHGEAR | 12KV_VIND_BREAKER_FIXED_MOVING_CONTACT | ABB | - | NA | Nos. |  | Inventory | 12kV, 630A, 26.3kA/3Sec, Vind breaker Fixed & moving contacts-1Set
75 | 145kV, 1250A, 40kA for 3 sec, Live tank, SF6 Circuit Breaker, with Spring operated mechanism, suitable for three phase auto reclosing (Mechanically gang operated), with 25mm/kV brown porcelain insulators, with support structure, without terminal connector. | BREAKER | SWITCHGEAR | 145KV 1250A 40KA/1SEC | ABB | _ | NA | Nos | None | Inventory | 145kV, 1250A, 40kA for 3 sec, Live tank, SF6 Circuit Breaker, with Spring operated mechanism, suitable for three phase auto reclosing (Mechanically gang operated), with 25mm/kV brown porcelain insulators, with support structure, without terminal connector.
114 | 25kVAR , MPP, CYLINDRICAL TYPE, Heavy Duty CAPACITOR Bank @440V F5 | CAPACITOR | SWITCHGEAR | 1HYC414007-112-1 | ABB | 25kVAr | - | Nos. |  | Inventory | 25kVAR , MPP, CYLINDRICAL TYPE, Heavy Duty CAPACITOR Bank @440V F5
119 | 10kVAR 440V Normal duty Box type capacitor | CAPACITOR | SWITCHGEAR | 1HYC414009-108-1 | ABB | 5.5KVAR | - | Nos. |  | Inventory | 10kVAR 440V Normal duty Box type capacitor
120 | 10kVAR MPP BOX TYPE HD | CAPACITOR | SWITCHGEAR | 1HYC414012-108 | ABB | 10kVAr | - | Nos. |  | Inventory | 10kVAR MPP BOX TYPE HD
121 | 12.5kVAR MPP BOX TYPE HD | CAPACITOR | SWITCHGEAR | 1HYC414012-109 | ABB | 12.5kVAr | - | Nos. |  | Inventory | 12.5kVAR MPP BOX TYPE HD
122 | 5.5kVAR 480V MPP HD Box type capacitor with inbuilt discharge resistor | CAPACITOR | SWITCHGEAR | 1HYC414013-001-1 | ABB | 5.5KVAR | - | Nos. |  | Inventory | 5.5kVAR 480V MPP HD Box type capacitor with inbuilt discharge resistor
123 | 11.1kVAR 480V MPP HD Box type capacitor with inbuilt discharge resistor | CAPACITOR | SWITCHGEAR | 1HYC414013-003-1 | ABB | 11.1KVAR | - | Nos. |  | Inventory | 11.1kVAR 480V MPP HD Box type capacitor with inbuilt discharge resistor
124 | 16.6kVAR 480V MPP HD Box type capacitor with inbuilt discharge resistor | CAPACITOR | SWITCHGEAR | 1HYC414013-006-1 | ABB | 16.7kVAr | - | Nos. |  | Inventory | 16.6kVAR 480V MPP HD Box type capacitor with inbuilt discharge resistor
125 | 25 KVAR,440 VAC (OUTPUT-28.1 KVAR @ 480VAC) Qcap L CYLINDRICAL SUPER HEAVY DUTY CAPACITOR | CAPACITOR | SWITCHGEAR | 1HYC414017-112-1 | ABB | 25kVAr | - | Nos |  | Inventory | 25 KVAR,440 VAC (OUTPUT-28.1 KVAR @ 480VAC) Qcap L CYLINDRICAL SUPER HEAVY DUTY CAPACITOR
126 | 25 KVAR,440 VAC, 7% DETUNED ,ALUMINUM WOUND REACTOR | REACTOR | SWITCHGEAR | 1HYC418000-1270-MP | ABB | - | - | Nos |  | Inventory | 25 KVAR,440 VAC, 7% DETUNED ,ALUMINUM WOUND REACTOR
127 | 50 KVAR,440 VAC, 7% DETUNED ,ALUMINUM WOUND REACTOR | REACTOR | SWITCHGEAR | 1HYC418000-1279-MP | ABB | - | - | Nos |  | Inventory | 50 KVAR,440 VAC, 7% DETUNED ,ALUMINUM WOUND REACTOR
130 | 5kVAR 7% Copper wound Detuned Reactor | CAPACITOR ACCESSORIES | SWITCHGEAR | 1HYC418000-1313 | ABB | 10kVAr | - | Nos. |  | Inventory | 5kVAR 7% Copper wound Detuned Reactor
131 | 10kVAR 7% Copper wound Detuned Reactor | CAPACITOR ACCESSORIES | SWITCHGEAR | 1HYC418000-1314 | ABB | 10kVAr | - | Nos. |  | Inventory | 10kVAR 7% Copper wound Detuned Reactor
133 | 15kVAR 7% Copper wound Detuned Reactor | CAPACITOR ACCESSORIES | SWITCHGEAR | 1HYC418000-1315 | ABB | 15kVAr | - | Nos. |  | Inventory | 15kVAR 7% Copper wound Detuned Reactor
134 | 25kVAR , 440V Thyristor Switch Module Dynaswitch L,Triggering -24 VDC. | Thyristor | SWITCHGEAR | 1HYC418000-3132 | ABB | - | - | Nos |  | Inventory | 25kVAR , 440V Thyristor Switch Module Dynaswitch L,Triggering -24 VDC.
135 | 50kVAR , 440V Thyristor Switch Module Dynaswitch L,Triggering -24 VDC. | Thyristor | SWITCHGEAR | 1HYC418000-3133 | ABB | - | - | Nos |  | Inventory | 50kVAR , 440V Thyristor Switch Module Dynaswitch L,Triggering -24 VDC.
136 | 8 STEP APFC RELAY | RELAY | SWITCHGEAR | 1HYC418006-015 | ABB | _ | NA | Nos |  | Inventory | 8 STEP APFC RELAY
65 | 120mm copper lug | LUG | WIRE & ACCESSORIES | 120MM LUG | REPUTED | _ | NA | Nos | None | Inventory | 120mm copper lug
66 | 120MM DOOR HANDLE | DOOR LOCK | ACCESSORIES | 120MM_HANDEL | TSPL | _ | NA | Nos |  | Inventory | 120MM DOOR HANDLE
67 | 120MM DOOR HANDLE-PLASTIC-MAKE-DARSHANA-PART NO-DHURS-120 | DOOR LOCK | ACCESSORIES | 120MM_HANDEL-PLASTIC-DHURS-120 | DARSHNA | _ | NA | Nos |  | Inventory | 120MM DOOR HANDLE-PLASTIC-MAKE-DARSHANA-PART NO-DHURS-120
68 | 120sqmm 1core, flexible cable, | WIRE | WIRE & ACCESSORIES | 120SQMM CABLE | POLYCAB | _ | NA | MTRS | None | Inventory | 120sqmm 1core, flexible cable,
137 | 12 STEP APFC RELAY | RELAY | SWITCHGEAR | 1HYC418006-017 | ABB | _ | NA | Nos |  | Inventory | 12 STEP APFC RELAY
138 | BUFFER CARD FOR ABB RVT-DL APFC CONTROLLER | Thyristor | SWITCHGEAR | 1HYC418009-025 | ABB | - | - | Nos |  | Inventory | BUFFER CARD FOR ABB RVT-DL APFC CONTROLLER
71 | STAR-DELTA TIMER -3-120 SEC ,230VAC,1 NO-STAR,1NO-DELTA CONTACT | Timer | LV_Switchgear | 12SDT0 | L&T | - | - | Nos |  | Inventory | STAR-DELTA TIMER -3-120 SEC ,230VAC,1 NO-STAR,1NO-DELTA CONTACT
139 | 12 STAGE THYRISTOR SWITCHING APFC RELAY,3PH,4W, AUX SUPPLY -230 VAC, 1 CT OPERATED | RELAY | SWITCHGEAR | 1HYC418009-029 | ABB | - | - | Nos |  | Inventory | 12 STAGE THYRISTOR SWITCHING APFC RELAY,3PH,4W, AUX SUPPLY -230 VAC, 1 CT OPERATED
73 | ANCHOR FASTNER M12X100 | MS HARD | HARDWARE & ACCESSORIES | 12X100 | REPUTED | ANCHOR | NA | Nos | None | Inventory | ANCHOR FASTNER M12X100
74 | 130MM DOOR HANDLE | DOOR LOCK | ACCESSORIES | 130MM_HANDEL | TSPL | _ | NA | Nos |  | Inventory | 130MM DOOR HANDLE
147 | Arc sensor FOR REF615 | RELAY | SWITCHGEAR | 1MRS120534-5 | ABB | _ | NA | Nos |  | Inventory | Arc sensor FOR REF615
76 | 14MM, TAPARIA MAKE ALLEN KEY | SHOP | TOOLS | 14MM ALLEN KEY | Taparia | _ | NA | Nos | None | Inventory | 14MM, TAPARIA MAKE ALLEN KEY
77 | Star Delta Timer, Time Setting: 0.3sec - 120sec, Voltage: 24-240VAC/DC, Contact: 1CO (Star) + 1CO (Delta) | Timer | LV_Switchgear | 14SDT1S | GIC | - | - | Nos |  | Inventory | Star Delta Timer, Time Setting: 0.3sec - 120sec, Voltage: 24-240VAC/DC, Contact: 1CO (Star) + 1CO (Delta)
149 | 22KJ RESISTOR FOR REJ601 | RESISTOR | SWITCHGEAR | 1MYN528631-004 | ABB | - | - | Nos. |  | Inventory | 22KJ RESISTOR FOR REJ601
79 | PB BUSHING | RACK-ITEM | ACCESSORIES | 156001 | REPUTED | - | - | Nos |  | Inventory | PB BUSHING
80 | CENTERING PIN | RACK-ITEM | ACCESSORIES | 159119 | REPUTED | - | - | Nos |  | Inventory | CENTERING PIN
81 | S.A GASKET P.U FOAM-15X7 | Gasket | ACCESSORIES | 15X7-PU_FOAM_GASKET | REPUTED | _ | NA | MTRS |  | Inventory | S.A GASKET P.U FOAM-15X7
150 | 33KJ RESISTOR FOR REJ601 | RESISTOR | SWITCHGEAR | 1MYN528631-005 | ABB | - | - | Nos. |  | Inventory | 33KJ RESISTOR FOR REJ601
151 | BISTABLE RELAY, CONTACTS: 3NO + 3NC, AUX. VOLTAGE: 110V DC, FOR BREAKER CONTACT MULTIPLIER CIRCUIT (52X). | CONTACTOR | SWITCHGEAR | 1MYN563617-DAF | ABB | - | - | Nos. |  | Inventory | BISTABLE RELAY, CONTACTS: 3NO + 3NC, AUX. VOLTAGE: 110V DC, FOR BREAKER CONTACT MULTIPLIER CIRCUIT (52X).
152 | AUX. CONTACTOR, 6NO CONTACTS, AUX. VOLTAGE : 220V DC, FOR RELAY CONTACT MULTIPLIER. | CONTACTOR | SWITCHGEAR | 1MYN563617-EAE | ABB | - | - | Nos. |  | Inventory | AUX. CONTACTOR, 6NO CONTACTS, AUX. VOLTAGE : 220V DC, FOR RELAY CONTACT MULTIPLIER.
153 | PSU6n-X Relay, 3 NO+3NC CONTACTS, AUX. VOLTAGE : 220V DC, FOR BREAKER CONTACT MULTIPLIER (52X). | CONTACTOR | SWITCHGEAR | 1MYN563617-EAF | ABB | - | - | Nos. |  | Inventory | PSU6n-X Relay, 3 NO+3NC CONTACTS, AUX. VOLTAGE : 220V DC, FOR BREAKER CONTACT MULTIPLIER (52X).
86 | PERNO PIN | RACK-ITEM | ACCESSORIES | 162676 | REPUTED | - | - | Nos |  | Inventory | PERNO PIN
87 | 125A FP ACTI-9 RCCB with 30mA trip sensitivity, Type ID-125/0.03 | RCCB | LV_Switchgear | 16905 | SCHNEIDER | 125A | 30mA | Nos. | None | Inventory | 125A FP ACTI-9 RCCB with 30mA trip sensitivity, Type ID-125/0.03
88 | 125A FP ACTI-9 RCCB with 100mA trip sensitivity, Type ID-125/0.1 | RCCB | LV_Switchgear | 16906 | SCHNEIDER | 125A | 100mA | Nos. | None | Inventory | 125A FP ACTI-9 RCCB with 100mA trip sensitivity, Type ID-125/0.1
89 | 125A FP ACTI-9 RCCB with 300mA trip sensitivity, Type ID-125/0.3 | RCCB | LV_Switchgear | 16907 | SCHNEIDER | 125A | 300mA | Nos. | None | Inventory | 125A FP ACTI-9 RCCB with 300mA trip sensitivity, Type ID-125/0.3
154 | AUX. CONTACTOR, 6NO CONTACTS, AUX. VOLTAGE : 110V DC, FOR RELAY CONTACT MULTIPLIER. | CONTACTOR | SWITCHGEAR | 1MYN563617-EAH | ABB | - | - | Nos. |  | Inventory | AUX. CONTACTOR, 6NO CONTACTS, AUX. VOLTAGE : 110V DC, FOR RELAY CONTACT MULTIPLIER.
155 | BISTABLE RELAY, CONTACTS: 7NO + 7NC, AUX. VOLTAGE: 110V DC, FOR BREAKER CONTACT MULTIPLIER CIRCUIT (52X). | CONTACTOR | SWITCHGEAR | 1MYN563620-DBA | ABB | - | - | Nos. |  | Inventory | BISTABLE RELAY, CONTACTS: 7NO + 7NC, AUX. VOLTAGE: 110V DC, FOR BREAKER CONTACT MULTIPLIER CIRCUIT (52X).
156 | RXPSU6n Relay, TRIPPING RELAY (86) ,WITH HR FLAG ON EACH ELEMENT, 4NO+2NC CONTACTS, AUX. VOLTAGE : 30V DC, ORDERING CODE: 1MYN563623-BAS | CONTACTOR | SWITCHGEAR | 1MYN563623-BAS | ABB | - | - | Nos. |  | Inventory | RXPSU6n Relay, TRIPPING RELAY (86) ,WITH HR FLAG ON EACH ELEMENT, 4NO+2NC CONTACTS, AUX. VOLTAGE : 30V DC, ORDERING CODE: 1MYN563623-BAS
93 | 16sq.mm, pin type Insulated LUG | LUG | WIRE & ACCESSORIES | 16SQ.MM-PIN-LUG-INSUL. | REPUTED | _ | NA | Nos |  | Inventory | 16sq.mm, pin type Insulated LUG
94 | 16sq.mm, pin type Non-Insulated LUG | LUG | WIRE & ACCESSORIES | 16SQ.MM-PIN-LUG-NON-INSUL. | REPUTED | _ | NA | Nos |  | Inventory | 16sq.mm, pin type Non-Insulated LUG
95 | 16sq.mm, Ring type Insulated LUG-E10 | LUG | WIRE & ACCESSORIES | 16SQ.MM-RING-E10-LUG-INSUL. | REPUTED | _ | NA | Nos |  | Inventory | 16sq.mm, Ring type Insulated LUG-E10
96 | 16sq.mm, Ring type Non-Insulated LUG-E10 | LUG | WIRE & ACCESSORIES | 16SQ.MM-RING-E10-LUG-NON-INSUL. | REPUTED | _ | NA | Nos |  | Inventory | 16sq.mm, Ring type Non-Insulated LUG-E10
97 | 16sq.mm, Ring type Non-Insulated LUG-E12. | LUG | WIRE & ACCESSORIES | 16SQ.MM-RING-E12-LUG | REPUTED | _ | NA | Nos |  | Inventory | 16sq.mm, Ring type Non-Insulated LUG-E12.
98 | 16sq.mm, Ring type Non-Insulated LUG-E12 | LUG | WIRE & ACCESSORIES | 16SQ.MM-RING-E12-LUG-NON-INSUL. | REPUTED | _ | NA | Nos |  | Inventory | 16sq.mm, Ring type Non-Insulated LUG-E12
99 | 16sq.mm, Ring type Insulated LUG-E6 | LUG | WIRE & ACCESSORIES | 16SQ.MM-RING-E6-LUG-INSUL. | REPUTED | _ | NA | Nos |  | Inventory | 16sq.mm, Ring type Insulated LUG-E6
100 | 16sq.mm, Ring type Insulated LUG-E8 | LUG | WIRE & ACCESSORIES | 16SQ.MM-RING-E8-LUG-INSUL. | REPUTED | _ | NA | Nos |  | Inventory | 16sq.mm, Ring type Insulated LUG-E8
101 | 16sq.mm, Ring type Non-Insulated LUG-E8 | LUG | WIRE & ACCESSORIES | 16SQ.MM-RING-E8-LUG-NON-INSUL. | REPUTED | _ | NA | Nos |  | Inventory | 16sq.mm, Ring type Non-Insulated LUG-E8
102 | ANCHOR FASTENER 16X200 | MS HARD | HARDWARE & ACCESSORIES | 16X200 | REPUTED | ANCHOR | NA | Nos | None | Inventory | ANCHOR FASTENER 16X200
157 | TYPE:PSU6N6JW, CONTACTS: 4NO+2NC, FLUSH MOUNTING AUX. VOLTAGE: 110V DC, ORDERING CODE - 1MYN563660-DAS | RELAY | SWITCHGEAR | 1MYN563660-DAS | ABB | - | - | Nos. |  | Inventory | TYPE:PSU6N6JW, CONTACTS: 4NO+2NC, FLUSH MOUNTING AUX. VOLTAGE: 110V DC, ORDERING CODE - 1MYN563660-DAS
158 | TYPE:PSU6NCJW, CONTACTS: 4NO + 2NC, FLUSH MOUNTING AUX. VOLTAGE: 110V DC, ORDER CODE :1MYN563660-DAS.. | RELAY | SWITCHGEAR | 1MYN563660_DAS | ABB | - | - | Nos. |  | Inventory | TYPE:PSU6NCJW, CONTACTS: 4NO + 2NC, FLUSH MOUNTING AUX. VOLTAGE: 110V DC, ORDER CODE :1MYN563660-DAS..
159 | RXPQ8n, AUX. VOLTAGE: 110V DC, CASE MOUNTED MASTER TRIP RELAY | CONTACTOR | SWITCHGEAR | 1MYN5653645-DAD | ABB | - | - | Nos. |  | Inventory | RXPQ8n, AUX. VOLTAGE: 110V DC, CASE MOUNTED MASTER TRIP RELAY
161 | Trip circuit supervision relay Size:2S-6C, Contacts:1NO & 2NC, Aux. voltage:125 DC | RELAY | SWITCHGEAR | 1MYN569339-C | ABB | - | - | Nos. |  | Inventory | Trip circuit supervision relay Size:2S-6C, Contacts:1NO & 2NC, Aux. voltage:125 DC
387 | Aux Contactor : 2NO+2NC ,TYPE: N22E, 240 V AC, | CONTACTOR | SWITCHGEAR | 1SBH141001R8022 | ABB | _ | NA | Nos | None | Inventory | Aux Contactor : 2NO+2NC ,TYPE: N22E, 240 V AC,
388 | AUX CONTACTOR, MODEL-N40E, CONTACTS-4NO, COIL VOLTAGE-230V AC | CONTACTOR | SWITCHGEAR | 1SBH141001R8040 | ABB | _ | NA | Nos |  | Inventory | AUX CONTACTOR, MODEL-N40E, CONTACTS-4NO, COIL VOLTAGE-230V AC
109 | 185mm copper lug | LUG | WIRE & ACCESSORIES | 185MM LUG | REPUTED | _ | NA | Nos | None | Inventory | 185mm copper lug
110 | 185sqmm 1core, flexible cable, | WIRE | WIRE & ACCESSORIES | 185SQMM CABLE | POLYCAB | _ | NA | MTRS | None | Inventory | 185sqmm 1core, flexible cable,
111 | 19MM EXPENDABLE SLEEVE | BB SLEEVE | BUSBAR & ACCESSORIES | 19MM EXPENDABLE SLEEVE | REPUTED | _ | NA | MTRS | None | Inventory | 19MM EXPENDABLE SLEEVE
112 | 19MM GRAY SLEEVE WIRING | SLEEVE | BUSBAR & ACCESSORIES | 19MM GRAY SLLEVE | REPUTED | _ | NA | Nos | None | Inventory | 19MM GRAY SLEEVE WIRING
389 | 110VAC 2No + 2Nc Contactor Model N22E | CONTACTOR | SWITCHGEAR | 1SBH141001R8422 | ABB | _ | NA | Nos |  | Inventory | 110VAC 2No + 2Nc Contactor Model N22E
390 | Aux Contactor : 4NO, TYPE: N40E, 110 V AC | CONTACTOR | SWITCHGEAR | 1SBH141001R8440 | ABB | _ | NA | Nos | None | Inventory | Aux Contactor : 4NO, TYPE: N40E, 110 V AC
397 | Aux Contactor : 2NO+2NC, COIL 110V DC AUXILIARY CONTACTOR (NL22E 110V DC), | CONTACTOR | SWITCHGEAR | 1SBH143001R8622 | ABB | _ | NA | Nos | None | Inventory | Aux Contactor : 2NO+2NC, COIL 110V DC AUXILIARY CONTACTOR (NL22E 110V DC),
398 | Auxiliary contactor with 3NO + 1NC contacts, 110V DC coil, Type NL31E86 | CONTACTOR | SWITCHGEAR | 1SBH143001R8631 | ABB | - | - | Nos. |  | Inventory | Auxiliary contactor with 3NO + 1NC contacts, 110V DC coil, Type NL31E86
399 | AUXILIARY CONTACTOR, WITH CONTACTS: 3NO+1NC , AUXILIARY VOLTAGE: 110V DC, (TYPE-NL31E), | Contactor | SWITCHGEAR | 1SBH143001R8631. | ABB | - | - | Nos. |  | Inventory | AUXILIARY CONTACTOR, WITH CONTACTS: 3NO+1NC , AUXILIARY VOLTAGE: 110V DC, (TYPE-NL31E),
400 | Auxiliary contactor with 4NO contacts, 110V DC coil, Type NL40E86 | CONTACTOR | SWITCHGEAR | 1SBH143001R8640 | ABB | 0 | NA | Nos. |  | Inventory | Auxiliary contactor with 4NO contacts, 110V DC coil, Type NL40E86
401 | AUX. CONTACTOR, 2NO+2NC CONTACTS, AUX. VOLTAGE : 220V DC. | CONTACTOR | SWITCHGEAR | 1SBH143001R8822 | ABB | - | - | Nos. |  | Inventory | AUX. CONTACTOR, 2NO+2NC CONTACTS, AUX. VOLTAGE : 220V DC.
403 | Auxiliary contactor with 3NO + 1NC contacts, 240V DC coil, Type NL31E89 | CONTACTOR | SWITCHGEAR | 1SBH143001R8931 | ABB | - | NA | Nos. |  | Inventory | Auxiliary contactor with 3NO + 1NC contacts, 240V DC coil, Type NL31E89
404 | Auxiliary contactor with 4NO contacts, 240V DC coil, Type NL40E89 | CONNECTOR | SWITCHGEAR | 1SBH143001R8940 | ABB | 0 | - | Nos. |  | Inventory | Auxiliary contactor with 4NO contacts, 240V DC coil, Type NL40E89
514 | Contactor - ABB - AL 16-30-10 24 Volt DC | CONTACTOR | SWITCHGEAR | 1SBL183001R8110 | ABB | _ | NA | Nos | None | Inventory | Contactor - ABB - AL 16-30-10 24 Volt DC
750 | Auxiliary contact 1NC front mounting add-on block for A09 to A110 / AL9 to AL40 / TAL9 to TAL40 / N / NL / UA contactors, Type CA5-01 | CONTACTOR | SWITCHGEAR | 1SBN010010R1001 | ABB | - | NA | Nos. |  | Inventory | Auxiliary contact 1NC front mounting add-on block for A09 to A110 / AL9 to AL40 / TAL9 to TAL40 / N / NL / UA contactors, Type CA5-01
751 | Add On NO Contactor,1SBN010010R1010 | CONTACTOR | SWITCHGEAR | 1SBN010010R1010 | ABB | - | NA | Nos. |  | Inventory | Add On NO Contactor,1SBN010010R1010
754 | Auxiliary contact 2NO + 2NC front mounting add-on block | CONTACTOR | SWITCHGEAR | 1SBN010040R1022 | ABB | - | - | Nos. |  | Inventory | Auxiliary contact 2NO + 2NC front mounting add-on block
756 | Auxiliary contact 4NO front mounting add-on block 4 NO. | Contactor Accessories | SWITCHGEAR | 1SBN010040R1040 | ABB | - | Aux. Contact | Nos. |  | Inventory | Auxiliary contact 4NO front mounting add-on block 4 NO.
771 | 1SBN010010R1010-Front mounted single poleadd-on blocks For 1NO(CA5-10), | CONTACTOR | SWITCHGEAR | 1SBNO10010R1010 | ABB | _ | NA | Nos | None | Inventory | 1SBN010010R1010-Front mounted single poleadd-on blocks For 1NO(CA5-10),
1395 | SHUNT CLOSING RELEASE 220...240V AC-DC T7M-X1 | BREAKER | SWITCHGEAR | 1SDA063550R1 | ABB | - | - | Nos. |  | Inventory | SHUNT CLOSING RELEASE 220...240V AC-DC T7M-X1
1736 | 4 CHANGEOVER CONTACT OPEN-CLOSED V <(><<)> 24V DC E2.2...E6.2 | BREAKER | SWITCHGEAR | 1SDA073754R1 | ABB | - | - | Nos. |  | Inventory | 4 CHANGEOVER CONTACT OPEN-CLOSED V <(><<)> 24V DC E2.2...E6.2
1737 | 6 CHANGEOVER CONTACT OPEN-CLOSED V <(><<)> 24V DC E2.2...E6.2 | BREAKER | SWITCHGEAR | 1SDA073757R1 | ABB | - | - | Nos. |  | Inventory | 6 CHANGEOVER CONTACT OPEN-CLOSED V <(><<)> 24V DC E2.2...E6.2
1828 | KLC-D Key lock opE E1. | - | SWITCHGEAR | 1SDA085095R1 | ABB | - | - | Nos. |  | Inventory | KLC-D Key lock opE E1.
1871 | MOMENTARY TYPE FLUSH ACTUATOR - RED PUSH BUTTON WITH 1NO CONTACT. | LAMP | SWITCHGEAR | 1SFA619100R1011 | ABB | _ | NA | Nos |  | Inventory | MOMENTARY TYPE FLUSH ACTUATOR - RED PUSH BUTTON WITH 1NO CONTACT.
1872 | MOMENTARY TYPE FLUSH ACTUATOR - GREEN PUSH BUTTON WITH 1NO CONTACT, | LAMP | SWITCHGEAR | 1SFA619100R1012 | ABB | _ | NA | Nos | None | Inventory | MOMENTARY TYPE FLUSH ACTUATOR - GREEN PUSH BUTTON WITH 1NO CONTACT,
1873 | MOMENTARY TYPE FLUSH ACTUATOR - YELLOW PUSH BUTTON -TEST WITH 1NO CONTACT, | LAMP | SWITCHGEAR | 1SFA619100R1013 | ABB | _ | NA | Nos | None | Inventory | MOMENTARY TYPE FLUSH ACTUATOR - YELLOW PUSH BUTTON -TEST WITH 1NO CONTACT,
1874 | MOMENTARY TYPE FLUSH ACTUATOR - BLUE PUSH BUTTON -ACCEPT WITH 1NO CONTACT, | LAMP | SWITCHGEAR | 1SFA619100R1014 | ABB | _ | NA | Nos | None | Inventory | MOMENTARY TYPE FLUSH ACTUATOR - BLUE PUSH BUTTON -ACCEPT WITH 1NO CONTACT,
1875 | MOMENTARY TYPE FLUSH ACTUATOR - BLACK PUSH BUTTON -RESET WITH 1NO CONTACT, | LAMP | SWITCHGEAR | 1SFA619100R1016 | ABB | _ | NA | Nos | None | Inventory | MOMENTARY TYPE FLUSH ACTUATOR - BLACK PUSH BUTTON -RESET WITH 1NO CONTACT,
1876 | MOMENTARY TYPE FLUSH ACTUATOR - RED PUSH BUTTON WITH 1NC CONTACT, | LAMP | SWITCHGEAR | 1SFA619100R1041 | ABB | _ | NA | Nos | None | Inventory | MOMENTARY TYPE FLUSH ACTUATOR - RED PUSH BUTTON WITH 1NC CONTACT,
1877 | MOMENTARY TYPE FLUSH ACTUATOR - BLACK PUSH BUTTON WITH 1NC CONTACT, | LAMP | SWITCHGEAR | 1SFA619100R1046 | ABB | _ | NA | Nos | None | Inventory | MOMENTARY TYPE FLUSH ACTUATOR - BLACK PUSH BUTTON WITH 1NC CONTACT,
1878 | MOMENTARY TYPE FLUSH ACTUATOR - RED PUSH BUTTON WITH 2NC CONTACT, | LAMP | SWITCHGEAR | 1SFA619100R1051 | ABB | _ | NA | Nos | None | Inventory | MOMENTARY TYPE FLUSH ACTUATOR - RED PUSH BUTTON WITH 2NC CONTACT,
1879 | SELECTOR SWITCH, 5A ,2P ,2W WITHOUT OFF | SWITCH | SWITCHGEAR | 1SFA619201R1026 | ABB | 5A | - | Nos |  | Inventory | SELECTOR SWITCH, 5A ,2P ,2W WITHOUT OFF
1880 | SELECTOR SWITCH, 5A ,2P ,2W WITHOUT OFF, 1NO+1NC | SWITCH | SWITCHGEAR | 1SFA619201R1076 | ABB | 5A | - | Nos |  | Inventory | SELECTOR SWITCH, 5A ,2P ,2W WITHOUT OFF, 1NO+1NC
1881 | 110VAC LED TYPE LAMP WITH SERIES RESI. RED, | LAMP | SWITCHGEAR | 1SFA619402R5131 | ABB | _ | NA | Nos | None | Inventory | 110VAC LED TYPE LAMP WITH SERIES RESI. RED,
1882 | 110VAC LED TYPE LAMP WITH SERIES RESI. GREEN, | LAMP | SWITCHGEAR | 1SFA619402R5132 | ABB | _ | NA | Nos | None | Inventory | 110VAC LED TYPE LAMP WITH SERIES RESI. GREEN,
1883 | 110VAC LED TYPE LAMP WITH SERIES RESI. AMBER, | LAMP | SWITCHGEAR | 1SFA619402R5139 | ABB | _ | NA | Nos | None | Inventory | 110VAC LED TYPE LAMP WITH SERIES RESI. AMBER,
1884 | 230VAC LED TYPE LAMP WITH SERIES RESI. RED, | LAMP | SWITCHGEAR | 1SFA619402R5231 | ABB | _ | NA | Nos | None | Inventory | 230VAC LED TYPE LAMP WITH SERIES RESI. RED,
1885 | 230VAC LED TYPE LAMP WITH SERIES RESI. GREEN, | LAMP | SWITCHGEAR | 1SFA619402R5232 | ABB | _ | NA | Nos | None | Inventory | 230VAC LED TYPE LAMP WITH SERIES RESI. GREEN,
1886 | 230VAC LED TYPE LAMP WITH SERIES RESI. YELLOW, | LAMP | SWITCHGEAR | 1SFA619402R5233 | ABB | _ | NA | Nos | None | Inventory | 230VAC LED TYPE LAMP WITH SERIES RESI. YELLOW,
148 | ARC FLASH SENSOR/DETECOR WITH CABLE, ORDER CODE – 1MRS120534-5; MIN. 5 METER CABLE. | WIRE | WIRE & ACCESSORIES | 1MRS120534-5-ARC-CABLE | ABB | - | - | Nos. |  | Inventory | ARC FLASH SENSOR/DETECOR WITH CABLE, ORDER CODE – 1MRS120534-5; MIN. 5 METER CABLE.
1887 | 230VAC LED TYPE LAMP WITH SERIES RESI. BLUE, | LAMP | SWITCHGEAR | 1SFA619402R5234 | ABB | _ | NA | Nos | None | Inventory | 230VAC LED TYPE LAMP WITH SERIES RESI. BLUE,
1888 | 230VAC LED TYPE LAMP WITH SERIES RESI. AMBER, | LAMP | SWITCHGEAR | 1SFA619402R5239 | ABB | _ | NA | Nos | None | Inventory | 230VAC LED TYPE LAMP WITH SERIES RESI. AMBER,
1889 | 48-60V AC/DC LED TYPE LAMP WITH SERIES RESI,YELLOW. | LAMP | SWITCHGEAR | 1SFA619403R5070 | ABB | - | - | Nos |  | Inventory | 48-60V AC/DC LED TYPE LAMP WITH SERIES RESI,YELLOW.
1890 | 48-60V AC/DC LED TYPE LAMP WITH SERIES RESI.RED. | LAMP | SWITCHGEAR | 1SFA619403R5071 | ABB | - | - | Nos |  | Inventory | 48-60V AC/DC LED TYPE LAMP WITH SERIES RESI.RED.
1891 | 48-60V AC/DC LED TYPE LAMP WITH SERIES RESI,BLUE | LAMP | SWITCHGEAR | 1SFA619403R5074 | ABB | - | - | Nos |  | Inventory | 48-60V AC/DC LED TYPE LAMP WITH SERIES RESI,BLUE
1892 | 110V-130V/DC LED TYPE LAMP WITH SERIES RESI. RED, | LAMP | SWITCHGEAR | 1SFA619403R5151 | ABB | _ | NA | Nos |  | Inventory | 110V-130V/DC LED TYPE LAMP WITH SERIES RESI. RED,
1893 | 110V-130V/DC LED TYPE LAMP WITH SERIES RESI. GREEN. | LAMP | SWITCHGEAR | 1SFA619403R5152 | ABB | _ | NA | Nos |  | Inventory | 110V-130V/DC LED TYPE LAMP WITH SERIES RESI. GREEN.
1894 | 110V-130V/DC LED TYPE LAMP WITH SERIES RESI. BLUE, | LAMP | SWITCHGEAR | 1SFA619403R5154 | ABB | _ | NA | Nos |  | Inventory | 110V-130V/DC LED TYPE LAMP WITH SERIES RESI. BLUE,
1895 | 110V-130V/DC LED TYPE LAMP WITH SERIES RESI. WHITE. | LAMP | SWITCHGEAR | 1SFA619403R5158 | ABB | _ | NA | Nos |  | Inventory | 110V-130V/DC LED TYPE LAMP WITH SERIES RESI. WHITE.
1896 | 110V-130V/DC LED TYPE LAMP WITH SERIES RESI. AMBER. | LAMP | SWITCHGEAR | 1SFA619403R5159 | ABB | _ | NA | Nos |  | Inventory | 110V-130V/DC LED TYPE LAMP WITH SERIES RESI. AMBER.
1897 | YELLOW LAMP, AUX. VOLTAGE : 240V AC, Type-CL2-523iY | LAMP | SWITCHGEAR | 1SFA619403R5230 | ABB | _ | NA | Nos |  | Inventory | YELLOW LAMP, AUX. VOLTAGE : 240V AC, Type-CL2-523iY
1898 | 230V AC LED TYPE LAMP WITH SERIES RESI.RED. | LAMP | SWITCHGEAR | 1SFA619403R5231 | ABB | - | - | Nos |  | Inventory | 230V AC LED TYPE LAMP WITH SERIES RESI.RED.
1899 | 230V AC LED TYPE LAMP WITH SERIES RESI.GREEN. | LAMP | SWITCHGEAR | 1SFA619403R5232 | ABB | - | - | Nos |  | Inventory | 230V AC LED TYPE LAMP WITH SERIES RESI.GREEN.
1900 | BLUE LAMP, AUX. VOLTAGE : 240V AC, TYPE-CL2-523L | LAMP | SWITCHGEAR | 1SFA619403R5234 | ABB | _ | NA | Nos |  | Inventory | BLUE LAMP, AUX. VOLTAGE : 240V AC, TYPE-CL2-523L
163 | 1) Operating Voltage 230 V AC 50 Hz 2) OUTPUT D1 SET CURRENT 0 to 10V/50A 0 To 100V / 5A, 1A 3) D2 SET VOLTAGE 0 to 230V AC 1 amp -- 0 to 300V DC 2 amp 110V AC- 110V DC / 1amp FEATURES: Timer range sec 9.999, 99.99, 999.9, 9999 sec Timer range reset Timer sensing external No/NC contact. With indication Potential free No/NC Contact @ 6 Amp. Make and brake switch provided. AC/DC voltage selector switch. ON/OFF push button with indicator. PROTECTION: Glass fuse provided for over load & short circuit protection ACCESORIES: • Input Supply Cord. • Voltage probe. • Current probe. • Sensing probe. • Operating manual. • Metal case (Flight case) enclosure (with wheel arrangement if required) • Test Probe length 5mtrs. (Current, Voltage & Sensing Probe). • One extra set of spare cables. (Input supply cord, Voltage probe, Current probe & Sensing probe). | SHOP | TOOLS | 1PHASE-AUX-RELAY-TEST-KIT-50-AMP | SKE | _ | - | Nos |  | Non Inventory | 1) Operating Voltage 230 V AC 50 Hz 2) OUTPUT D1 SET CURRENT 0 to 10V/50A 0 To 100V / 5A, 1A 3) D2 SET VOLTAGE 0 to 230V AC 1 amp -- 0 to 300V DC 2 amp 110V AC- 110V DC / 1amp FEATURES: Timer range sec 9.999, 99.99, 999.9, 9999 sec Timer range reset Timer sensing external No/NC contact. With indication Potential free No/NC Contact @ 6 Amp. Make and brake switch provided. AC/DC voltage selector switch. ON/OFF push button with indicator. PROTECTION: Glass fuse provided for over load & short circuit protection ACCESORIES: • Input Supply Cord. • Voltage probe. • Current probe. • Sensing probe. • Operating manual. • Metal case (Flight case) enclosure (with wheel arrangement if required) • Test Probe length 5mtrs. (Current, Voltage & Sensing Probe). • One extra set of spare cables. (Input supply cord, Voltage probe, Current probe & Sensing probe).
1901 | WHITE LAMP, AUX. VOLTAGE : 240V AC, TYPE-CL2-523C | LAMP | SWITCHGEAR | 1SFA619403R5238 | ABB | _ | NA | Nos |  | Inventory | WHITE LAMP, AUX. VOLTAGE : 240V AC, TYPE-CL2-523C
1902 | AMBER LAMP, AUX. VOLTAGE : 240V AC TYPE-CL2-523A | LAMP | SWITCHGEAR | 1SFA619403R5239 | ABB | _ | NA | Nos |  | Inventory | AMBER LAMP, AUX. VOLTAGE : 240V AC, TYPE-CL2-523A
1903 | EMERGENCY TRIP PUSH BUTTON , MUSHROOM HEAD RED COLORED STAY PUT TYPE , PRESS TO LOCK AND TURN TO RELEASE LOCKABLE TYPE, 30MM | PUSH BUTTON | SWITCHGEAR | 1SFA619500R1051 | ABB | _ | NA | Nos |  | Inventory | EMERGENCY TRIP PUSH BUTTON , MUSHROOM HEAD RED COLORED STAY PUT TYPE , PRESS TO LOCK AND TURN TO RELEASE LOCKABLE TYPE, 30MM
167 | Driver for MS116 / MS132 / MS165 / MO132 / MO165 / MS4xx / MO4xx MPCB, Type MSMN | MPCB Accessories | LV_Switchgear | 1SAM101923R0002 | ABB | 0 | Rotary Handle | Nos. | None | Inventory | Driver for MS116 / MS132 / MS165 / MO132 / MO165 / MS4xx / MO4xx MPCB, Type MSMN
168 | Driver for MS116 / MS132 / MS165 / MO132 / MO165 / MS4xx / MO4xx MPCB, Type MSMN. | MPCB Accessories | LV_Switchgear | 1SAM101923R0012 | ABB | 0 | Rotary Handle | Nos. |  | Inventory | Driver for MS116 / MS132 / MS165 / MO132 / MO165 / MS4xx / MO4xx MPCB, Type MSMN.
169 | Auxiliary contact 1NO + 1NC front mounting add-on block for MS116 / MS132 / MS165 / MO132 / MO165 / MS132-T MPCB, Type HKF1-11 | MPCB Accessories | LV_Switchgear | 1SAM201901R1001 | ABB | 0 | Aux./Trip Contact | Nos. | None | Inventory | Auxiliary contact 1NO + 1NC front mounting add-on block for MS116 / MS132 / MS165 / MO132 / MO165 / MS132-T MPCB, Type HKF1-11
170 | Auxiliary contact 2NO front mounting add-on block for MS116 / MS132 / MS165 / MO132 / MO165 / MS132-T MPCB, Type HKF1-20 | MPCB Accessories | LV_Switchgear | 1SAM201901R1002 | ABB | 0 | Aux./Trip Contact | Nos. | None | Inventory | Auxiliary contact 2NO front mounting add-on block for MS116 / MS132 / MS165 / MO132 / MO165 / MS132-T MPCB, Type HKF1-20
171 | Auxiliary contact 1NO front mounting add-on block for MS116 / MS132 / MS165 / MO132 / MO165 / MS132-T MPCB, Type HKF1-10 | MPCB Accessories | LV_Switchgear | 1SAM201901R1003 | ABB | 0 | Aux./Trip Contact | Nos. | None | Inventory | Auxiliary contact 1NO front mounting add-on block for MS116 / MS132 / MS165 / MO132 / MO165 / MS132-T MPCB, Type HKF1-10
172 | Auxiliary contact 1NC front mounting add-on block for MS116 / MS132 / MS165 / MO132 / MO165 / MS132-T MPCB, Type HKF1-01 | MPCB Accessories | LV_Switchgear | 1SAM201901R1004 | ABB | 0 | Aux./Trip Contact | Nos. | None | Inventory | Auxiliary contact 1NC front mounting add-on block for MS116 / MS132 / MS165 / MO132 / MO165 / MS132-T MPCB, Type HKF1-01
173 | Auxiliary contact 1NO + 1NC right side mounting add-on block for MS116 / MS132 / MS165 / MO132 / MO165 / MS132-T MPCB, Type HK1-01 | MPCB Accessories | LV_Switchgear | 1SAM201902R1001 | ABB | 0 | Aux./Trip Contact | Nos. | None | Inventory | Auxiliary contact 1NO + 1NC right side mounting add-on block for MS116 / MS132 / MS165 / MO132 / MO165 / MS132-T MPCB, Type HK1-01
174 | Auxiliary contact 2NO right side mounting add-on block for MS116 / MS132 / MS165 / MO132 / MO165 / MS132-T MPCB, Type HK1-20 | MPCB Accessories | LV_Switchgear | 1SAM201902R1002 | ABB | 0 | Aux./Trip Contact | Nos. | None | Inventory | Auxiliary contact 2NO right side mounting add-on block for MS116 / MS132 / MS165 / MO132 / MO165 / MS132-T MPCB, Type HK1-20
175 | Auxiliary contact 2NC right side mounting add-on block for MS116 / MS132 / MS165 / MO132 / MO165 / MS132-T MPCB, Type HK1-02 | MPCB Accessories | LV_Switchgear | 1SAM201902R1003 | ABB | 0 | Aux./Trip Contact | Nos. | None | Inventory | Auxiliary contact 2NC right side mounting add-on block for MS116 / MS132 / MS165 / MO132 / MO165 / MS132-T MPCB, Type HK1-02
176 | Trip alarm contact 1NO + 1NC side mounting add-on block for MS116 / MS132 / MS165 / MO132 / MO165 / MS132-T MPCB, Type SK1-11 | MPCB Accessories | LV_Switchgear | 1SAM201903R1001 | ABB | 0 | Aux./Trip Contact | Nos. | None | Inventory | Trip alarm contact 1NO + 1NC side mounting add-on block for MS116 / MS132 / MS165 / MO132 / MO165 / MS132-T MPCB, Type SK1-11
177 | Trip alarm contact 2NO side mounting add-on block for MS116 / MS132 / MS165 / MO132 / MO165 / MS132-T MPCB, Type SK1-20 | MPCB Accessories | LV_Switchgear | 1SAM201903R1002 | ABB | 0 | Aux./Trip Contact | Nos. | None | Inventory | Trip alarm contact 2NO side mounting add-on block for MS116 / MS132 / MS165 / MO132 / MO165 / MS132-T MPCB, Type SK1-20
178 | Trip alarm contact 2NC side mounting add-on block for MS116 / MS132 / MS165 / MO132 / MO165 / MS132-T MPCB, Type SK1-02 | MPCB Accessories | LV_Switchgear | 1SAM201903R1003 | ABB | 0 | Aux./Trip Contact | Nos. | None | Inventory | Trip alarm contact 2NC side mounting add-on block for MS116 / MS132 / MS165 / MO132 / MO165 / MS132-T MPCB, Type SK1-02
179 | Under-voltage Coil/Release 24V AC side mounting add-on block for MS116 / MS132 / MS165 / MO132 / MO165 / MS132-T MPCB, Type UA1-24 | MPCB Accessories | LV_Switchgear | 1SAM201904R1001 | ABB | 0 | Undervoltage | Nos. | None | Inventory | Under-voltage Coil/Release 24V AC side mounting add-on block for MS116 / MS132 / MS165 / MO132 / MO165 / MS132-T MPCB, Type UA1-24
180 | Under-voltage Coil/Release 110V AC side mounting add-on block for MS116 / MS132 / MS165 / MO132 / MO165 / MS132-T MPCB, Type UA1-110 | MPCB Accessories | LV_Switchgear | 1SAM201904R1004 | ABB | 0 | Undervoltage | Nos. | None | Inventory | Under-voltage Coil/Release 110V AC side mounting add-on block for MS116 / MS132 / MS165 / MO132 / MO165 / MS132-T MPCB, Type UA1-110
181 | Under-voltage Coil/Release 230V AC side mounting add-on block for MS116 / MS132 / MS165 / MO132 / MO165 / MS132-T MPCB, Type UA1-230 | MPCB Accessories | LV_Switchgear | 1SAM201904R1005 | ABB | 0 | Undervoltage | Nos. | None | Inventory | Under-voltage Coil/Release 230V AC side mounting add-on block for MS116 / MS132 / MS165 / MO132 / MO165 / MS132-T MPCB, Type UA1-230
182 | Under-voltage Coil/Release 415V AC side mounting add-on block for MS116 / MS132 / MS165 / MO132 / MO165 / MS132-T MPCB, Type UA1-415 | MPCB Accessories | LV_Switchgear | 1SAM201904R1007 | ABB | 0 | Undervoltage | Nos. | None | Inventory | Under-voltage Coil/Release 415V AC side mounting add-on block for MS116 / MS132 / MS165 / MO132 / MO165 / MS132-T MPCB, Type UA1-415
183 | Shaft supporter for MS116 / MS132 MPCB, Type MSAH1 | MPCB Accessories | LV_Switchgear | 1SAM201909R1021 | ABB | 0 | Rotary Handle | Nos. | None | Inventory | Shaft supporter for MS116 / MS132 MPCB, Type MSAH1
184 | Shunt Coil/Release 24V AC side mounting add-on block for MS116 / MS132 / MS165 / MO132 / MO165 / MS132-T MPCB, Type AA1-24 | MPCB Accessories | LV_Switchgear | 1SAM201910R1001 | ABB | 0 | Shunt | Nos. | None | Inventory | Shunt Coil/Release 24V AC side mounting add-on block for MS116 / MS132 / MS165 / MO132 / MO165 / MS132-T MPCB, Type AA1-24
185 | Shunt Coil/Release 110V AC side mounting add-on block for MS116 / MS132 / MS165 / MO132 / MO165 / MS132-T MPCB, Type AA1-110 | MPCB Accessories | LV_Switchgear | 1SAM201910R1002 | ABB | 0 | Shunt | Nos. | None | Inventory | Shunt Coil/Release 110V AC side mounting add-on block for MS116 / MS132 / MS165 / MO132 / MO165 / MS132-T MPCB, Type AA1-110
186 | Shunt Coil/Release 240V AC side mounting add-on block for MS116 / MS132 / MS165 / MO132 / MO165 / MS132-T MPCB, Type AA1-230 | MPCB Accessories | LV_Switchgear | 1SAM201910R1003 | ABB | 0 | Shunt | Nos. | None | Inventory | Shunt Coil/Release 240V AC side mounting add-on block for MS116 / MS132 / MS165 / MO132 / MO165 / MS132-T MPCB, Type AA1-230
187 | Shunt Coil/Release 415V AC side mounting add-on block for MS116 / MS132 / MS165 / MO132 / MO165 / MS132-T MPCB, Type AA1-400 | MPCB Accessories | LV_Switchgear | 1SAM201910R1004 | ABB | 0 | Shunt | Nos. | None | Inventory | Shunt Coil/Release 415V AC side mounting add-on block for MS116 / MS132 / MS165 / MO132 / MO165 / MS132-T MPCB, Type AA1-400
188 | Shaft alignment ring for MS116 / MS132 / MS165 / MO132 / MO165 / MS4xx / MO4xx MPCB, Type MSH-AR | MPCB Accessories | LV_Switchgear | 1SAM201920R1000 | ABB | 0 | Rotary Handle | Nos. | None | Inventory | Shaft alignment ring for MS116 / MS132 / MS165 / MO132 / MO165 / MS4xx / MO4xx MPCB, Type MSH-AR
189 | Handle black in colour for MS116 / MS132 / MS165 / MO132 / MO165 / MS4xx / MO4xx MPCB, Type MSHD-LB | MPCB Accessories | LV_Switchgear | 1SAM201920R1001 | ABB | 0 | Rotary Handle | Nos. |  | Inventory | Handle black in colour for MS116 / MS132 / MS165 / MO132 / MO165 / MS4xx / MO4xx MPCB, Type MSHD-LB
190 | Handle black in colour with Trip position indicator for MS116 / MS132 / MS165 / MO132 / MO165 / MS4xx / MO4xx MPCB, Type MSHD-LTB | MPCB Accessories | LV_Switchgear | 1SAM201920R1011 | ABB | 0 | Rotary Handle | Nos. | None | Inventory | Handle black in colour with Trip position indicator for MS116 / MS132 / MS165 / MO132 / MO165 / MS4xx / MO4xx MPCB, Type MSHD-LTB
191 | Handle yellow in colour with Trip position indicator for MS116 / MS132 / MS165 / MO132 / MO165 / MS4xx / MO4xx MPCB, Type MSHD-LTY | MPCB Accessories | LV_Switchgear | 1SAM201920R1012 | ABB | 0 | Rotary Handle | Nos. | None | Inventory | Handle yellow in colour with Trip position indicator for MS116 / MS132 / MS165 / MO132 / MO165 / MS4xx / MO4xx MPCB, Type MSHD-LTY
192 | 0.1-0.16A TP 50kA MS116 MPCB with O/C,S/C and phase loss protection, Type MS116-0.16 | MPCB | LV_Switchgear | 1SAM250000R1001 | ABB | 0.1-0.16A | 50kA | Nos. | None | Inventory | 0.1-0.16A TP 50kA MS116 MPCB with O/C,S/C and phase loss protection, Type MS116-0.16
193 | 0.16-0.25A TP 50kA MS116 MPCB with O/C,S/C and phase loss protection, Type MS116-0.25 | MPCB | LV_Switchgear | 1SAM250000R1002 | ABB | 0.16-0.25A | 50kA | Nos. | None | Inventory | 0.16-0.25A TP 50kA MS116 MPCB with O/C,S/C and phase loss protection, Type MS116-0.25
194 | 0.25-0.4A TP 50kA MS116 MPCB with O/C,S/C and phase loss protection, Type MS116-0.4 | MPCB | LV_Switchgear | 1SAM250000R1003 | ABB | 0.25-0.4A | 50kA | Nos. | None | Inventory | 0.25-0.4A TP 50kA MS116 MPCB with O/C,S/C and phase loss protection, Type MS116-0.4
195 | 0.4-0.63A TP 50kA MS116 MPCB with O/C,S/C and phase loss protection, Type MS116-0.63 | MPCB | LV_Switchgear | 1SAM250000R1004 | ABB | 0.4-0.63A | 50kA | Nos. | None | Inventory | 0.4-0.63A TP 50kA MS116 MPCB with O/C,S/C and phase loss protection, Type MS116-0.63
196 | 0.63-1A TP 50kA MS116 MPCB with O/C,S/C and phase loss protection, Type MS116-1 | MPCB | LV_Switchgear | 1SAM250000R1005 | ABB | 0.63-1A | 50kA | Nos. | None | Inventory | 0.63-1A TP 50kA MS116 MPCB with O/C,S/C and phase loss protection, Type MS116-1
197 | 1-1.6A TP 50kA MS116 MPCB with O/C,S/C and phase loss protection, Type MS116-1.6 | MPCB | LV_Switchgear | 1SAM250000R1006 | ABB | 1-1.6A | 50kA | Nos. | None | Inventory | 1-1.6A TP 50kA MS116 MPCB with O/C,S/C and phase loss protection, Type MS116-1.6
198 | 1.6-2.5A TP 50kA MS116 MPCB with O/C,S/C and phase loss protection, Type MS116-2.5 | MPCB | LV_Switchgear | 1SAM250000R1007 | ABB | 1.6-2.5A | 50kA | Nos. | None | Inventory | 1.6-2.5A TP 50kA MS116 MPCB with O/C,S/C and phase loss protection, Type MS116-2.5
199 | 2.5-4A TP 50kA MS116 MPCB with O/C,S/C and phase loss protection, Type MS116-4 | MPCB | LV_Switchgear | 1SAM250000R1008 | ABB | 2.5-4A | 50kA | Nos. | None | Inventory | 2.5-4A TP 50kA MS116 MPCB with O/C,S/C and phase loss protection, Type MS116-4
200 | 4-6.3A TP 50kA MS116 MPCB with O/C,S/C and phase loss protection, Type MS116-6.3 | MPCB | LV_Switchgear | 1SAM250000R1009 | ABB | 4-6.3A | 50kA | Nos. | None | Inventory | 4-6.3A TP 50kA MS116 MPCB with O/C,S/C and phase loss protection, Type MS116-6.3
201 | 6.3-10A TP 50kA MS116 MPCB with O/C,S/C and phase loss protection, Type MS116-10 | MPCB | LV_Switchgear | 1SAM250000R1010 | ABB | 6.3-10A | 50kA | Nos. | None | Inventory | 6.3-10A TP 50kA MS116 MPCB with O/C,S/C and phase loss protection, Type MS116-10
202 | 10-16A TP 50kA MS116 MPCB with O/C,S/C and phase loss protection, Type MS116-16 | MPCB | LV_Switchgear | 1SAM250000R1011 | ABB | 10-16A | 50kA | Nos. | None | Inventory | 10-16A TP 50kA MS116 MPCB with O/C,S/C and phase loss protection, Type MS116-16
203 | 8-12A TP 50kA MS116 MPCB with O/C,S/C and phase loss protection, Type MS116-12 | MPCB | LV_Switchgear | 1SAM250000R1012 | ABB | 8-12A | 50kA | Nos. | None | Inventory | 8-12A TP 50kA MS116 MPCB with O/C,S/C and phase loss protection, Type MS116-12
204 | 16-20A TP 50kA MS116 MPCB with O/C,S/C and phase loss protection, Type MS116-20 | MPCB | LV_Switchgear | 1SAM250000R1013 | ABB | 16-20A | 50kA | Nos. | None | Inventory | 16-20A TP 50kA MS116 MPCB with O/C,S/C and phase loss protection, Type MS116-20
205 | 20-25A TP 50kA MS116 MPCB with O/C,S/C and phase loss protection, Type MS116-25 | MPCB | LV_Switchgear | 1SAM250000R1014 | ABB | 20-25A | 50kA | Nos. | None | Inventory | 20-25A TP 50kA MS116 MPCB with O/C,S/C and phase loss protection, Type MS116-25
206 | 25-32A TP 50kA MS116 MPCB with O/C,S/C and phase loss protection, Type MS116-32 | MPCB | LV_Switchgear | 1SAM250000R1015 | ABB | 25-32A | 50kA | Nos. | None | Inventory | 25-32A TP 50kA MS116 MPCB with O/C,S/C and phase loss protection, Type MS116-32
207 | MPCB, TYPE-MS132-T, RATING-2.5A, TP | MPCB | LV_Switchgear | 1SAM340000R1007 | ABB | - | - | Nos. |  | Inventory | MPCB, TYPE-MS132-T, RATING-2.5A, TP
208 | MPCB, TYPE-MS132-T, RATING-16A, TP | MPCB | LV_Switchgear | 1SAM340000R1011 | ABB | - | - | Nos. |  | Inventory | MPCB, TYPE-MS132-T, RATING-16A, TP
209 | 0.1-0.16A TP 100kA MS132 MPCB with O/C,S/C and phase loss protection, Type MS132-0.16 | MPCB | LV_Switchgear | 1SAM350000R1001 | ABB | 0.1-0.16A | 100kA | Nos. | None | Inventory | 0.1-0.16A TP 100kA MS132 MPCB with O/C,S/C and phase loss protection, Type MS132-0.16
210 | 0.16-0.25A TP 100kA MS132 MPCB with O/C,S/C and phase loss protection, Type MS132-0.25 | MPCB | LV_Switchgear | 1SAM350000R1002 | ABB | 0.16-0.25A | 100kA | Nos. | None | Inventory | 0.16-0.25A TP 100kA MS132 MPCB with O/C,S/C and phase loss protection, Type MS132-0.25
211 | 0.25-0.4A TP 100kA MS132 MPCB with O/C,S/C and phase loss protection, Type MS132-0.4 | MPCB | LV_Switchgear | 1SAM350000R1003 | ABB | 0.25-0.4A | 100kA | Nos. | None | Inventory | 0.25-0.4A TP 100kA MS132 MPCB with O/C,S/C and phase loss protection, Type MS132-0.4
212 | 0.4-0.63A TP 100kA MS132 MPCB with O/C,S/C and phase loss protection, Type MS132-0.63 | MPCB | LV_Switchgear | 1SAM350000R1004 | ABB | 0.4-0.63A | 100kA | Nos. | None | Inventory | 0.4-0.63A TP 100kA MS132 MPCB with O/C,S/C and phase loss protection, Type MS132-0.63
213 | 0.63-1A TP 100kA MS132 MPCB with O/C,S/C and phase loss protection, Type MS132-1 | MPCB | LV_Switchgear | 1SAM350000R1005 | ABB | 0.63-1A | 100kA | Nos. | None | Inventory | 0.63-1A TP 100kA MS132 MPCB with O/C,S/C and phase loss protection, Type MS132-1
214 | 1-1.6A TP 100kA MS132 MPCB with O/C,S/C and phase loss protection, Type MS132-1.6 | MPCB | LV_Switchgear | 1SAM350000R1006 | ABB | 1-1.6A | 100kA | Nos. | None | Inventory | 1-1.6A TP 100kA MS132 MPCB with O/C,S/C and phase loss protection, Type MS132-1.6
215 | 1.6-2.5A TP 100kA MS132 MPCB with O/C,S/C and phase loss protection, Type MS132-2.5 | MPCB | LV_Switchgear | 1SAM350000R1007 | ABB | 1.6-2.5A | 100kA | Nos. | None | Inventory | 1.6-2.5A TP 100kA MS132 MPCB with O/C,S/C and phase loss protection, Type MS132-2.5
216 | 2.5-4A TP 100kA MS132 MPCB with O/C,S/C and phase loss protection, Type MS132-4 | MPCB | LV_Switchgear | 1SAM350000R1008 | ABB | 2.5-4A | 100kA | Nos. | None | Inventory | 2.5-4A TP 100kA MS132 MPCB with O/C,S/C and phase loss protection, Type MS132-4
217 | 4-6.3A TP 100kA MS132 MPCB with O/C,S/C and phase loss protection, Type MS132-6.3 | MPCB | LV_Switchgear | 1SAM350000R1009 | ABB | 4-6.3A | 100kA | Nos. | None | Inventory | 4-6.3A TP 100kA MS132 MPCB with O/C,S/C and phase loss protection, Type MS132-6.3
218 | 6.3-10A TP 100kA MS132 MPCB with O/C,S/C and phase loss protection, Type MS132-10 | MPCB | LV_Switchgear | 1SAM350000R1010 | ABB | 6.3-10A | 100kA | Nos. | None | Inventory | 6.3-10A TP 100kA MS132 MPCB with O/C,S/C and phase loss protection, Type MS132-10
219 | 10-16A TP 100kA MS132 MPCB with O/C,S/C and phase loss protection, Type MS132-16 | MPCB | LV_Switchgear | 1SAM350000R1011 | ABB | 10-16A | 100kA | Nos. | None | Inventory | 10-16A TP 100kA MS132 MPCB with O/C,S/C and phase loss protection, Type MS132-16
220 | 8-12A TP 100kA MS132 MPCB with O/C,S/C and phase loss protection, Type MS132-12 | MPCB | LV_Switchgear | 1SAM350000R1012 | ABB | 8-12A | 100kA | Nos. | None | Inventory | 8-12A TP 100kA MS132 MPCB with O/C,S/C and phase loss protection, Type MS132-12
221 | 16-20A TP 100kA MS132 MPCB with O/C,S/C and phase loss protection, Type MS132-20 | MPCB | LV_Switchgear | 1SAM350000R1013 | ABB | 16-20A | 100kA | Nos. | None | Inventory | 16-20A TP 100kA MS132 MPCB with O/C,S/C and phase loss protection, Type MS132-20
222 | 20-25A TP 50kA MS132 MPCB with O/C,S/C and phase loss protection, Type MS132-25 | MPCB | LV_Switchgear | 1SAM350000R1014 | ABB | 20-25A | 50kA | Nos. | None | Inventory | 20-25A TP 50kA MS132 MPCB with O/C,S/C and phase loss protection, Type MS132-25
223 | 25-32A TP 50kA MS132 MPCB with O/C,S/C and phase loss protection, Type MS132-32 | MPCB | LV_Switchgear | 1SAM350000R1015 | ABB | 25-32A | 50kA | Nos. | None | Inventory | 25-32A TP 50kA MS132 MPCB with O/C,S/C and phase loss protection, Type MS132-32
224 | 0.16A TP 100kA MO132 MPCB with S/C protection, Type MO132-0.16 | MPCB | LV_Switchgear | 1SAM360000R1001 | ABB | 0.16A | 100kA | Nos. | None | Inventory | 0.16A TP 100kA MO132 MPCB with S/C protection, Type MO132-0.16
225 | 0.25A TP 100kA MO132 MPCB with S/C protection, Type MO132-0.25 | MPCB | LV_Switchgear | 1SAM360000R1002 | ABB | 0.25A | 100kA | Nos. | None | Inventory | 0.25A TP 100kA MO132 MPCB with S/C protection, Type MO132-0.25
226 | 0.4A TP 100kA MO132 MPCB with S/C protection, Type MO132-0.4 | MPCB | LV_Switchgear | 1SAM360000R1003 | ABB | 0.4A | 100kA | Nos. | None | Inventory | 0.4A TP 100kA MO132 MPCB with S/C protection, Type MO132-0.4
227 | 0.63A TP 100kA MO132 MPCB with S/C protection, Type MO132-0.63 | MPCB | LV_Switchgear | 1SAM360000R1004 | ABB | 0.63A | 100kA | Nos. | None | Inventory | 0.63A TP 100kA MO132 MPCB with S/C protection, Type MO132-0.63
228 | 1A TP 100kA MO132 MPCB with S/C protection, Type MO132-1 | MPCB | LV_Switchgear | 1SAM360000R1005 | ABB | 1A | 100kA | Nos. | None | Inventory | 1A TP 100kA MO132 MPCB with S/C protection, Type MO132-1
229 | 1.6A TP 100kA MO132 MPCB with S/C protection, Type MO132-1.6 | MPCB | LV_Switchgear | 1SAM360000R1006 | ABB | 1.6A | 100kA | Nos. | None | Inventory | 1.6A TP 100kA MO132 MPCB with S/C protection, Type MO132-1.6
230 | 2.5A TP 100kA MO132 MPCB with S/C protection, Type MO132-2.5 | MPCB | LV_Switchgear | 1SAM360000R1007 | ABB | 2.5A | 100kA | Nos. | None | Inventory | 2.5A TP 100kA MO132 MPCB with S/C protection, Type MO132-2.5
231 | 4A TP 100kA MO132 MPCB with S/C protection, Type MO132-4 | MPCB | LV_Switchgear | 1SAM360000R1008 | ABB | 4A | 100kA | Nos. | None | Inventory | 4A TP 100kA MO132 MPCB with S/C protection, Type MO132-4
232 | 6.3A TP 100kA MO132 MPCB with S/C protection, Type MO132-6.3 | MPCB | LV_Switchgear | 1SAM360000R1009 | ABB | 6.3A | 100kA | Nos. | None | Inventory | 6.3A TP 100kA MO132 MPCB with S/C protection, Type MO132-6.3
233 | 10A TP 100kA MO132 MPCB with S/C protection, Type MO132-10 | MPCB | LV_Switchgear | 1SAM360000R1010 | ABB | 10A | 100kA | Nos. | None | Inventory | 10A TP 100kA MO132 MPCB with S/C protection, Type MO132-10
234 | 16A TP 100kA MO132 MPCB with S/C protection, Type MO132-16 | MPCB | LV_Switchgear | 1SAM360000R1011 | ABB | 16A | 100kA | Nos. | None | Inventory | 16A TP 100kA MO132 MPCB with S/C protection, Type MO132-16
235 | 12A TP 100kA MO132 MPCB with S/C protection, Type MO132-12 | MPCB | LV_Switchgear | 1SAM360000R1012 | ABB | 12A | 100kA | Nos. | None | Inventory | 12A TP 100kA MO132 MPCB with S/C protection, Type MO132-12
236 | 20A TP 100kA MO132 MPCB with S/C protection, Type MO132-20 | MPCB | LV_Switchgear | 1SAM360000R1013 | ABB | 20A | 100kA | Nos. | None | Inventory | 20A TP 100kA MO132 MPCB with S/C protection, Type MO132-20
237 | 25A TP 50kA MO132 MPCB with S/C protection, Type MO132-25 | MPCB | LV_Switchgear | 1SAM360000R1014 | ABB | 25A | 50kA | Nos. | None | Inventory | 25A TP 50kA MO132 MPCB with S/C protection, Type MO132-25
238 | 32A TP 50kA MO132 MPCB with S/C protection, Type MO132-32 | MPCB | LV_Switchgear | 1SAM360000R1015 | ABB | 32A | 50kA | Nos. | None | Inventory | 32A TP 50kA MO132 MPCB with S/C protection, Type MO132-32
239 | 10-16A TP 100kA MS165 MPCB with O/C,S/C and phase loss protection, Type MS165-16 | MPCB | LV_Switchgear | 1SAM451000R1011 | ABB | 10-16A | 100kA | Nos. | None | Inventory | 10-16A TP 100kA MS165 MPCB with O/C,S/C and phase loss protection, Type MS165-16
240 | 14-20A TP 100kA MS165 MPCB with O/C,S/C and phase loss protection, Type MS165-20 | MPCB | LV_Switchgear | 1SAM451000R1012 | ABB | 14-20A | 100kA | Nos. | None | Inventory | 14-20A TP 100kA MS165 MPCB with O/C,S/C and phase loss protection, Type MS165-20
241 | 18-25A TP 100kA MS165 MPCB with O/C,S/C and phase loss protection, Type MS165-25 | MPCB | LV_Switchgear | 1SAM451000R1013 | ABB | 18-25A | 100kA | Nos. | None | Inventory | 18-25A TP 100kA MS165 MPCB with O/C,S/C and phase loss protection, Type MS165-25
242 | 23-32A TP 100kA MS165 MPCB with O/C,S/C and phase loss protection, Type MS165-32 | MPCB | LV_Switchgear | 1SAM451000R1014 | ABB | 23-32A | 100kA | Nos. | None | Inventory | 23-32A TP 100kA MS165 MPCB with O/C,S/C and phase loss protection, Type MS165-32
243 | 30-42A TP 50kA MS165 MPCB with O/C,S/C and phase loss protection, Type MS165-42 | MPCB | LV_Switchgear | 1SAM451000R1015 | ABB | 30-42A | 50kA | Nos. | None | Inventory | 30-42A TP 50kA MS165 MPCB with O/C,S/C and phase loss protection, Type MS165-42
244 | 40-54A TP 50kA MS165 MPCB with O/C,S/C and phase loss protection, Type MS165-54 | MPCB | LV_Switchgear | 1SAM451000R1016 | ABB | 40-54A | 50kA | Nos. | None | Inventory | 40-54A TP 50kA MS165 MPCB with O/C,S/C and phase loss protection, Type MS165-54
245 | 52-65A TP 50kA MS165 MPCB with O/C,S/C and phase loss protection, Type MS165-65 | MPCB | LV_Switchgear | 1SAM451000R1017 | ABB | 52-65A | 50kA | Nos. | None | Inventory | 52-65A TP 50kA MS165 MPCB with O/C,S/C and phase loss protection, Type MS165-65
246 | 62-73A TP 30kA MS165 MPCB with O/C,S/C and phase loss protection, Type MS165-73 | MPCB | LV_Switchgear | 1SAM451000R1018 | ABB | 62-73A | 30kA | Nos. | None | Inventory | 62-73A TP 30kA MS165 MPCB with O/C,S/C and phase loss protection, Type MS165-73
247 | 70-80A TP 30kA MS165 MPCB with O/C,S/C and phase loss protection, Type MS165-80 | MPCB | LV_Switchgear | 1SAM451000R1019 | ABB | 70-80A | 30kA | Nos. | None | Inventory | 70-80A TP 30kA MS165 MPCB with O/C,S/C and phase loss protection, Type MS165-80
248 | 16A TP 100kA MO165 MPCB with S/C protection, Type MO165-16 | MPCB | LV_Switchgear | 1SAM461000R1011 | ABB | 16A | 100kA | Nos. | None | Inventory | 16A TP 100kA MO165 MPCB with S/C protection, Type MO165-16
249 | 20A TP 100kA MO165 MPCB with S/C protection, Type MO165-20 | MPCB | LV_Switchgear | 1SAM461000R1012 | ABB | 20A | 100kA | Nos. | None | Inventory | 20A TP 100kA MO165 MPCB with S/C protection, Type MO165-20
250 | 32A TP 100kA MO165 MPCB with S/C protection, Type MO165-32 | MPCB | LV_Switchgear | 1SAM461000R1014 | ABB | 32A | 100kA | Nos. | None | Inventory | 32A TP 100kA MO165 MPCB with S/C protection, Type MO165-32
251 | 42A TP 50kA MO165 MPCB with S/C protection, Type MO165-42 | MPCB | LV_Switchgear | 1SAM461000R1015 | ABB | 42A | 50kA | Nos. | None | Inventory | 42A TP 50kA MO165 MPCB with S/C protection, Type MO165-42
252 | 54A TP 50kA MO165 MPCB with S/C protection, Type MO165-54 | MPCB | LV_Switchgear | 1SAM461000R1016 | ABB | 54A | 50kA | Nos. | None | Inventory | 54A TP 50kA MO165 MPCB with S/C protection, Type MO165-54
253 | 65A TP 50kA MO165 MPCB with S/C protection, Type MO165-65 | MPCB | LV_Switchgear | 1SAM461000R1017 | ABB | 65A | 50kA | Nos. | None | Inventory | 65A TP 50kA MO165 MPCB with S/C protection, Type MO165-65
254 | 73A TP 30kA MO165 MPCB with S/C protection, Type MO165-73 | MPCB | LV_Switchgear | 1SAM461000R1018 | ABB | 73A | 30kA | Nos. | None | Inventory | 73A TP 30kA MO165 MPCB with S/C protection, Type MO165-73
255 | 80A TP 30kA MO165 MPCB with S/C protection, Type MO165-80 | MPCB | LV_Switchgear | 1SAM461000R1019 | ABB | 80A | 30kA | Nos. | None | Inventory | 80A TP 30kA MO165 MPCB with S/C protection, Type MO165-80
256 | PM554-TP-ETH: AC500,Prog.Logic Controller ,128KB,8DI/6DO-T,ETH,24VDC, 1xRS485,2xOption Slot | PLC | LV_Switchgear | 1SAP120600R0071 | ABB | - | - | Nos. |  | Inventory | PM554-TP-ETH: AC500,Prog.Logic Controller ,128KB,8DI/6DO-T,ETH,24VDC, 1xRS485,2xOption Slot
257 | PM556-TP-ETH: AC500,Prog.Logic Controller ,512kB,8DI/6DO-T,ETH,24VDC, 1xRS485,2xOption Slot | PLC | LV_Switchgear | 1SAP121200R0071 | ABB | - | - | Nos. |  | Inventory | PM556-TP-ETH: AC500,Prog.Logic Controller ,512kB,8DI/6DO-T,ETH,24VDC, 1xRS485,2xOption Slot
258 | TU516, I/O Terminal Unit, 24 V DC, Spring Terminals | PLC | LV_Switchgear | 1SAP212000R0001 | ABB | - | - | Nos. |  | Inventory | TU516, I/O Terminal Unit, 24 V DC, Spring Terminals
259 | DO562: S500, Digital Out. Mod. 16DOTransistor: 24 V DC/0.5A, 1-wire | PLC | LV_Switchgear | 1SAP230900R0000 | ABB | - | - | Nos. |  | Inventory | DO562: S500, Digital Out. Mod. 16DOTransistor: 24 V DC/0.5A, 1-wire
260 | DI524 -Digital Input Module, 32 DI, 24 V DC, 1-wire | PLC | LV_Switchgear | 1SAP240000R0001 | ABB | - | - | Nos. |  | Inventory | DI524 -Digital Input Module, 32 DI, 24 V DC, 1-wire
261 | Separate mounting kit for E16DU Electronic overload relay, Type DB16E | OLR Accessories | LV_Switchgear | 1SAX101110R0001 | ABB | 0 | Mounting kit | Nos. | None | Inventory | Separate mounting kit for E16DU Electronic overload relay, Type DB16E
262 | Separate mounting kit for EF19 Electronic overload relay, Type DB19EF | OLR Accessories | LV_Switchgear | 1SAX101910R1001 | ABB | 0 | Mounting kit | Nos. | None | Inventory | Separate mounting kit for EF19 Electronic overload relay, Type DB19EF
263 | 0.1-0.32A E16DU Electronic overload relay, suitable for direct mounting on A09 to A16 / AL9 to AL16 / TAL9 to TAL16 contactors, Type E16DU-0.32 | OLR | LV_Switchgear | 1SAX111001R1101 | ABB | 0.1-0.32A | Electronic | Nos. | None | Inventory | 0.1-0.32A E16DU Electronic overload relay, suitable for direct mounting on A09 to A16 / AL9 to AL16 / TAL9 to TAL16 contactors, Type E16DU-0.32
264 | 0.3-1A E16DU Electronic overload relay, suitable for direct mounting on A09 to A16 / AL9 to AL16 / TAL9 to TAL16 contactors, Type E16DU-1 | OLR | LV_Switchgear | 1SAX111001R1102 | ABB | 0.3-1A | Electronic | Nos. | None | Inventory | 0.3-1A E16DU Electronic overload relay, suitable for direct mounting on A09 to A16 / AL9 to AL16 / TAL9 to TAL16 contactors, Type E16DU-1
265 | 0.8-2.7A E16DU Electronic overload relay, suitable for direct mounting on A09 to A16 / AL9 to AL16 / TAL9 to TAL16 contactors, Type E16DU-2.7 | OLR | LV_Switchgear | 1SAX111001R1103 | ABB | 0.8-2.7A | Electronic | Nos. | None | Inventory | 0.8-2.7A E16DU Electronic overload relay, suitable for direct mounting on A09 to A16 / AL9 to AL16 / TAL9 to TAL16 contactors, Type E16DU-2.7
266 | 1.9-6.3A E16DU Electronic overload relay, suitable for direct mounting on A09 to A16 / AL9 to AL16 / TAL9 to TAL16 contactors, Type E16DU-6.3 | OLR | LV_Switchgear | 1SAX111001R1104 | ABB | 1.9-6.3A | Electronic | Nos. | None | Inventory | 1.9-6.3A E16DU Electronic overload relay, suitable for direct mounting on A09 to A16 / AL9 to AL16 / TAL9 to TAL16 contactors, Type E16DU-6.3
267 | 5.7-18.9A E16DU Electronic overload relay, suitable for direct mounting on A09 to A16 / AL9 to AL16 / TAL9 to TAL16 contactors, Type E16DU-18.9 | OLR | LV_Switchgear | 1SAX111001R1105 | ABB | 5.7-18.9A | Electronic | Nos. | None | Inventory | 5.7-18.9A E16DU Electronic overload relay, suitable for direct mounting on A09 to A16 / AL9 to AL16 / TAL9 to TAL16 contactors, Type E16DU-18.9
268 | 0.1-0.32A EF19 Electronic overload relay, suitable for direct mounting on AF09 to AF16 contactors, Type EF19-0.32 | OLR | LV_Switchgear | 1SAX121001R1101 | ABB | 0.1-0.32A | Electronic | Nos. | None | Inventory | 0.1-0.32A EF19 Electronic overload relay, suitable for direct mounting on AF09 to AF16 contactors, Type EF19-0.32
269 | 0.3-1A EF19 Electronic overload relay, suitable for direct mounting on AF09 to AF16 contactors, Type EF19-1 | OLR | LV_Switchgear | 1SAX121001R1102 | ABB | 0.3-1A | Electronic | Nos. | None | Inventory | 0.3-1A EF19 Electronic overload relay, suitable for direct mounting on AF09 to AF16 contactors, Type EF19-1
270 | 0.8-2.7A EF19 Electronic overload relay, suitable for direct mounting on AF09 to AF16 contactors, Type EF19-2.7 | OLR | LV_Switchgear | 1SAX121001R1103 | ABB | 0.8-2.7A | Electronic | Nos. | None | Inventory | 0.8-2.7A EF19 Electronic overload relay, suitable for direct mounting on AF09 to AF16 contactors, Type EF19-2.7
271 | 1.9-6.3A EF19 Electronic overload relay, suitable for direct mounting on AF09 to AF16 contactors, Type EF19-6.3 | OLR | LV_Switchgear | 1SAX121001R1104 | ABB | 1.9-6.3A | Electronic | Nos. | None | Inventory | 1.9-6.3A EF19 Electronic overload relay, suitable for direct mounting on AF09 to AF16 contactors, Type EF19-6.3
272 | 5.7-18.9A EF19 Electronic overload relay, suitable for direct mounting on AF09 to AF16 contactors, Type EF19-18.9 | OLR | LV_Switchgear | 1SAX121001R1105 | ABB | 5.7-18.9A | Electronic | Nos. | None | Inventory | 5.7-18.9A EF19 Electronic overload relay, suitable for direct mounting on AF09 to AF16 contactors, Type EF19-18.9
273 | Separate mounting kit for E45DU Electronic overload relay, Type DB45E | OLR Accessories | LV_Switchgear | 1SAX201110R1001 | ABB | 0 | Mounting kit | Nos. | None | Inventory | Separate mounting kit for E45DU Electronic overload relay, Type DB45E
274 | Separate mounting kit for EF45 Electronic overload relay, Type DB45EF | OLR Accessories | LV_Switchgear | 1SAX201910R0001 | ABB | 0 | Mounting kit | Nos. | None | Inventory | Separate mounting kit for EF45 Electronic overload relay, Type DB45EF
275 | 9-30A E45DU Electronic overload relay, suitable for direct mounting on A26 to A40 / AL30 to AL40 contactors, Type E45DU-30 | OLR | LV_Switchgear | 1SAX211001R1101 | ABB | 9-30A | Electronic | Nos. | None | Inventory | 9-30A E45DU Electronic overload relay, suitable for direct mounting on A26 to A40 / AL30 to AL40 contactors, Type E45DU-30
276 | 15-45A E45DU Electronic overload relay, suitable for direct mounting on A26 to A40 / AL30 to AL40 contactors, Type E45DU-45 | OLR | LV_Switchgear | 1SAX211001R1102 | ABB | 15-45A | Electronic | Nos. | None | Inventory | 15-45A E45DU Electronic overload relay, suitable for direct mounting on A26 to A40 / AL30 to AL40 contactors, Type E45DU-45
277 | 9-30A EF45 Electronic overload relay, suitable for direct mounting on AF26 / AF38 contactors, Type EF45-30 | OLR | LV_Switchgear | 1SAX221001R1101 | ABB | 9-30A | Electronic | Nos. | None | Inventory | 9-30A EF45 Electronic overload relay, suitable for direct mounting on AF26 / AF38 contactors, Type EF45-30
278 | 15-45A EF45 Electronic overload relay, suitable for direct mounting on AF26 / AF38 contactors, Type EF45-45 | OLR | LV_Switchgear | 1SAX221001R1102 | ABB | 15-45A | Electronic | Nos. | None | Inventory | 15-45A EF45 Electronic overload relay, suitable for direct mounting on AF26 / AF38 contactors, Type EF45-45
279 | Separate mounting kit for E80DU Electronic overload relay, Type DB80E | OLR Accessories | LV_Switchgear | 1SAX301110R1001 | ABB | 0 | Mounting kit | Nos. | None | Inventory | Separate mounting kit for E80DU Electronic overload relay, Type DB80E
280 | Separate mounting kit for E140DU Electronic overload relay, Type DB140E | OLR Accessories | LV_Switchgear | 1SAX301110R1002 | ABB | 0 | Mounting kit | Nos. | None | Inventory | Separate mounting kit for E140DU Electronic overload relay, Type DB140E
281 | 27-80A E80DU Electronic overload relay, suitable for direct mounting on A50 to A75 contactors, Type E80DU-80 | OLR | LV_Switchgear | 1SAX311001R1101 | ABB | 27-80A | Electronic | Nos. | None | Inventory | 27-80A E80DU Electronic overload relay, suitable for direct mounting on A50 to A75 contactors, Type E80DU-80
282 | 50-140A E140DU Electronic overload relay, suitable for direct mounting on A95 / A110 contactors, Type E140DU-140 | OLR | LV_Switchgear | 1SAX321001R1101 | ABB | 50-140A | Electronic | Nos. | None | Inventory | 50-140A E140DU Electronic overload relay, suitable for direct mounting on A95 / A110 contactors, Type E140DU-140
283 | 25-70A EF65 Electronic overload relay, suitable for direct mounting on AF40 / AF52 / AF65 contactors, Type EF65-70 | OLR | LV_Switchgear | 1SAX331001R1101 | ABB | 25-70A | Electronic | Nos. | None | Inventory | 25-70A EF65 Electronic overload relay, suitable for direct mounting on AF40 / AF52 / AF65 contactors, Type EF65-70
284 | 36-100A EF96 Electronic overload relay, suitable for direct mounting on AF80 / AF96 contactors, Type EF96-100 | OLR | LV_Switchgear | 1SAX341001R1101 | ABB | 36-1000A | Electronic | Nos. | None | Inventory | 36-100A EF96 Electronic overload relay, suitable for direct mounting on AF80 / AF96 contactors, Type EF96-100
285 | 54-150A EF146 Electronic overload relay, suitable for direct mounting on AF116 / AF140 / AF146 contactors, Type EF146-150 | OLR | LV_Switchgear | 1SAX351001R1101 | ABB | 54-150A | Electronic | Nos. | None | Inventory | 54-150A EF146 Electronic overload relay, suitable for direct mounting on AF116 / AF140 / AF146 contactors, Type EF146-150
286 | 63-210A EF205 Electronic overload relay, suitable for direct mounting on AF190 / AF205 contactors, Type EF205-210 | OLR | LV_Switchgear | 1SAX531001R1101 | ABB | 63-210A | Electronic | Nos. | None | Inventory | 63-210A EF205 Electronic overload relay, suitable for direct mounting on AF190 / AF205 contactors, Type EF205-210
287 | 115-380A EF370 Electronic overload relay, suitable for direct mounting on AF265 / AF305 / AF370 contactors, Type EF370-380 | OLR | LV_Switchgear | 1SAX611001R1101 | ABB | 115-380A | Electronic | Nos. | None | Inventory | 115-380A EF370 Electronic overload relay, suitable for direct mounting on AF265 / AF305 / AF370 contactors, Type EF370-380
288 | 150-500A EF460 Electronic overload relay, suitable for direct mounting on AF400 / AF460 contactors, Type EF460 | OLR | LV_Switchgear | 1SAX721001R1101 | ABB | 150-500A | Electronic | Nos. | None | Inventory | 150-500A EF460 Electronic overload relay, suitable for direct mounting on AF400 / AF460 contactors, Type EF460
289 | 250-800A EF750 Electronic overload relay, suitable for direct mounting on AF580 / AF750 contactors, Type EF750 | OLR | LV_Switchgear | 1SAX821001R1101 | ABB | 250-800A | Electronic | Nos. | None | Inventory | 250-800A EF750 Electronic overload relay, suitable for direct mounting on AF580 / AF750 contactors, Type EF750
290 | Independent mounting kit for TA25DU-0.16M to TA25DU-25M Thermal overload relay, Type DB25/25 | OLR Accessories | LV_Switchgear | 1SAZ201108R0001 | ABB | 0 | Mounting kit | Nos. | None | Inventory | Independent mounting kit for TA25DU-0.16M to TA25DU-25M Thermal overload relay, Type DB25/25
291 | Independent mounting kit for TA25DU-32M Thermal overload relay, Type DB25/32 | OLR Accessories | LV_Switchgear | 1SAZ201108R0002 | ABB | 0 | Mounting kit | Nos. | None | Inventory | Independent mounting kit for TA25DU-32M Thermal overload relay, Type DB25/32
292 | 0.1-0.16A TA25DU Thermal overload relay, suitable for direct mounting on A09 to A40 / AX09 to AX40 / AL9 to AL40 / TAL9 to TAL40 contactors, Type TA25DU-0.16M | OLR | LV_Switchgear | 1SAZ211201R2005 | ABB | 0.1-0.16A | Thermal | Nos. | None | Inventory | 0.1-0.16A TA25DU Thermal overload relay, suitable for direct mounting on A09 to A40 / AX09 to AX40 / AL9 to AL40 / TAL9 to TAL40 contactors, Type TA25DU-0.16M
293 | 0.16-0.25A TA25DU Thermal overload relay, suitable for direct mounting on A09 to A40 / AX09 to AX40 / AL9 to AL40 / TAL9 to TAL40 contactors, Type TA25DU-0.25M | OLR | LV_Switchgear | 1SAZ211201R2009 | ABB | 0.16-0.25A | Thermal | Nos. | None | Inventory | 0.16-0.25A TA25DU Thermal overload relay, suitable for direct mounting on A09 to A40 / AX09 to AX40 / AL9 to AL40 / TAL9 to TAL40 contactors, Type TA25DU-0.25M
294 | 0.25-0.4A TA25DU Thermal overload relay, suitable for direct mounting on A09 to A40 / AX09 to AX40 / AL9 to AL40 / TAL9 to TAL40 contactors, Type TA25DU-0.4M | OLR | LV_Switchgear | 1SAZ211201R2013 | ABB | 0.25-0.4A | Thermal | Nos. | None | Inventory | 0.25-0.4A TA25DU Thermal overload relay, suitable for direct mounting on A09 to A40 / AX09 to AX40 / AL9 to AL40 / TAL9 to TAL40 contactors, Type TA25DU-0.4M
295 | 0.4-0.63A TA25DU Thermal overload relay, suitable for direct mounting on A09 to A40 / AX09 to AX40 / AL9 to AL40 / TAL9 to TAL40 contactors, Type TA25DU-0.63M | OLR | LV_Switchgear | 1SAZ211201R2017 | ABB | 0.4-0.63A | Thermal | Nos. | None | Inventory | 0.4-0.63A TA25DU Thermal overload relay, suitable for direct mounting on A09 to A40 / AX09 to AX40 / AL9 to AL40 / TAL9 to TAL40 contactors, Type TA25DU-0.63M
296 | 0.63-1A TA25DU Thermal overload relay, suitable for direct mounting on A09 to A40 / AX09 to AX40 / AL9 to AL40 / TAL9 to TAL40 contactors, Type TA25DU-1M | OLR | LV_Switchgear | 1SAZ211201R2021 | ABB | 0.63-1A | Thermal | Nos. | None | Inventory | 0.63-1A TA25DU Thermal overload relay, suitable for direct mounting on A09 to A40 / AX09 to AX40 / AL9 to AL40 / TAL9 to TAL40 contactors, Type TA25DU-1M
297 | 1-1.4A TA25DU Thermal overload relay, suitable for direct mounting on A09 to A40 / AX09 to AX40 / AL9 to AL40 / TAL9 to TAL40 contactors, Type TA25DU-1.4M | OLR | LV_Switchgear | 1SAZ211201R2023 | ABB | 1-1.4A | Thermal | Nos. | None | Inventory | 1-1.4A TA25DU Thermal overload relay, suitable for direct mounting on A09 to A40 / AX09 to AX40 / AL9 to AL40 / TAL9 to TAL40 contactors, Type TA25DU-1.4M
298 | 1.3-1.8A TA25DU Thermal overload relay, suitable for direct mounting on A09 to A40 / AX09 to AX40 / AL9 to AL40 / TAL9 to TAL40 contactors, Type TA25DU-1.8M | OLR | LV_Switchgear | 1SAZ211201R2025 | ABB | 1.3-1.8A | Thermal | Nos. | None | Inventory | 1.3-1.8A TA25DU Thermal overload relay, suitable for direct mounting on A09 to A40 / AX09 to AX40 / AL9 to AL40 / TAL9 to TAL40 contactors, Type TA25DU-1.8M
299 | 1.7-2.4A TA25DU Thermal overload relay, suitable for direct mounting on A09 to A40 / AX09 to AX40 / AL9 to AL40 / TAL9 to TAL40 contactors, Type TA25DU-2.4M | OLR | LV_Switchgear | 1SAZ211201R2028 | ABB | 1.7-2.4A | Thermal | Nos. | None | Inventory | 1.7-2.4A TA25DU Thermal overload relay, suitable for direct mounting on A09 to A40 / AX09 to AX40 / AL9 to AL40 / TAL9 to TAL40 contactors, Type TA25DU-2.4M
300 | 2.2-3.1A TA25DU Thermal overload relay, suitable for direct mounting on A09 to A40 / AX09 to AX40 / AL9 to AL40 / TAL9 to TAL40 contactors, Type TA25DU-3.1M | OLR | LV_Switchgear | 1SAZ211201R2031 | ABB | 2.2-3.1A | Thermal | Nos. | None | Inventory | 2.2-3.1A TA25DU Thermal overload relay, suitable for direct mounting on A09 to A40 / AX09 to AX40 / AL9 to AL40 / TAL9 to TAL40 contactors, Type TA25DU-3.1M
301 | 2.8-4A TA25DU Thermal overload relay, suitable for direct mounting on A09 to A40 / AX09 to AX40 / AL9 to AL40 / TAL9 to TAL40 contactors, Type TA25DU-4M | OLR | LV_Switchgear | 1SAZ211201R2033 | ABB | 2.8-4A | Thermal | Nos. | None | Inventory | 2.8-4A TA25DU Thermal overload relay, suitable for direct mounting on A09 to A40 / AX09 to AX40 / AL9 to AL40 / TAL9 to TAL40 contactors, Type TA25DU-4M
302 | 3.5-5A TA25DU Thermal overload relay, suitable for direct mounting on A09 to A40 / AX09 to AX40 / AL9 to AL40 / TAL9 to TAL40 contactors, Type TA25DU-5M | OLR | LV_Switchgear | 1SAZ211201R2035 | ABB | 3.5-5A | Thermal | Nos. | None | Inventory | 3.5-5A TA25DU Thermal overload relay, suitable for direct mounting on A09 to A40 / AX09 to AX40 / AL9 to AL40 / TAL9 to TAL40 contactors, Type TA25DU-5M
303 | 4.5-6.5A TA25DU Thermal overload relay, suitable for direct mounting on A09 to A40 / AX09 to AX40 / AL9 to AL40 / TAL9 to TAL40 contactors, Type TA25DU-6.5M | OLR | LV_Switchgear | 1SAZ211201R2038 | ABB | 4.5-6.5A | Thermal | Nos. | None | Inventory | 4.5-6.5A TA25DU Thermal overload relay, suitable for direct mounting on A09 to A40 / AX09 to AX40 / AL9 to AL40 / TAL9 to TAL40 contactors, Type TA25DU-6.5M
304 | 6-8.5A TA25DU Thermal overload relay, suitable for direct mounting on A09 to A40 / AX09 to AX40 / AL9 to AL40 / TAL9 to TAL40 contactors, Type TA25DU-8.5M | OLR | LV_Switchgear | 1SAZ211201R2040 | ABB | 6-8.5A | Thermal | Nos. | None | Inventory | 6-8.5A TA25DU Thermal overload relay, suitable for direct mounting on A09 to A40 / AX09 to AX40 / AL9 to AL40 / TAL9 to TAL40 contactors, Type TA25DU-8.5M
305 | 7.5-11A TA25DU Thermal overload relay, suitable for direct mounting on A09 to A40 / AX09 to AX40 / AL9 to AL40 / TAL9 to TAL40 contactors, Type TA25DU-11M | OLR | LV_Switchgear | 1SAZ211201R2043 | ABB | 7.5-11A | Thermal | Nos. | None | Inventory | 7.5-11A TA25DU Thermal overload relay, suitable for direct mounting on A09 to A40 / AX09 to AX40 / AL9 to AL40 / TAL9 to TAL40 contactors, Type TA25DU-11M
306 | 10-14A TA25DU Thermal overload relay, suitable for direct mounting on A09 to A40 / AX09 to AX40 / AL9 to AL40 / TAL9 to TAL40 contactors, Type TA25DU-14M | OLR | LV_Switchgear | 1SAZ211201R2045 | ABB | 10-14A | Thermal | Nos. | None | Inventory | 10-14A TA25DU Thermal overload relay, suitable for direct mounting on A09 to A40 / AX09 to AX40 / AL9 to AL40 / TAL9 to TAL40 contactors, Type TA25DU-14M
307 | 13-19A TA25DU Thermal overload relay, suitable for direct mounting on A09 to A40 / AX09 to AX40 / AL9 to AL40 / TAL9 to TAL40 contactors, Type TA25DU-19M | OLR | LV_Switchgear | 1SAZ211201R2047 | ABB | 13-19A | Thermal | Nos. | None | Inventory | 13-19A TA25DU Thermal overload relay, suitable for direct mounting on A09 to A40 / AX09 to AX40 / AL9 to AL40 / TAL9 to TAL40 contactors, Type TA25DU-19M
308 | 18-25A TA25DU Thermal overload relay, suitable for direct mounting on A09 to A40 / AX09 to AX40 / AL9 to AL40 / TAL9 to TAL40 contactors, Type TA25DU-25M | OLR | LV_Switchgear | 1SAZ211201R2051 | ABB | 18-25A | Thermal | Nos. | None | Inventory | 18-25A TA25DU Thermal overload relay, suitable for direct mounting on A09 to A40 / AX09 to AX40 / AL9 to AL40 / TAL9 to TAL40 contactors, Type TA25DU-25M
309 | 24-32A TA25DU Thermal overload relay, suitable for direct mounting on A09 to A40 / AX09 to AX40 / AL9 to AL40 / TAL9 to TAL40 contactors, Type TA25DU-32M | OLR | LV_Switchgear | 1SAZ211201R2053 | ABB | 24-32A | Thermal | Nos. | None | Inventory | 24-32A TA25DU Thermal overload relay, suitable for direct mounting on A09 to A40 / AX09 to AX40 / AL9 to AL40 / TAL9 to TAL40 contactors, Type TA25DU-32M
310 | Independent mounting kit for TA42DU / TA75DU / TA80DU Thermal overload relay, Type DB80 | OLR Accessories | LV_Switchgear | 1SAZ301110R0001 | ABB | 0 | Mounting kit | Nos. | None | Inventory | Independent mounting kit for TA42DU / TA75DU / TA80DU Thermal overload relay, Type DB80
311 | 18-25A TA42DU Thermal overload relay, suitable for direct mounting on A30 to A40 / AX32 to AX40 / AL30 to AL40 / TAL30 to TAL40 contactors, Type TA42DU-25 | OLR | LV_Switchgear | 1SAZ311201R2001 | ABB | 18-25A | Thermal | Nos. | None | Inventory | 18-25A TA42DU Thermal overload relay, suitable for direct mounting on A30 to A40 / AX32 to AX40 / AL30 to AL40 / TAL30 to TAL40 contactors, Type TA42DU-25
312 | 22-32A TA42DU Thermal overload relay, suitable for direct mounting on A30 to A40 / AX32 to AX40 / AL30 to AL40 / TAL30 to TAL40 contactors, Type TA42DU-32 | OLR | LV_Switchgear | 1SAZ311201R2002 | ABB | 22-32A | Thermal | Nos. | None | Inventory | 22-32A TA42DU Thermal overload relay, suitable for direct mounting on A30 to A40 / AX32 to AX40 / AL30 to AL40 / TAL30 to TAL40 contactors, Type TA42DU-32
313 | 29-42A TA42DU Thermal overload relay, suitable for direct mounting on A30 to A40 / AX32 to AX40 / AL30 to AL40 / TAL30 to TAL40 contactors, Type TA42DU-42 | OLR | LV_Switchgear | 1SAZ311201R2003 | ABB | 29-42A | Thermal | Nos. | None | Inventory | 29-42A TA42DU Thermal overload relay, suitable for direct mounting on A30 to A40 / AX32 to AX40 / AL30 to AL40 / TAL30 to TAL40 contactors, Type TA42DU-42
314 | 22-32A TA75DU Thermal overload relay, suitable for direct mounting on A50 to A75 / AX50 to AX80 contactors, Type TA75DU-32 | OLR | LV_Switchgear | 1SAZ321201R2002 | ABB | 22-32A | Thermal | Nos. | None | Inventory | 22-32A TA75DU Thermal overload relay, suitable for direct mounting on A50 to A75 / AX50 to AX80 contactors, Type TA75DU-32
315 | 29-42A TA75DU Thermal overload relay, suitable for direct mounting on A50 to A75 / AX50 to AX80 contactors, Type TA75DU-42 | OLR | LV_Switchgear | 1SAZ321201R2003 | ABB | 29-42A | Thermal | Nos. | None | Inventory | 29-42A TA75DU Thermal overload relay, suitable for direct mounting on A50 to A75 / AX50 to AX80 contactors, Type TA75DU-42
316 | 36-52A TA75DU Thermal overload relay, suitable for direct mounting on A50 to A75 / AX50 to AX80 contactors, Type TA75DU-52 | OLR | LV_Switchgear | 1SAZ321201R2004 | ABB | 36-52A | Thermal | Nos. | None | Inventory | 36-52A TA75DU Thermal overload relay, suitable for direct mounting on A50 to A75 / AX50 to AX80 contactors, Type TA75DU-52
317 | 45-63A TA75DU Thermal overload relay, suitable for direct mounting on A50 to A75 / AX50 to AX80 contactors, Type TA75DU-63 | OLR | LV_Switchgear | 1SAZ321201R2005 | ABB | 45-63A | Thermal | Nos. | None | Inventory | 45-63A TA75DU Thermal overload relay, suitable for direct mounting on A50 to A75 / AX50 to AX80 contactors, Type TA75DU-63
318 | 60-80A TA75DU Thermal overload relay, suitable for direct mounting on A50 to A75 / AX50 to AX80 contactors, Type TA75DU-80 | OLR | LV_Switchgear | 1SAZ321201R2006 | ABB | 60-80A | Thermal | Nos. | None | Inventory | 60-80A TA75DU Thermal overload relay, suitable for direct mounting on A50 to A75 / AX50 to AX80 contactors, Type TA75DU-80
319 | 36-52A TA80DU Thermal overload relay, suitable for direct mounting on A95 to A110 / AX95 to AX150 contactors, Type TA80DU-52 | OLR | LV_Switchgear | 1SAZ331201R1004 | ABB | 36-52A | Thermal | Nos. | None | Inventory | 36-52A TA80DU Thermal overload relay, suitable for direct mounting on A95 to A110 / AX95 to AX150 contactors, Type TA80DU-52
320 | 45-63A TA80DU Thermal overload relay, suitable for direct mounting on A95 to A110 / AX95 to AX150 contactors, Type TA80DU-63 | OLR | LV_Switchgear | 1SAZ331201R1005 | ABB | 45-63A | Thermal | Nos. | None | Inventory | 45-63A TA80DU Thermal overload relay, suitable for direct mounting on A95 to A110 / AX95 to AX150 contactors, Type TA80DU-63
321 | 60-80A TA80DU Thermal overload relay, suitable for direct mounting on A95 to A110 / AX95 to AX150 contactors, Type TA80DU-80 | OLR | LV_Switchgear | 1SAZ331201R1006 | ABB | 60-80A | Thermal | Nos. | None | Inventory | 60-80A TA80DU Thermal overload relay, suitable for direct mounting on A95 to A110 / AX95 to AX150 contactors, Type TA80DU-80
322 | Independent mounting kit for TA110DU / TA200DU Thermal overload relay, Type DB200 | OLR Accessories | LV_Switchgear | 1SAZ401110R0001 | ABB | 0 | Mounting kit | Nos. | None | Inventory | Independent mounting kit for TA110DU / TA200DU Thermal overload relay, Type DB200
323 | 66-90A TA110DU Thermal overload relay, suitable for direct mounting on A95 to A110 / AX95 to AX150 contactors, Type TA110DU-90 | OLR | LV_Switchgear | 1SAZ411201R1001 | ABB | 66-90A | Thermal | Nos. | None | Inventory | 66-90A TA110DU Thermal overload relay, suitable for direct mounting on A95 to A110 / AX95 to AX150 contactors, Type TA110DU-90
324 | 80-110A TA110DU Thermal overload relay, suitable for direct mounting on A95 to A110 / AX95 to AX150 contactors, Type TA110DU-110 | OLR | LV_Switchgear | 1SAZ411201R1002 | ABB | 80-110A | Thermal | Nos. | None | Inventory | 80-110A TA110DU Thermal overload relay, suitable for direct mounting on A95 to A110 / AX95 to AX150 contactors, Type TA110DU-110
325 | 66-90A TA200DU Thermal overload relay, suitable for direct mounting on A145 to A185 / AX185 to AX205 / AF190 to AF205 contactors, Type TA200DU-90 | OLR | LV_Switchgear | 1SAZ421201R1001 | ABB | 66-90A | Thermal | Nos. | None | Inventory | 66-90A TA200DU Thermal overload relay, suitable for direct mounting on A145 to A185 / AX185 to AX205 / AF190 to AF205 contactors, Type TA200DU-90
326 | 80-110A TA200DU Thermal overload relay, suitable for direct mounting on A145 to A185 / AX185 to AX205 / AF190 to AF205 contactors, Type TA200DU-110 | OLR | LV_Switchgear | 1SAZ421201R1002 | ABB | 80-110A | Thermal | Nos. | None | Inventory | 80-110A TA200DU Thermal overload relay, suitable for direct mounting on A145 to A185 / AX185 to AX205 / AF190 to AF205 contactors, Type TA200DU-110
327 | 100-135A TA200DU Thermal overload relay, suitable for direct mounting on A145 to A185 / AX185 to AX205 / AF190 to AF205 contactors, Type TA200DU-135 | OLR | LV_Switchgear | 1SAZ421201R1003 | ABB | 100-135A | Thermal | Nos. | None | Inventory | 100-135A TA200DU Thermal overload relay, suitable for direct mounting on A145 to A185 / AX185 to AX205 / AF190 to AF205 contactors, Type TA200DU-135
328 | 110-150A TA200DU Thermal overload relay, suitable for direct mounting on A145 to A185 / AX185 to AX205 / AF190 to AF205 contactors, Type TA200DU-150 | OLR | LV_Switchgear | 1SAZ421201R1004 | ABB | 110-150A | Thermal | Nos. | None | Inventory | 110-150A TA200DU Thermal overload relay, suitable for direct mounting on A145 to A185 / AX185 to AX205 / AF190 to AF205 contactors, Type TA200DU-150
329 | 130-175A TA200DU Thermal overload relay, suitable for direct mounting on A145 to A185 / AX185 to AX205 / AF190 to AF205 contactors, Type TA200DU-175 | OLR | LV_Switchgear | 1SAZ421201R1005 | ABB | 130-175A | Thermal | Nos. | None | Inventory | 130-175A TA200DU Thermal overload relay, suitable for direct mounting on A145 to A185 / AX185 to AX205 / AF190 to AF205 contactors, Type TA200DU-175
330 | 150-200A TA200DU Thermal overload relay, suitable for direct mounting on A145 to A185 / AX185 to AX205 / AF190 to AF205 contactors, Type TA200DU-200 | OLR | LV_Switchgear | 1SAZ421201R1006 | ABB | 150-200A | Thermal | Nos. | None | Inventory | 150-200A TA200DU Thermal overload relay, suitable for direct mounting on A145 to A185 / AX185 to AX205 / AF190 to AF205 contactors, Type TA200DU-200
331 | 66-90A TF140DU Thermal overload relay, suitable for direct mounting on AF116 / AF140 contactors, Type TF140DU-90 | OLR | LV_Switchgear | 1SAZ431201R1001 | ABB | 66-90A | Thermal | Nos. | None | Inventory | 66-90A TF140DU Thermal overload relay, suitable for direct mounting on AF116 / AF140 contactors, Type TF140DU-90
332 | 80-110A TF140DU Thermal overload relay, suitable for direct mounting on AF116 / AF140 contactors, Type TF140DU-110 | OLR | LV_Switchgear | 1SAZ431201R1002 | ABB | 80-110A | Thermal | Nos. | None | Inventory | 80-110A TF140DU Thermal overload relay, suitable for direct mounting on AF116 / AF140 contactors, Type TF140DU-110
333 | 100-135A TF140DU Thermal overload relay, suitable for direct mounting on AF116 / AF140 contactors, Type TF140DU-135 | OLR | LV_Switchgear | 1SAZ431201R1003 | ABB | 100-135A | Thermal | Nos. | None | Inventory | 100-135A TF140DU Thermal overload relay, suitable for direct mounting on AF116 / AF140 contactors, Type TF140DU-135
334 | 110-142A TF140DU Thermal overload relay, suitable for direct mounting on AF116 / AF140 contactors, Type TF140DU-142 | OLR | LV_Switchgear | 1SAZ431201R1004 | ABB | 110-142A | Thermal | Nos. | None | Inventory | 110-142A TF140DU Thermal overload relay, suitable for direct mounting on AF116 / AF140 contactors, Type TF140DU-142
335 | Separate mounting kit for TF42 Thermal overload relay, Type DB42 | OLR Accessories | LV_Switchgear | 1SAZ701902R0001 | ABB | 0 | Mounting kit | Nos. | None | Inventory | Separate mounting kit for TF42 Thermal overload relay, Type DB42
336 | 0.1-0.13A TF42 Thermal overload relay, suitable for direct mounting on AF09 to AF38 contactors, Type TF42-0.13 | OLR | LV_Switchgear | 1SAZ721201R1005 | ABB | 0.1-0.13A | Thermal | Nos. | None | Inventory | 0.1-0.13A TF42 Thermal overload relay, suitable for direct mounting on AF09 to AF38 contactors, Type TF42-0.13
337 | 0.13-0.17A TF42 Thermal overload relay, suitable for direct mounting on AF09 to AF38 contactors, Type TF42-0.17 | OLR | LV_Switchgear | 1SAZ721201R1008 | ABB | 0.13-0.17A | Thermal | Nos. | None | Inventory | 0.13-0.17A TF42 Thermal overload relay, suitable for direct mounting on AF09 to AF38 contactors, Type TF42-0.17
338 | 0.17-0.23A TF42 Thermal overload relay, suitable for direct mounting on AF09 to AF38 contactors, Type TF42-0.23 | OLR | LV_Switchgear | 1SAZ721201R1009 | ABB | 0.17-0.23A | Thermal | Nos. | None | Inventory | 0.17-0.23A TF42 Thermal overload relay, suitable for direct mounting on AF09 to AF38 contactors, Type TF42-0.23
339 | 0.23-0.31A TF42 Thermal overload relay, suitable for direct mounting on AF09 to AF38 contactors, Type TF42-0.31 | OLR | LV_Switchgear | 1SAZ721201R1013 | ABB | 0.23-0.31A | Thermal | Nos. | None | Inventory | 0.23-0.31A TF42 Thermal overload relay, suitable for direct mounting on AF09 to AF38 contactors, Type TF42-0.31
340 | 0.31-0.41A TF42 Thermal overload relay, suitable for direct mounting on AF09 to AF38 contactors, Type TF42-0.41 | OLR | LV_Switchgear | 1SAZ721201R1014 | ABB | 0.31-0.41A | Thermal | Nos. | None | Inventory | 0.31-0.41A TF42 Thermal overload relay, suitable for direct mounting on AF09 to AF38 contactors, Type TF42-0.41
341 | 0.41-0.55A TF42 Thermal overload relay, suitable for direct mounting on AF09 to AF38 contactors, Type TF42-0.55 | OLR | LV_Switchgear | 1SAZ721201R1017 | ABB | 0.41-0.55A | Thermal | Nos. | None | Inventory | 0.41-0.55A TF42 Thermal overload relay, suitable for direct mounting on AF09 to AF38 contactors, Type TF42-0.55
342 | 0.55-0.74A TF42 Thermal overload relay, suitable for direct mounting on AF09 to AF38 contactors, Type TF42-0.74 | OLR | LV_Switchgear | 1SAZ721201R1021 | ABB | 0.55-0.74A | Thermal | Nos. | None | Inventory | 0.55-0.74A TF42 Thermal overload relay, suitable for direct mounting on AF09 to AF38 contactors, Type TF42-0.74
343 | 0.74-1A TF42 Thermal overload relay, suitable for direct mounting on AF09 to AF38 contactors, Type TF42-1 | OLR | LV_Switchgear | 1SAZ721201R1023 | ABB | 0.74-1A | Thermal | Nos. | None | Inventory | 0.74-1A TF42 Thermal overload relay, suitable for direct mounting on AF09 to AF38 contactors, Type TF42-1
344 | 1-1.3A TF42 Thermal overload relay, suitable for direct mounting on AF09 to AF38 contactors, Type TF42-1.3 | OLR | LV_Switchgear | 1SAZ721201R1025 | ABB | 1-1.3A | Thermal | Nos. | None | Inventory | 1-1.3A TF42 Thermal overload relay, suitable for direct mounting on AF09 to AF38 contactors, Type TF42-1.3
345 | 1.3-1.7A TF42 Thermal overload relay, suitable for direct mounting on AF09 to AF38 contactors, Type TF42-1.7 | OLR | LV_Switchgear | 1SAZ721201R1028 | ABB | 1.3-1.7A | Thermal | Nos. | None | Inventory | 1.3-1.7A TF42 Thermal overload relay, suitable for direct mounting on AF09 to AF38 contactors, Type TF42-1.7
346 | 1.7-2.3A TF42 Thermal overload relay, suitable for direct mounting on AF09 to AF38 contactors, Type TF42-2.3 | OLR | LV_Switchgear | 1SAZ721201R1031 | ABB | 1.7-2.3A | Thermal | Nos. | None | Inventory | 1.7-2.3A TF42 Thermal overload relay, suitable for direct mounting on AF09 to AF38 contactors, Type TF42-2.3
347 | 2.3-3.1A TF42 Thermal overload relay, suitable for direct mounting on AF09 to AF38 contactors, Type TF42-3.1 | OLR | LV_Switchgear | 1SAZ721201R1033 | ABB | 2.3-3.1A | Thermal | Nos. | None | Inventory | 2.3-3.1A TF42 Thermal overload relay, suitable for direct mounting on AF09 to AF38 contactors, Type TF42-3.1
348 | 3.1-4.2A TF42 Thermal overload relay, suitable for direct mounting on AF09 to AF38 contactors, Type TF42-4.2 | OLR | LV_Switchgear | 1SAZ721201R1035 | ABB | 3.1-4.2A | Thermal | Nos. | None | Inventory | 3.1-4.2A TF42 Thermal overload relay, suitable for direct mounting on AF09 to AF38 contactors, Type TF42-4.2
349 | 4.2-5.7A TF42 Thermal overload relay, suitable for direct mounting on AF09 to AF38 contactors, Type TF42-5.7 | OLR | LV_Switchgear | 1SAZ721201R1038 | ABB | 4.2-5.7A | Thermal | Nos. | None | Inventory | 4.2-5.7A TF42 Thermal overload relay, suitable for direct mounting on AF09 to AF38 contactors, Type TF42-5.7
350 | 5.7-7.6A TF42 Thermal overload relay, suitable for direct mounting on AF09 to AF38 contactors, Type TF42-7.6 | OLR | LV_Switchgear | 1SAZ721201R1040 | ABB | 5.7-7.6A | Thermal | Nos. | None | Inventory | 5.7-7.6A TF42 Thermal overload relay, suitable for direct mounting on AF09 to AF38 contactors, Type TF42-7.6
351 | 7.6-10A TF42 Thermal overload relay, suitable for direct mounting on AF09 to AF38 contactors, Type TF42-10 | OLR | LV_Switchgear | 1SAZ721201R1043 | ABB | 7.6-10A | Thermal | Nos. | None | Inventory | 7.6-10A TF42 Thermal overload relay, suitable for direct mounting on AF09 to AF38 contactors, Type TF42-10
352 | 10-13A TF42 Thermal overload relay, suitable for direct mounting on AF09 to AF38 contactors, Type TF42-13 | OLR | LV_Switchgear | 1SAZ721201R1045 | ABB | 10-13A | Thermal | Nos. | None | Inventory | 10-13A TF42 Thermal overload relay, suitable for direct mounting on AF09 to AF38 contactors, Type TF42-13
353 | 13-16A TF42 Thermal overload relay, suitable for direct mounting on AF09 to AF38 contactors, Type TF42-16 | OLR | LV_Switchgear | 1SAZ721201R1047 | ABB | 13-16A | Thermal | Nos. | None | Inventory | 13-16A TF42 Thermal overload relay, suitable for direct mounting on AF09 to AF38 contactors, Type TF42-16
354 | 16-20A TF42 Thermal overload relay, suitable for direct mounting on AF09 to AF38 contactors, Type TF42-20 | OLR | LV_Switchgear | 1SAZ721201R1049 | ABB | 16-20A | Thermal | Nos. | None | Inventory | 16-20A TF42 Thermal overload relay, suitable for direct mounting on AF09 to AF38 contactors, Type TF42-20
355 | 20-24A TF42 Thermal overload relay, suitable for direct mounting on AF09 to AF38 contactors, Type TF42-24 | OLR | LV_Switchgear | 1SAZ721201R1051 | ABB | 20-24A | Thermal | Nos. | None | Inventory | 20-24A TF42 Thermal overload relay, suitable for direct mounting on AF09 to AF38 contactors, Type TF42-24
356 | 24-29A TF42 Thermal overload relay, suitable for direct mounting on AF09 to AF38 contactors, Type TF42-29 | OLR | LV_Switchgear | 1SAZ721201R1052 | ABB | 24-29A | Thermal | Nos. | None | Inventory | 24-29A TF42 Thermal overload relay, suitable for direct mounting on AF09 to AF38 contactors, Type TF42-29
357 | 29-35A TF42 Thermal overload relay, suitable for direct mounting on AF09 to AF38 contactors, Type TF42-35 | OLR | LV_Switchgear | 1SAZ721201R1053 | ABB | 29-35A | Thermal | Nos. | None | Inventory | 29-35A TF42 Thermal overload relay, suitable for direct mounting on AF09 to AF38 contactors, Type TF42-35
358 | 35-38A TF42 Thermal overload relay, suitable for direct mounting on AF09 to AF38 contactors, Type TF42-38 | OLR | LV_Switchgear | 1SAZ721201R1055 | ABB | 35-38A | Thermal | Nos. | None | Inventory | 35-38A TF42 Thermal overload relay, suitable for direct mounting on AF09 to AF38 contactors, Type TF42-38
359 | Separate mounting kit for TF65 Thermal overload relay, Type DB65 | OLR Accessories | LV_Switchgear | 1SAZ801901R1001 | ABB | 0 | Mounting kit | Nos. | None | Inventory | Separate mounting kit for TF65 Thermal overload relay, Type DB65
360 | 22-28A TF65 Thermal overload relay, suitable for direct mounting on AF40 / AF52 / AF65 contactors, Type TF65-28 | OLR | LV_Switchgear | 1SAZ811201R1001 | ABB | 22-28A | Thermal | Nos. | None | Inventory | 22-28A TF65 Thermal overload relay, suitable for direct mounting on AF40 / AF52 / AF65 contactors, Type TF65-28
361 | 25-33A TF65 Thermal overload relay, suitable for direct mounting on AF40 / AF52 / AF65 contactors, Type TF65-33 | OLR | LV_Switchgear | 1SAZ811201R1002 | ABB | 25-33A | Thermal | Nos. | None | Inventory | 25-33A TF65 Thermal overload relay, suitable for direct mounting on AF40 / AF52 / AF65 contactors, Type TF65-33
362 | 30-40A TF65 Thermal overload relay, suitable for direct mounting on AF40 / AF52 / AF65 contactors, Type TF65-40 | OLR | LV_Switchgear | 1SAZ811201R1003 | ABB | 30-40A | Thermal | Nos. | None | Inventory | 30-40A TF65 Thermal overload relay, suitable for direct mounting on AF40 / AF52 / AF65 contactors, Type TF65-40
363 | 36-47A TF65 Thermal overload relay, suitable for direct mounting on AF40 / AF52 / AF65 contactors, Type TF65-47 | OLR | LV_Switchgear | 1SAZ811201R1004 | ABB | 36-47A | Thermal | Nos. | None | Inventory | 36-47A TF65 Thermal overload relay, suitable for direct mounting on AF40 / AF52 / AF65 contactors, Type TF65-47
364 | 44-53A TF65 Thermal overload relay, suitable for direct mounting on AF40 / AF52 / AF65 contactors, Type TF65-53 | OLR | LV_Switchgear | 1SAZ811201R1005 | ABB | 44-53A | Thermal | Nos. | None | Inventory | 44-53A TF65 Thermal overload relay, suitable for direct mounting on AF40 / AF52 / AF65 contactors, Type TF65-53
365 | 50-60A TF65 Thermal overload relay, suitable for direct mounting on AF40 / AF52 / AF65 contactors, Type TF65-60 | OLR | LV_Switchgear | 1SAZ811201R1006 | ABB | 50-60A | Thermal | Nos. | None | Inventory | 50-60A TF65 Thermal overload relay, suitable for direct mounting on AF40 / AF52 / AF65 contactors, Type TF65-60
366 | 57-67A TF65 Thermal overload relay, suitable for direct mounting on AF40 / AF52 / AF65 contactors, Type TF65-67 | OLR | LV_Switchgear | 1SAZ811201R1007 | ABB | 57-67A | Thermal | Nos. | None | Inventory | 57-67A TF65 Thermal overload relay, suitable for direct mounting on AF40 / AF52 / AF65 contactors, Type TF65-67
367 | Separate mounting kit for TF96 Thermal overload relay, Type DB96 | OLR Accessories | LV_Switchgear | 1SAZ901901R1001 | ABB | 0 | Mounting kit | Nos. | None | Inventory | Separate mounting kit for TF96 Thermal overload relay, Type DB96
368 | 40-51A TF96 Thermal overload relay, suitable for direct mounting on AF80 / AF96 contactors, Type TF96-51 | OLR | LV_Switchgear | 1SAZ911201R1001 | ABB | 40-51A | Thermal | Nos. | None | Inventory | 40-51A TF96 Thermal overload relay, suitable for direct mounting on AF80 / AF96 contactors, Type TF96-51
369 | 48-60A TF96 Thermal overload relay, suitable for direct mounting on AF80 / AF96 contactors, Type TF96-60 | OLR | LV_Switchgear | 1SAZ911201R1002 | ABB | 48-60A | Thermal | Nos. | None | Inventory | 48-60A TF96 Thermal overload relay, suitable for direct mounting on AF80 / AF96 contactors, Type TF96-60
370 | 57-68A TF96 Thermal overload relay, suitable for direct mounting on AF80 / AF96 contactors, Type TF96-68 | OLR | LV_Switchgear | 1SAZ911201R1003 | ABB | 57-68A | Thermal | Nos. | None | Inventory | 57-68A TF96 Thermal overload relay, suitable for direct mounting on AF80 / AF96 contactors, Type TF96-68
371 | 65-78A TF96 Thermal overload relay, suitable for direct mounting on AF80 / AF96 contactors, Type TF96-78 | OLR | LV_Switchgear | 1SAZ911201R1004 | ABB | 65-78A | Thermal | Nos. | None | Inventory | 65-78A TF96 Thermal overload relay, suitable for direct mounting on AF80 / AF96 contactors, Type TF96-78
372 | 75-87A TF96 Thermal overload relay, suitable for direct mounting on AF80 / AF96 contactors, Type TF96-87 | OLR | LV_Switchgear | 1SAZ911201R1005 | ABB | 75-87A | Thermal | Nos. | None | Inventory | 75-87A TF96 Thermal overload relay, suitable for direct mounting on AF80 / AF96 contactors, Type TF96-87
373 | 84-96A TF96 Thermal overload relay, suitable for direct mounting on AF80 / AF96 contactors, Type TF96-96 | OLR | LV_Switchgear | 1SAZ911201R1006 | ABB | 84-96A | Thermal | Nos. | None | Inventory | 84-96A TF96 Thermal overload relay, suitable for direct mounting on AF80 / AF96 contactors, Type TF96-96
374 | Auxiliary contactor with 4NO + 4NC contacts, 48-130 AC/DC coil, Type NFZ44E-22 | Contactor | LV_Switchgear | 1SBH136001R2244 | ABB | 0 | NA | Nos. |  | Inventory | Auxiliary contactor with 4NO + 4NC contacts, 48-130 AC/DC coil, Type NFZ44E-22
375 | Auxiliary contactor with 2NO + 2NC contacts, 24-60V AC/DC coil, Type NF22E11 | Contactor | LV_Switchgear | 1SBH137001R1122 | ABB | 0 | NA | Nos. | None | Inventory | Auxiliary contactor with 2NO + 2NC contacts, 24-60V AC/DC coil, Type NF22E11
376 | Auxiliary contactor with 3NO + 1NC contacts, 24-60V AC/DC coil, Type NF31E11 | Contactor | LV_Switchgear | 1SBH137001R1131 | ABB | 0 | NA | Nos. | None | Inventory | Auxiliary contactor with 3NO + 1NC contacts, 24-60V AC/DC coil, Type NF31E11
377 | Auxiliary contactor with 4NO contacts, 24-60V AC/DC coil, Type NF40E11 | Contactor | LV_Switchgear | 1SBH137001R1140 | ABB | 0 | NA | Nos. | None | Inventory | Auxiliary contactor with 4NO contacts, 24-60V AC/DC coil, Type NF40E11
378 | Auxiliary contactor with 2NO + 2NC contacts, 48-130V AC/DC coil, Type NF22E12 | Contactor | LV_Switchgear | 1SBH137001R1222 | ABB | 0 | NA | Nos. | None | Inventory | Auxiliary contactor with 2NO + 2NC contacts, 48-130V AC/DC coil, Type NF22E12
379 | Auxiliary contactor with 3NO + 1NC contacts, 48-130V AC/DC coil, Type NF31E12 | Contactor | LV_Switchgear | 1SBH137001R1231 | ABB | 0 | NA | Nos. | None | Inventory | Auxiliary contactor with 3NO + 1NC contacts, 48-130V AC/DC coil, Type NF31E12
380 | Auxiliary contactor with 4NO contacts, 48-130V AC/DC coil, Type NF40E12 | Contactor | LV_Switchgear | 1SBH137001R1240 | ABB | 0 | NA | Nos. | None | Inventory | Auxiliary contactor with 4NO contacts, 48-130V AC/DC coil, Type NF40E12
381 | Auxiliary contactor with 2NO + 2NC contacts, 100-250V AC/DC coil, Type NF22E13 | Contactor | LV_Switchgear | 1SBH137001R1322 | ABB | 0 | NA | Nos. | None | Inventory | Auxiliary contactor with 2NO + 2NC contacts, 100-250V AC/DC coil, Type NF22E13
382 | Auxiliary contactor with 3NO + 1NC contacts, 100-250V AC/DC coil, Type NF31E13 | Contactor | LV_Switchgear | 1SBH137001R1331 | ABB | 0 | NA | Nos. | None | Inventory | Auxiliary contactor with 3NO + 1NC contacts, 100-250V AC/DC coil, Type NF31E13
383 | Auxiliary contactor with 4NO contacts, 100-250V AC/DC coil, Type NF40E13 | Contactor | LV_Switchgear | 1SBH137001R1340 | ABB | 0 | NA | Nos. | None | Inventory | Auxiliary contactor with 4NO contacts, 100-250V AC/DC coil, Type NF40E13
384 | Auxiliary contactor with 2NO + 2NC contacts, 250-500V AC/DC coil, Type NF22E14 | Contactor | LV_Switchgear | 1SBH137001R1422 | ABB | 0 | NA | Nos. | None | Inventory | Auxiliary contactor with 2NO + 2NC contacts, 250-500V AC/DC coil, Type NF22E14
385 | Auxiliary contactor with 3NO + 1NC contacts, 250-500V AC/DC coil, Type NF31E14 | Contactor | LV_Switchgear | 1SBH137001R1431 | ABB | 0 | NA | Nos. | None | Inventory | Auxiliary contactor with 3NO + 1NC contacts, 250-500V AC/DC coil, Type NF31E14
386 | Auxiliary contactor with 4NO contacts, 250-500V AC/DC coil, Type NF40E14 | Contactor | LV_Switchgear | 1SBH137001R1440 | ABB | 0 | NA | Nos. | None | Inventory | Auxiliary contactor with 4NO contacts, 250-500V AC/DC coil, Type NF40E14
1904 | EMERGENCY TRIP PUSH BUTTON , MUSHROOM HEAD RED COLORED STAY PUT TYPE , PRESS TO LOCK AND TURN TO RELEASE LOCKABLE TYPE, 1NO+1NC,30MM | PUSH BUTTON | SWITCHGEAR | 1SFA619500R1071 | ABB | _ | NA | Nos |  | Inventory | EMERGENCY TRIP PUSH BUTTON , MUSHROOM HEAD RED COLORED STAY PUT TYPE , PRESS TO LOCK AND TURN TO RELEASE LOCKABLE TYPE, 1NO+1NC,30MM
1905 | STAYPUT TYPE MUSHROOM HEAD (PRESS TO LOCK TURN TO RELEASE) FLUSH ACTUATOR - RED PUSH BUTTON, | LAMP | SWITCHGEAR | 1SFA619550R1041 | ABB | _ | NA | Nos | None | Inventory | STAYPUT TYPE MUSHROOM HEAD (PRESS TO LOCK TURN TO RELEASE) FLUSH ACTUATOR - RED PUSH BUTTON,
2058 | CR-M230AC2 Pluggable interface relay 2c/o, A1-A2=230VAC, 250V/12A~ | CRM | SWITCHGEAR | 1SVR405611R3000~ | ABB | - | - | Nos |  | Inventory | CR-M230AC2 Pluggable interface relay 2c/o, A1-A2=230VAC, 250V/12A~
2059 | RELAY 2 C/O (SPDT), 230V AC, 7A, TYPE-CR-MX230AC2L | CRM | SWITCHGEAR | 1SVR405631R3100 | ABB | - | - | Nos |  | Inventory | RELAY 2 C/O (SPDT), 230V AC, 7A, TYPE-CR-MX230AC2L
391 | Auxiliary contactor with 2NO + 2NC contacts, 24V DC coil, Type NL22E81 | Contactor | LV_Switchgear | 1SBH143001R8122 | ABB | 0 | NA | Nos. | None | Inventory | Auxiliary contactor with 2NO + 2NC contacts, 24V DC coil, Type NL22E81
392 | Auxiliary contactor with 3NO + 1NC contacts, 24V DC coil, Type NL31E81 | Contactor | LV_Switchgear | 1SBH143001R8131 | ABB | 0 | NA | Nos. | None | Inventory | Auxiliary contactor with 3NO + 1NC contacts, 24V DC coil, Type NL31E81
393 | Auxiliary contactor with 4NO contacts, 24V DC coil, Type NL40E81 | Contactor | LV_Switchgear | 1SBH143001R8140 | ABB | 0 | NA | Nos. | None | Inventory | Auxiliary contactor with 4NO contacts, 24V DC coil, Type NL40E81
394 | Auxiliary contactor with 2NO + 2NC contacts, 48V DC coil, Type NL22E83 | Contactor | LV_Switchgear | 1SBH143001R8322 | ABB | 0 | NA | Nos. | None | Inventory | Auxiliary contactor with 2NO + 2NC contacts, 48V DC coil, Type NL22E83
395 | Auxiliary contactor with 3NO + 1NC contacts, 48V DC coil, Type NL31E83 | Contactor | LV_Switchgear | 1SBH143001R8331 | ABB | 0 | NA | Nos. | None | Inventory | Auxiliary contactor with 3NO + 1NC contacts, 48V DC coil, Type NL31E83
396 | Auxiliary contactor with 4NO contacts, 48V DC coil, Type NL40E83 | Contactor | LV_Switchgear | 1SBH143001R8340 | ABB | 0 | NA | Nos. | None | Inventory | Auxiliary contactor with 4NO contacts, 48V DC coil, Type NL40E83
2060 | CR-M2SS STANDARD SOCKET FOR 2C/O CR-M RELAY | CRM | SWITCHGEAR | 1SVR405651R1000 | ABB | _ | NA | Nos |  | Inventory | CR-M2SS STANDARD SOCKET FOR 2C/O CR-M RELAY
2061 | RELAY BASE & HOLDER 2 C/O, TYPE-CR-M2SFB | CRM | SWITCHGEAR | 1SVR405651R1400 | ABB | - | - | Nos |  | Inventory | RELAY BASE & HOLDER 2 C/O, TYPE-CR-M2SFB
2062 | CR-M4SS, CRM BASE 4C/O | CRM | SWITCHGEAR | 1SVR405651R3000 | ABB | _ | NA | Nos |  | Inventory | CR-M4SS, CRM BASE 4C/O
2063 | CM-IWM.11 Insulation monitoring relay | CRM | SWITCHGEAR | 1SVR470670R1100 | ABB | - | - | Nos |  | Inventory | CM-IWM.11 Insulation monitoring relay
2066 | PHASE LOSS- AND UNDERVOLTAGE MONITORING RELAY CM-PBE, WIDTH 22.5MM, SINGLE- OR THREE PHASE, WITH NEUTRAL CONNECTION, MEASURING RANGE L1,L2,L3-N=220-240VAC, POWERED BY MEASURING CIRCUIT, 1 N/O (CLOSED CIRCUIT PRINCIPLE) | RELAY | SWITCHGEAR | 1SVR550881R9400 | ABB | _ | NA | Nos |  | Inventory | PHASE LOSS- AND UNDERVOLTAGE MONITORING RELAY CM-PBE, WIDTH 22.5MM, SINGLE- OR THREE PHASE, WITH NEUTRAL CONNECTION, MEASURING RANGE L1,L2,L3-N=220-240VAC, POWERED BY MEASURING CIRCUIT, 1 N/O (CLOSED CIRCUIT PRINCIPLE)
402 | Auxiliary contactor with 2NO + 2NC contacts, 240V DC coil, Type NL22E89 | Contactor | LV_Switchgear | 1SBH143001R8922 | ABB | 0 | NA | Nos. | None | Inventory | Auxiliary contactor with 2NO + 2NC contacts, 240V DC coil, Type NL22E89
2093 | DIGITAL MULTIFUNCTION METER CLASS-1 | METER | SWITCHGEAR | 1SYG207581R4051 | ABB | _ | NA | Nos |  | Inventory | DIGITAL MULTIFUNCTION METER CLASS-1
2094 | Multifunction Meter with Modbus RTU RS485 Class 0.5 (TYPE-M1M 30B-05 Modbus) | METER | SWITCHGEAR | 1SYG230185R4051 | ABB | _ | NA | Nos |  | Inventory | Multifunction Meter with Modbus RTU RS485 Class 0.5 (TYPE-M1M 30B-05 Modbus)
405 | Auxiliary contactor with 2NO + 2NC contacts, 240V AC coil, Type NX22E80 | Contactor | LV_Switchgear | 1SBH901074R8022 | ABB | 0 | NA | Nos. | None | Inventory | Auxiliary contactor with 2NO + 2NC contacts, 240V AC coil, Type NX22E80
406 | Auxiliary contactor with 3NO + 1NC contacts, 240V AC coil, Type NX31E80 | Contactor | LV_Switchgear | 1SBH901074R8031 | ABB | 0 | NA | Nos. | None | Inventory | Auxiliary contactor with 3NO + 1NC contacts, 240V AC coil, Type NX31E80
407 | Auxiliary contactor with 4NO contacts, 240V AC coil, Type NX40E80 | Contactor | LV_Switchgear | 1SBH901074R8040 | ABB | 0 | NA | Nos. | None | Inventory | Auxiliary contactor with 4NO contacts, 240V AC coil, Type NX40E80
408 | Auxiliary contactor with 2NO + 2NC contacts, 24V AC coil, Type NX22E81 | Contactor | LV_Switchgear | 1SBH901074R8122 | ABB | 0 | NA | Nos. | None | Inventory | Auxiliary contactor with 2NO + 2NC contacts, 24V AC coil, Type NX22E81
409 | Auxiliary contactor with 3NO + 1NC contacts, 24V AC coil, Type NX31E81 | Contactor | LV_Switchgear | 1SBH901074R8131 | ABB | 0 | NA | Nos. | None | Inventory | Auxiliary contactor with 3NO + 1NC contacts, 24V AC coil, Type NX31E81
410 | Auxiliary contactor with 4NO contacts, 24V AC coil, Type NX40E81 | Contactor | LV_Switchgear | 1SBH901074R8140 | ABB | 0 | NA | Nos. | None | Inventory | Auxiliary contactor with 4NO contacts, 24V AC coil, Type NX40E81
411 | Auxiliary contactor with 2NO + 2NC contacts, 110V AC coil, Type NX22E84 | Contactor | LV_Switchgear | 1SBH901074R8422 | ABB | 0 | NA | Nos. | None | Inventory | Auxiliary contactor with 2NO + 2NC contacts, 110V AC coil, Type NX22E84
412 | Auxiliary contactor with 3NO + 1NC contacts, 110V AC coil, Type NX31E84 | Contactor | LV_Switchgear | 1SBH901074R8431 | ABB | 0 | NA | Nos. | None | Inventory | Auxiliary contactor with 3NO + 1NC contacts, 110V AC coil, Type NX31E84
413 | Auxiliary contactor with 4NO contacts, 110V AC coil, Type NX40E84 | Contactor | LV_Switchgear | 1SBH901074R8440 | ABB | 0 | NA | Nos. | None | Inventory | Auxiliary contactor with 4NO contacts, 110V AC coil, Type NX40E84
414 | Auxiliary contactor with 2NO + 2NC contacts, 415V AC coil, Type NX22E86 | Contactor | LV_Switchgear | 1SBH901074R8622 | ABB | 0 | NA | Nos. | None | Inventory | Auxiliary contactor with 2NO + 2NC contacts, 415V AC coil, Type NX22E86
415 | Auxiliary contactor with 3NO + 1NC contacts, 415V AC coil, Type NX31E86 | Contactor | LV_Switchgear | 1SBH901074R8631 | ABB | 0 | NA | Nos. | None | Inventory | Auxiliary contactor with 3NO + 1NC contacts, 415V AC coil, Type NX31E86
416 | Auxiliary contactor with 4NO contacts, 415V AC coil, Type NX40E86 | Contactor | LV_Switchgear | 1SBH901074R8640 | ABB | 0 | NA | Nos. | None | Inventory | Auxiliary contactor with 4NO contacts, 415V AC coil, Type NX40E86
417 | 9A TP Power contactor for AC3 duty @415V AC with 1NC built-in auxiliary contacts, 24-60V AC/DC coil, Type AF09-30-0111 | Contactor | LV_Switchgear | 1SBL137001R1101 | ABB | 9A | NA | Nos. | None | Inventory | 9A TP Power contactor for AC3 duty @415V AC with 1NC built-in auxiliary contacts, 24-60V AC/DC coil, Type AF09-30-0111
418 | 9A TP Power contactor for AC3 duty @415V AC with 1NO built-in auxiliary contacts, 24-60V AC/DC coil, Type AF09-30-1011 | Contactor | LV_Switchgear | 1SBL137001R1110 | ABB | 9A | NA | Nos. | None | Inventory | 9A TP Power contactor for AC3 duty @415V AC with 1NO built-in auxiliary contacts, 24-60V AC/DC coil, Type AF09-30-1011
419 | 9A TP Power contactor for AC3 duty @415V AC with 1NC built-in auxiliary contacts, 48-130V AC/DC coil, Type AF09-30-0112 | Contactor | LV_Switchgear | 1SBL137001R1201 | ABB | 9A | NA | Nos. | None | Inventory | 9A TP Power contactor for AC3 duty @415V AC with 1NC built-in auxiliary contacts, 48-130V AC/DC coil, Type AF09-30-0112
420 | 9A TP Power contactor for AC3 duty @415V AC with 1NO built-in auxiliary contacts, 48-130V AC/DC coil, Type AF09-30-1012 | Contactor | LV_Switchgear | 1SBL137001R1210 | ABB | 9A | NA | Nos. | None | Inventory | 9A TP Power contactor for AC3 duty @415V AC with 1NO built-in auxiliary contacts, 48-130V AC/DC coil, Type AF09-30-1012
421 | 9A TP Power contactor for AC3 duty @415V AC with 1NC built-in auxiliary contacts, 100-250V AC/DC coil, Type AF09-30-0113 | Contactor | LV_Switchgear | 1SBL137001R1301 | ABB | 9A | NA | Nos. | None | Inventory | 9A TP Power contactor for AC3 duty @415V AC with 1NC built-in auxiliary contacts, 100-250V AC/DC coil, Type AF09-30-0113
422 | 9A TP Power contactor for AC3 duty @415V AC with 1NO built-in auxiliary contacts, 100-250V AC/DC coil, Type AF09-30-1013 | Contactor | LV_Switchgear | 1SBL137001R1310 | ABB | 9A | NA | Nos. | None | Inventory | 9A TP Power contactor for AC3 duty @415V AC with 1NO built-in auxiliary contacts, 100-250V AC/DC coil, Type AF09-30-1013
423 | 9A TP Power contactor for AC3 duty @415V AC with 1NC built-in auxiliary contacts, 250-500V AC/DC coil, Type AF09-30-0114 | Contactor | LV_Switchgear | 1SBL137001R1401 | ABB | 9A | NA | Nos. | None | Inventory | 9A TP Power contactor for AC3 duty @415V AC with 1NC built-in auxiliary contacts, 250-500V AC/DC coil, Type AF09-30-0114
424 | 9A TP Power contactor for AC3 duty @415V AC with 1NO built-in auxiliary contacts, 250-500V AC/DC coil, Type AF09-30-1014 | Contactor | LV_Switchgear | 1SBL137001R1410 | ABB | 9A | NA | Nos. | None | Inventory | 9A TP Power contactor for AC3 duty @415V AC with 1NO built-in auxiliary contacts, 250-500V AC/DC coil, Type AF09-30-1014
425 | 25A FP (4NO) Power contactor for AC1 duty without built-in auxiliary contacts, 24-60V AC/DC coil, Type AF09-40-0011 | Contactor | LV_Switchgear | 1SBL137201R1100 | ABB | 25A | NA | Nos. | None | Inventory | 25A FP (4NO) Power contactor for AC1 duty without built-in auxiliary contacts, 24-60V AC/DC coil, Type AF09-40-0011
426 | 25A FP (4NO) Power contactor for AC1 duty without built-in auxiliary contacts, 48-130V AC/DC coil, Type AF09-40-0012 | Contactor | LV_Switchgear | 1SBL137201R1200 | ABB | 25A | NA | Nos. | None | Inventory | 25A FP (4NO) Power contactor for AC1 duty without built-in auxiliary contacts, 48-130V AC/DC coil, Type AF09-40-0012
427 | 25A FP (4NO) Power contactor for AC1 duty without built-in auxiliary contacts, 100-250V AC/DC coil, Type AF09-40-0013 | Contactor | LV_Switchgear | 1SBL137201R1300 | ABB | 25A | NA | Nos. | None | Inventory | 25A FP (4NO) Power contactor for AC1 duty without built-in auxiliary contacts, 100-250V AC/DC coil, Type AF09-40-0013
428 | 25A FP (4NO) Power contactor for AC1 duty without built-in auxiliary contacts, 250-500V AC/DC coil, Type AF09-40-0014 | Contactor | LV_Switchgear | 1SBL137201R1400 | ABB | 25A | NA | Nos. | None | Inventory | 25A FP (4NO) Power contactor for AC1 duty without built-in auxiliary contacts, 250-500V AC/DC coil, Type AF09-40-0014
429 | 25A FP (2NO + 2NC) Power contactor for AC1 duty without built-in auxiliary contacts, 24-60V AC/DC coil, Type AF09-22-0011 | Contactor | LV_Switchgear | 1SBL137501R1100 | ABB | 25A | NA | Nos. | None | Inventory | 25A FP (2NO + 2NC) Power contactor for AC1 duty without built-in auxiliary contacts, 24-60V AC/DC coil, Type AF09-22-0011
430 | 25A FP (2NO + 2NC) Power contactor for AC1 duty without built-in auxiliary contacts, 48-130V AC/DC coil, Type AF09-22-0012 | Contactor | LV_Switchgear | 1SBL137501R1200 | ABB | 25A | NA | Nos. | None | Inventory | 25A FP (2NO + 2NC) Power contactor for AC1 duty without built-in auxiliary contacts, 48-130V AC/DC coil, Type AF09-22-0012
431 | 25A FP (2NO + 2NC) Power contactor for AC1 duty without built-in auxiliary contacts, 100-250V AC/DC coil, Type AF09-22-0013 | Contactor | LV_Switchgear | 1SBL137501R1300 | ABB | 25A | NA | Nos. | None | Inventory | 25A FP (2NO + 2NC) Power contactor for AC1 duty without built-in auxiliary contacts, 100-250V AC/DC coil, Type AF09-22-0013
432 | 25A FP (2NO + 2NC) Power contactor for AC1 duty without built-in auxiliary contacts, 250-500V AC/DC coil, Type AF09-22-0014 | Contactor | LV_Switchgear | 1SBL137501R1400 | ABB | 25A | NA | Nos. | None | Inventory | 25A FP (2NO + 2NC) Power contactor for AC1 duty without built-in auxiliary contacts, 250-500V AC/DC coil, Type AF09-22-0014
433 | 9A TP Power contactor for AC3 duty @415V AC with 1NC built-in auxiliary contacts, 240V AC coil, Type A09-30-0180 | Contactor | LV_Switchgear | 1SBL141001R8001 | ABB | 9A | NA | Nos. | None | Inventory | 9A TP Power contactor for AC3 duty @415V AC with 1NC built-in auxiliary contacts, 240V AC coil, Type A09-30-0180
434 | 9A TP Power contactor for AC3 duty @415V AC with 1NO built-in auxiliary contacts, 240V AC coil, Type A09-30-1080 | Contactor | LV_Switchgear | 1SBL141001R8010 | ABB | 9A | NA | Nos. | None | Inventory | 9A TP Power contactor for AC3 duty @415V AC with 1NO built-in auxiliary contacts, 240V AC coil, Type A09-30-1080
435 | 9A TP Power contactor for AC3 duty @415V AC with 1NC built-in auxiliary contacts, 24V AC coil, Type A09-30-0181 | Contactor | LV_Switchgear | 1SBL141001R8101 | ABB | 9A | NA | Nos. | None | Inventory | 9A TP Power contactor for AC3 duty @415V AC with 1NC built-in auxiliary contacts, 24V AC coil, Type A09-30-0181
436 | 9A TP Power contactor for AC3 duty @415V AC with 1NO built-in auxiliary contacts, 24V AC coil, Type A09-30-1081 | Contactor | LV_Switchgear | 1SBL141001R8110 | ABB | 9A | NA | Nos. | None | Inventory | 9A TP Power contactor for AC3 duty @415V AC with 1NO built-in auxiliary contacts, 24V AC coil, Type A09-30-1081
437 | 9A TP Power contactor for AC3 duty @415V AC with 1NC built-in auxiliary contacts, 110V AC coil, Type A09-30-0184 | Contactor | LV_Switchgear | 1SBL141001R8401 | ABB | 9A | NA | Nos. | None | Inventory | 9A TP Power contactor for AC3 duty @415V AC with 1NC built-in auxiliary contacts, 110V AC coil, Type A09-30-0184
438 | 9A TP Power contactor for AC3 duty @415V AC with 1NO built-in auxiliary contacts, 110V AC coil, Type A09-30-1084 | Contactor | LV_Switchgear | 1SBL141001R8410 | ABB | 9A | NA | Nos. | None | Inventory | 9A TP Power contactor for AC3 duty @415V AC with 1NO built-in auxiliary contacts, 110V AC coil, Type A09-30-1084
439 | 9A TP Power contactor for AC3 duty @415V AC with 1NC built-in auxiliary contacts, 415V AC coil, Type A09-30-0186 | Contactor | LV_Switchgear | 1SBL141001R8601 | ABB | 9A | NA | Nos. | None | Inventory | 9A TP Power contactor for AC3 duty @415V AC with 1NC built-in auxiliary contacts, 415V AC coil, Type A09-30-0186
440 | 9A TP Power contactor for AC3 duty @415V AC with 1NO built-in auxiliary contacts, 415V AC coil, Type A09-30-1086 | Contactor | LV_Switchgear | 1SBL141001R8610 | ABB | 9A | NA | Nos. | None | Inventory | 9A TP Power contactor for AC3 duty @415V AC with 1NO built-in auxiliary contacts, 415V AC coil, Type A09-30-1086
441 | 25A FP (4NO) Power contactor for AC1 duty without built-in auxiliary contacts, 240V AC coil, Type A09-40-0080 | Contactor | LV_Switchgear | 1SBL141201R8000 | ABB | 25A | NA | Nos. | None | Inventory | 25A FP (4NO) Power contactor for AC1 duty without built-in auxiliary contacts, 240V AC coil, Type A09-40-0080
442 | 25A FP (4NO) Power contactor for AC1 duty without built-in auxiliary contacts, 24V AC coil, Type A09-40-0081 | Contactor | LV_Switchgear | 1SBL141201R8100 | ABB | 25A | NA | Nos. | None | Inventory | 25A FP (4NO) Power contactor for AC1 duty without built-in auxiliary contacts, 24V AC coil, Type A09-40-0081
443 | 25A FP (4NO) Power contactor for AC1 duty without built-in auxiliary contacts, 110V AC coil, Type A09-40-0084 | Contactor | LV_Switchgear | 1SBL141201R8400 | ABB | 25A | NA | Nos. | None | Inventory | 25A FP (4NO) Power contactor for AC1 duty without built-in auxiliary contacts, 110V AC coil, Type A09-40-0084
444 | 25A FP (4NO) Power contactor for AC1 duty without built-in auxiliary contacts, 415V AC coil, Type A09-40-0086 | Contactor | LV_Switchgear | 1SBL141201R8600 | ABB | 25A | NA | Nos. | None | Inventory | 25A FP (4NO) Power contactor for AC1 duty without built-in auxiliary contacts, 415V AC coil, Type A09-40-0086
445 | 25A FP (2NO + 2NC) Power contactor for AC1 duty without built-in auxiliary contacts, 240V AC coil, Type A09-22-0080 | Contactor | LV_Switchgear | 1SBL141501R8000 | ABB | 25A | NA | Nos. | None | Inventory | 25A FP (2NO + 2NC) Power contactor for AC1 duty without built-in auxiliary contacts, 240V AC coil, Type A09-22-0080
446 | 25A FP (2NO + 2NC) Power contactor for AC1 duty without built-in auxiliary contacts, 24V AC coil, Type A09-22-0081 | Contactor | LV_Switchgear | 1SBL141501R8100 | ABB | 25A | NA | Nos. | None | Inventory | 25A FP (2NO + 2NC) Power contactor for AC1 duty without built-in auxiliary contacts, 24V AC coil, Type A09-22-0081
447 | 25A FP (2NO + 2NC) Power contactor for AC1 duty without built-in auxiliary contacts, 110V AC coil, Type A09-22-0084 | Contactor | LV_Switchgear | 1SBL141501R8400 | ABB | 25A | NA | Nos. | None | Inventory | 25A FP (2NO + 2NC) Power contactor for AC1 duty without built-in auxiliary contacts, 110V AC coil, Type A09-22-0084
448 | 25A FP (2NO + 2NC) Power contactor for AC1 duty without built-in auxiliary contacts, 415V AC coil, Type A09-22-0086 | Contactor | LV_Switchgear | 1SBL141501R8600 | ABB | 25A | NA | Nos. | None | Inventory | 25A FP (2NO + 2NC) Power contactor for AC1 duty without built-in auxiliary contacts, 415V AC coil, Type A09-22-0086
449 | 9A TP Power contactor for AC3 duty @415V AC with 1NC built-in auxiliary contacts, 24V DC coil, Type AL9-30-0181 | Contactor | LV_Switchgear | 1SBL143001R8101 | ABB | 9A | NA | Nos. | None | Inventory | 9A TP Power contactor for AC3 duty @415V AC with 1NC built-in auxiliary contacts, 24V DC coil, Type AL9-30-0181
450 | 9A TP Power contactor for AC3 duty @415V AC with 1NO built-in auxiliary contacts, 24V DC coil, Type AL9-30-1081 | Contactor | LV_Switchgear | 1SBL143001R8110 | ABB | 9A | NA | Nos. | None | Inventory | 9A TP Power contactor for AC3 duty @415V AC with 1NO built-in auxiliary contacts, 24V DC coil, Type AL9-30-1081
451 | 9A TP Power contactor for AC3 duty @415V AC with 1NC built-in auxiliary contacts, 110V DC coil, Type AL9-30-0186 | Contactor | LV_Switchgear | 1SBL143001R8601 | ABB | 9A | NA | Nos. | None | Inventory | 9A TP Power contactor for AC3 duty @415V AC with 1NC built-in auxiliary contacts, 110V DC coil, Type AL9-30-0186
452 | 9A TP Power contactor for AC3 duty @415V AC with 1NO built-in auxiliary contacts, 110V DC coil, Type AL9-30-1086 | Contactor | LV_Switchgear | 1SBL143001R8610 | ABB | 9A | NA | Nos. | None | Inventory | 9A TP Power contactor for AC3 duty @415V AC with 1NO built-in auxiliary contacts, 110V DC coil, Type AL9-30-1086
453 | 9A TP Power contactor for AC3 duty @415V AC with 1NC built-in auxiliary contacts, 240V DC coil, Type AL9-30-0189 | Contactor | LV_Switchgear | 1SBL143001R8901 | ABB | 9A | NA | Nos. | None | Inventory | 9A TP Power contactor for AC3 duty @415V AC with 1NC built-in auxiliary contacts, 240V DC coil, Type AL9-30-0189
454 | 9A TP Power contactor for AC3 duty @415V AC with 1NO built-in auxiliary contacts, 240V DC coil, Type AL9-30-1089 | Contactor | LV_Switchgear | 1SBL143001R8910 | ABB | 9A | NA | Nos. | None | Inventory | 9A TP Power contactor for AC3 duty @415V AC with 1NO built-in auxiliary contacts, 240V DC coil, Type AL9-30-1089
455 | 12A TP Power contactor for AC3 duty @415V AC with 1NC built-in auxiliary contacts, 24-60V AC/DC coil, Type AF12-30-0111 | Contactor | LV_Switchgear | 1SBL157001R1101 | ABB | 12A | NA | Nos. | None | Inventory | 12A TP Power contactor for AC3 duty @415V AC with 1NC built-in auxiliary contacts, 24-60V AC/DC coil, Type AF12-30-0111
456 | 12A TP Power contactor for AC3 duty @415V AC with 1NO built-in auxiliary contacts, 24-60V AC/DC coil, Type AF12-30-1011 | Contactor | LV_Switchgear | 1SBL157001R1110 | ABB | 12A | NA | Nos. | None | Inventory | 12A TP Power contactor for AC3 duty @415V AC with 1NO built-in auxiliary contacts, 24-60V AC/DC coil, Type AF12-30-1011
457 | 12A TP Power contactor for AC3 duty @415V AC with 1NC built-in auxiliary contacts, 48-130V AC/DC coil, Type AF12-30-0112 | Contactor | LV_Switchgear | 1SBL157001R1201 | ABB | 12A | NA | Nos. | None | Inventory | 12A TP Power contactor for AC3 duty @415V AC with 1NC built-in auxiliary contacts, 48-130V AC/DC coil, Type AF12-30-0112
458 | 12A TP Power contactor for AC3 duty @415V AC with 1NO built-in auxiliary contacts, 48-130V AC/DC coil, Type AF12-30-1012 | Contactor | LV_Switchgear | 1SBL157001R1210 | ABB | 12A | NA | Nos. | None | Inventory | 12A TP Power contactor for AC3 duty @415V AC with 1NO built-in auxiliary contacts, 48-130V AC/DC coil, Type AF12-30-1012
459 | 12A TP Power contactor for AC3 duty @415V AC with 1NC built-in auxiliary contacts, 100-250V AC/DC coil, Type AF12-30-0113 | Contactor | LV_Switchgear | 1SBL157001R1301 | ABB | 12A | NA | Nos. | None | Inventory | 12A TP Power contactor for AC3 duty @415V AC with 1NC built-in auxiliary contacts, 100-250V AC/DC coil, Type AF12-30-0113
460 | 12A TP Power contactor for AC3 duty @415V AC with 1NO built-in auxiliary contacts, 100-250V AC/DC coil, Type AF12-30-1013 | Contactor | LV_Switchgear | 1SBL157001R1310 | ABB | 12A | NA | Nos. | None | Inventory | 12A TP Power contactor for AC3 duty @415V AC with 1NO built-in auxiliary contacts, 100-250V AC/DC coil, Type AF12-30-1013
461 | 12A TP Power contactor for AC3 duty @415V AC with 1NC built-in auxiliary contacts, 250-500V AC/DC coil, Type AF12-30-0114 | Contactor | LV_Switchgear | 1SBL157001R1401 | ABB | 12A | NA | Nos. | None | Inventory | 12A TP Power contactor for AC3 duty @415V AC with 1NC built-in auxiliary contacts, 250-500V AC/DC coil, Type AF12-30-0114
462 | 12A TP Power contactor for AC3 duty @415V AC with 1NO built-in auxiliary contacts, 250-500V AC/DC coil, Type AF12-30-1014 | Contactor | LV_Switchgear | 1SBL157001R1410 | ABB | 12A | NA | Nos. | None | Inventory | 12A TP Power contactor for AC3 duty @415V AC with 1NO built-in auxiliary contacts, 250-500V AC/DC coil, Type AF12-30-1014
463 | 12A TP Power contactor for AC3 duty @415V AC with 1NC built-in auxiliary contacts, 240V AC coil, Type A12-30-0180 | Contactor | LV_Switchgear | 1SBL161001R8001 | ABB | 12A | NA | Nos. | None | Inventory | 12A TP Power contactor for AC3 duty @415V AC with 1NC built-in auxiliary contacts, 240V AC coil, Type A12-30-0180
464 | 12A TP Power contactor for AC3 duty @415V AC with 1NO built-in auxiliary contacts, 240V AC coil, Type A12-30-1080 | Contactor | LV_Switchgear | 1SBL161001R8010 | ABB | 12A | NA | Nos. | None | Inventory | 12A TP Power contactor for AC3 duty @415V AC with 1NO built-in auxiliary contacts, 240V AC coil, Type A12-30-1080
465 | 12A TP Power contactor for AC3 duty @415V AC with 1NC built-in auxiliary contacts, 24V AC coil, Type A12-30-0181 | Contactor | LV_Switchgear | 1SBL161001R8101 | ABB | 12A | NA | Nos. | None | Inventory | 12A TP Power contactor for AC3 duty @415V AC with 1NC built-in auxiliary contacts, 24V AC coil, Type A12-30-0181
466 | 12A TP Power contactor for AC3 duty @415V AC with 1NO built-in auxiliary contacts, 24V AC coil, Type A12-30-1081 | Contactor | LV_Switchgear | 1SBL161001R8110 | ABB | 12A | NA | Nos. | None | Inventory | 12A TP Power contactor for AC3 duty @415V AC with 1NO built-in auxiliary contacts, 24V AC coil, Type A12-30-1081
467 | 12A TP Power contactor for AC3 duty @415V AC with 1NC built-in auxiliary contacts, 110V AC coil, Type A12-30-0184 | Contactor | LV_Switchgear | 1SBL161001R8401 | ABB | 12A | NA | Nos. | None | Inventory | 12A TP Power contactor for AC3 duty @415V AC with 1NC built-in auxiliary contacts, 110V AC coil, Type A12-30-0184
468 | 12A TP Power contactor for AC3 duty @415V AC with 1NO built-in auxiliary contacts, 110V AC coil, Type A12-30-1084 | Contactor | LV_Switchgear | 1SBL161001R8410 | ABB | 12A | NA | Nos. | None | Inventory | 12A TP Power contactor for AC3 duty @415V AC with 1NO built-in auxiliary contacts, 110V AC coil, Type A12-30-1084
469 | 12A TP Power contactor for AC3 duty @415V AC with 1NC built-in auxiliary contacts, 415V AC coil, Type A12-30-0186 | Contactor | LV_Switchgear | 1SBL161001R8601 | ABB | 12A | NA | Nos. | None | Inventory | 12A TP Power contactor for AC3 duty @415V AC with 1NC built-in auxiliary contacts, 415V AC coil, Type A12-30-0186
470 | 12A TP Power contactor for AC3 duty @415V AC with 1NO built-in auxiliary contacts, 415V AC coil, Type A12-30-1086 | Contactor | LV_Switchgear | 1SBL161001R8610 | ABB | 12A | NA | Nos. | None | Inventory | 12A TP Power contactor for AC3 duty @415V AC with 1NO built-in auxiliary contacts, 415V AC coil, Type A12-30-1086
471 | 12A TP Power contactor for AC3 duty @415V AC with 1NC built-in auxiliary contacts, 24V DC coil, Type AL12-30-0181 | Contactor | LV_Switchgear | 1SBL163001R8101 | ABB | 12A | NA | Nos. | None | Inventory | 12A TP Power contactor for AC3 duty @415V AC with 1NC built-in auxiliary contacts, 24V DC coil, Type AL12-30-0181
472 | 12A TP Power contactor for AC3 duty @415V AC with 1NO built-in auxiliary contacts, 24V DC coil, Type AL12-30-1081 | Contactor | LV_Switchgear | 1SBL163001R8110 | ABB | 12A | NA | Nos. | None | Inventory | 12A TP Power contactor for AC3 duty @415V AC with 1NO built-in auxiliary contacts, 24V DC coil, Type AL12-30-1081
473 | 12A TP Power contactor for AC3 duty @415V AC with 1NC built-in auxiliary contacts, 110V DC coil, Type AL12-30-0186 | Contactor | LV_Switchgear | 1SBL163001R8601 | ABB | 12A | NA | Nos. | None | Inventory | 12A TP Power contactor for AC3 duty @415V AC with 1NC built-in auxiliary contacts, 110V DC coil, Type AL12-30-0186
474 | 12A TP Power contactor for AC3 duty @415V AC with 1NO built-in auxiliary contacts, 110V DC coil, Type AL12-30-1086 | Contactor | LV_Switchgear | 1SBL163001R8610 | ABB | 12A | NA | Nos. | None | Inventory | 12A TP Power contactor for AC3 duty @415V AC with 1NO built-in auxiliary contacts, 110V DC coil, Type AL12-30-1086
475 | 12A TP Power contactor for AC3 duty @415V AC with 1NC built-in auxiliary contacts, 240V DC coil, Type AL12-30-0189 | Contactor | LV_Switchgear | 1SBL163001R8901 | ABB | 12A | NA | Nos. | None | Inventory | 12A TP Power contactor for AC3 duty @415V AC with 1NC built-in auxiliary contacts, 240V DC coil, Type AL12-30-0189
476 | 12A TP Power contactor for AC3 duty @415V AC with 1NO built-in auxiliary contacts, 240V DC coil, Type AL12-30-1089 | Contactor | LV_Switchgear | 1SBL163001R8910 | ABB | 12A | NA | Nos. | None | Inventory | 12A TP Power contactor for AC3 duty @415V AC with 1NO built-in auxiliary contacts, 240V DC coil, Type AL12-30-1089
477 | 18A TP Power contactor for AC3 duty @415V AC with 1NC built-in auxiliary contacts, 24-60V AC/DC coil, Type AF16-30-0111 | Contactor | LV_Switchgear | 1SBL177001R1101 | ABB | 18A | NA | Nos. | None | Inventory | 18A TP Power contactor for AC3 duty @415V AC with 1NC built-in auxiliary contacts, 24-60V AC/DC coil, Type AF16-30-0111
478 | 18A TP Power contactor for AC3 duty @415V AC with 1NO built-in auxiliary contacts, 24-60V AC/DC coil, Type AF16-30-1011 | Contactor | LV_Switchgear | 1SBL177001R1110 | ABB | 18A | NA | Nos. | None | Inventory | 18A TP Power contactor for AC3 duty @415V AC with 1NO built-in auxiliary contacts, 24-60V AC/DC coil, Type AF16-30-1011
479 | 18A TP Power contactor for AC3 duty @415V AC with 1NC built-in auxiliary contacts, 48-130V AC/DC coil, Type AF16-30-0112 | Contactor | LV_Switchgear | 1SBL177001R1201 | ABB | 18A | NA | Nos. | None | Inventory | 18A TP Power contactor for AC3 duty @415V AC with 1NC built-in auxiliary contacts, 48-130V AC/DC coil, Type AF16-30-0112
480 | 18A TP Power contactor for AC3 duty @415V AC with 1NO built-in auxiliary contacts, 48-130V AC/DC coil, Type AF16-30-1012 | Contactor | LV_Switchgear | 1SBL177001R1210 | ABB | 18A | NA | Nos. | None | Inventory | 18A TP Power contactor for AC3 duty @415V AC with 1NO built-in auxiliary contacts, 48-130V AC/DC coil, Type AF16-30-1012
481 | 18A TP Power contactor for AC3 duty @415V AC with 1NC built-in auxiliary contacts, 100-250V AC/DC coil, Type AF16-30-0113 | Contactor | LV_Switchgear | 1SBL177001R1301 | ABB | 18A | NA | Nos. | None | Inventory | 18A TP Power contactor for AC3 duty @415V AC with 1NC built-in auxiliary contacts, 100-250V AC/DC coil, Type AF16-30-0113
482 | 18A TP Power contactor for AC3 duty @415V AC with 1NO built-in auxiliary contacts, 100-250V AC/DC coil, Type AF16-30-1013 | Contactor | LV_Switchgear | 1SBL177001R1310 | ABB | 18A | NA | Nos. | None | Inventory | 18A TP Power contactor for AC3 duty @415V AC with 1NO built-in auxiliary contacts, 100-250V AC/DC coil, Type AF16-30-1013
483 | 18A TP Power contactor for AC3 duty @415V AC with 1NC built-in auxiliary contacts, 250-500V AC/DC coil, Type AF16-30-0114 | Contactor | LV_Switchgear | 1SBL177001R1401 | ABB | 18A | NA | Nos. | None | Inventory | 18A TP Power contactor for AC3 duty @415V AC with 1NC built-in auxiliary contacts, 250-500V AC/DC coil, Type AF16-30-0114
484 | 18A TP Power contactor for AC3 duty @415V AC with 1NO built-in auxiliary contacts, 250-500V AC/DC coil, Type AF16-30-1014 | Contactor | LV_Switchgear | 1SBL177001R1410 | ABB | 18A | NA | Nos. | None | Inventory | 18A TP Power contactor for AC3 duty @415V AC with 1NO built-in auxiliary contacts, 250-500V AC/DC coil, Type AF16-30-1014
485 | 30A FP (4NO) Power contactor for AC1 duty without built-in auxiliary contacts, 24-60V AC/DC coil, Type AF16-40-0011 | Contactor | LV_Switchgear | 1SBL177201R1100 | ABB | 30A | NA | Nos. | None | Inventory | 30A FP (4NO) Power contactor for AC1 duty without built-in auxiliary contacts, 24-60V AC/DC coil, Type AF16-40-0011
486 | 30A FP (4NO) Power contactor for AC1 duty without built-in auxiliary contacts, 48-130V AC/DC coil, Type AF16-40-0012 | Contactor | LV_Switchgear | 1SBL177201R1200 | ABB | 30A | NA | Nos. | None | Inventory | 30A FP (4NO) Power contactor for AC1 duty without built-in auxiliary contacts, 48-130V AC/DC coil, Type AF16-40-0012
487 | 30A FP (4NO) Power contactor for AC1 duty without built-in auxiliary contacts, 100-250V AC/DC coil, Type AF16-40-0013 | Contactor | LV_Switchgear | 1SBL177201R1300 | ABB | 30A | NA | Nos. | None | Inventory | 30A FP (4NO) Power contactor for AC1 duty without built-in auxiliary contacts, 100-250V AC/DC coil, Type AF16-40-0013
488 | 30A FP (4NO) Power contactor for AC1 duty without built-in auxiliary contacts, 250-500V AC/DC coil, Type AF16-40-0014 | Contactor | LV_Switchgear | 1SBL177201R1400 | ABB | 30A | NA | Nos. | None | Inventory | 30A FP (4NO) Power contactor for AC1 duty without built-in auxiliary contacts, 250-500V AC/DC coil, Type AF16-40-0014
489 | 30A FP (2NO + 2NC) Power contactor for AC1 duty without built-in auxiliary contacts, 24-60V AC/DC coil, Type AF16-22-0011 | Contactor | LV_Switchgear | 1SBL177501R1100 | ABB | 30A | NA | Nos. | None | Inventory | 30A FP (2NO + 2NC) Power contactor for AC1 duty without built-in auxiliary contacts, 24-60V AC/DC coil, Type AF16-22-0011
490 | 30A FP (2NO + 2NC) Power contactor for AC1 duty without built-in auxiliary contacts, 48-130V AC/DC coil, Type AF16-22-0012 | Contactor | LV_Switchgear | 1SBL177501R1200 | ABB | 30A | NA | Nos. | None | Inventory | 30A FP (2NO + 2NC) Power contactor for AC1 duty without built-in auxiliary contacts, 48-130V AC/DC coil, Type AF16-22-0012
491 | 30A FP (2NO + 2NC) Power contactor for AC1 duty without built-in auxiliary contacts, 100-250V AC/DC coil, Type AF16-22-0013 | Contactor | LV_Switchgear | 1SBL177501R1300 | ABB | 30A | NA | Nos. | None | Inventory | 30A FP (2NO + 2NC) Power contactor for AC1 duty without built-in auxiliary contacts, 100-250V AC/DC coil, Type AF16-22-0013
492 | 30A FP (2NO + 2NC) Power contactor for AC1 duty without built-in auxiliary contacts, 250-500V AC/DC coil, Type AF16-22-0014 | Contactor | LV_Switchgear | 1SBL177501R1400 | ABB | 30A | NA | Nos. | None | Inventory | 30A FP (2NO + 2NC) Power contactor for AC1 duty without built-in auxiliary contacts, 250-500V AC/DC coil, Type AF16-22-0014
493 | 17A TP Power contactor for AC3 duty @415V AC with 1NC built-in auxiliary contacts, 240V AC coil, Type A16-30-0180 | Contactor | LV_Switchgear | 1SBL181001R8001 | ABB | 17A | NA | Nos. | None | Inventory | 17A TP Power contactor for AC3 duty @415V AC with 1NC built-in auxiliary contacts, 240V AC coil, Type A16-30-0180
494 | 17A TP Power contactor for AC3 duty @415V AC with 1NO built-in auxiliary contacts, 240V AC coil, Type A16-30-1080 | Contactor | LV_Switchgear | 1SBL181001R8010 | ABB | 17A | NA | Nos. | None | Inventory | 17A TP Power contactor for AC3 duty @415V AC with 1NO built-in auxiliary contacts, 240V AC coil, Type A16-30-1080
495 | 17A TP Power contactor for AC3 duty @415V AC with 1NC built-in auxiliary contacts, 24V AC coil, Type A16-30-0181 | Contactor | LV_Switchgear | 1SBL181001R8101 | ABB | 17A | NA | Nos. | None | Inventory | 17A TP Power contactor for AC3 duty @415V AC with 1NC built-in auxiliary contacts, 24V AC coil, Type A16-30-0181
496 | 17A TP Power contactor for AC3 duty @415V AC with 1NO built-in auxiliary contacts, 24V AC coil, Type A16-30-1081 | Contactor | LV_Switchgear | 1SBL181001R8110 | ABB | 17A | NA | Nos. | None | Inventory | 17A TP Power contactor for AC3 duty @415V AC with 1NO built-in auxiliary contacts, 24V AC coil, Type A16-30-1081
497 | 17A TP Power contactor for AC3 duty @415V AC with 1NC built-in auxiliary contacts, 110V AC coil, Type A16-30-0184 | Contactor | LV_Switchgear | 1SBL181001R8401 | ABB | 17A | NA | Nos. | None | Inventory | 17A TP Power contactor for AC3 duty @415V AC with 1NC built-in auxiliary contacts, 110V AC coil, Type A16-30-0184
498 | 17A TP Power contactor for AC3 duty @415V AC with 1NO built-in auxiliary contacts, 110V AC coil, Type A16-30-1084 | Contactor | LV_Switchgear | 1SBL181001R8410 | ABB | 17A | NA | Nos. | None | Inventory | 17A TP Power contactor for AC3 duty @415V AC with 1NO built-in auxiliary contacts, 110V AC coil, Type A16-30-1084
499 | 17A TP Power contactor for AC3 duty @415V AC with 1NC built-in auxiliary contacts, 415V AC coil, Type A16-30-0186 | Contactor | LV_Switchgear | 1SBL181001R8601 | ABB | 17A | NA | Nos. | None | Inventory | 17A TP Power contactor for AC3 duty @415V AC with 1NC built-in auxiliary contacts, 415V AC coil, Type A16-30-0186
500 | 17A TP Power contactor for AC3 duty @415V AC with 1NO built-in auxiliary contacts, 415V AC coil, Type A16-30-1086 | Contactor | LV_Switchgear | 1SBL181001R8610 | ABB | 17A | NA | Nos. | None | Inventory | 17A TP Power contactor for AC3 duty @415V AC with 1NO built-in auxiliary contacts, 415V AC coil, Type A16-30-1086
501 | 12.5kVAr @415V AC, TP Capacitor duty contactor with in-built damping resistor & with 1NO built-in auxiliary contacts, 240V AC coil, Type UA16-30-10RA80 | Contactor | LV_Switchgear | 1SBL181024R8010 | ABB | 12.5kVAr | NA | Nos. | None | Inventory | 12.5kVAr @415V AC, TP Capacitor duty contactor with in-built damping resistor & with 1NO built-in auxiliary contacts, 240V AC coil, Type UA16-30-10RA80
502 | 12.5kVAr @415V AC, TP Capacitor duty contactor with in-built damping resistor & with 1NO built-in auxiliary contacts, 24V AC coil, Type UA16-30-10RA81 | Contactor | LV_Switchgear | 1SBL181024R8110 | ABB | 12.5kVAr | NA | Nos. | None | Inventory | 12.5kVAr @415V AC, TP Capacitor duty contactor with in-built damping resistor & with 1NO built-in auxiliary contacts, 24V AC coil, Type UA16-30-10RA81
503 | 12.5kVAr @415V AC, TP Capacitor duty contactor with in-built damping resistor & with 1NO built-in auxiliary contacts, 110V AC coil, Type UA16-30-10RA84 | Contactor | LV_Switchgear | 1SBL181024R8410 | ABB | 12.5kVAr | NA | Nos. | None | Inventory | 12.5kVAr @415V AC, TP Capacitor duty contactor with in-built damping resistor & with 1NO built-in auxiliary contacts, 110V AC coil, Type UA16-30-10RA84
504 | 12.5kVAr @415V AC, TP Capacitor duty contactor with in-built damping resistor & with 1NO built-in auxiliary contacts, 415V AC coil, Type UA16-30-10RA86 | Contactor | LV_Switchgear | 1SBL181024R8610 | ABB | 12.5kVAr | NA | Nos. | None | Inventory | 12.5kVAr @415V AC, TP Capacitor duty contactor with in-built damping resistor & with 1NO built-in auxiliary contacts, 415V AC coil, Type UA16-30-10RA86
505 | 30A FP (4NO) Power contactor for AC1 duty without built-in auxiliary contacts, 240V AC coil, Type A16-40-0080 | Contactor | LV_Switchgear | 1SBL181201R8000 | ABB | 30A | NA | Nos. | None | Inventory | 30A FP (4NO) Power contactor for AC1 duty without built-in auxiliary contacts, 240V AC coil, Type A16-40-0080
506 | 30A FP (4NO) Power contactor for AC1 duty without built-in auxiliary contacts, 24V AC coil, Type A16-40-0081 | Contactor | LV_Switchgear | 1SBL181201R8100 | ABB | 30A | NA | Nos. | None | Inventory | 30A FP (4NO) Power contactor for AC1 duty without built-in auxiliary contacts, 24V AC coil, Type A16-40-0081
507 | 30A FP (4NO) Power contactor for AC1 duty without built-in auxiliary contacts, 110V AC coil, Type A16-40-0084 | Contactor | LV_Switchgear | 1SBL181201R8400 | ABB | 30A | NA | Nos. | None | Inventory | 30A FP (4NO) Power contactor for AC1 duty without built-in auxiliary contacts, 110V AC coil, Type A16-40-0084
508 | 30A FP (4NO) Power contactor for AC1 duty without built-in auxiliary contacts, 415V AC coil, Type A16-40-0086 | Contactor | LV_Switchgear | 1SBL181201R8600 | ABB | 30A | NA | Nos. | None | Inventory | 30A FP (4NO) Power contactor for AC1 duty without built-in auxiliary contacts, 415V AC coil, Type A16-40-0086
509 | 30A FP (2NO + 2NC) Power contactor for AC1 duty without built-in auxiliary contacts, 240V AC coil, Type A16-22-0080 | Contactor | LV_Switchgear | 1SBL181501R8000 | ABB | 30A | NA | Nos. | None | Inventory | 30A FP (2NO + 2NC) Power contactor for AC1 duty without built-in auxiliary contacts, 240V AC coil, Type A16-22-0080
510 | 30A FP (2NO + 2NC) Power contactor for AC1 duty without built-in auxiliary contacts, 24V AC coil, Type A16-22-0081 | Contactor | LV_Switchgear | 1SBL181501R8100 | ABB | 30A | NA | Nos. | None | Inventory | 30A FP (2NO + 2NC) Power contactor for AC1 duty without built-in auxiliary contacts, 24V AC coil, Type A16-22-0081
511 | 30A FP (2NO + 2NC) Power contactor for AC1 duty without built-in auxiliary contacts, 110V AC coil, Type A16-22-0084 | Contactor | LV_Switchgear | 1SBL181501R8400 | ABB | 30A | NA | Nos. | None | Inventory | 30A FP (2NO + 2NC) Power contactor for AC1 duty without built-in auxiliary contacts, 110V AC coil, Type A16-22-0084
512 | 30A FP (2NO + 2NC) Power contactor for AC1 duty without built-in auxiliary contacts, 415V AC coil, Type A16-22-0086 | Contactor | LV_Switchgear | 1SBL181501R8600 | ABB | 30A | NA | Nos. | None | Inventory | 30A FP (2NO + 2NC) Power contactor for AC1 duty without built-in auxiliary contacts, 415V AC coil, Type A16-22-0086
513 | 17A TP Power contactor for AC3 duty @415V AC with 1NC built-in auxiliary contacts, 24V DC coil, Type AL16-30-0181 | Contactor | LV_Switchgear | 1SBL183001R8101 | ABB | 17A | NA | Nos. | None | Inventory | 17A TP Power contactor for AC3 duty @415V AC with 1NC built-in auxiliary contacts, 24V DC coil, Type AL16-30-0181
2095 | DIGITAL MULTIFUNCTION METER CLASS-0.2, WITH MODBUS. | METER | SWITCHGEAR | 1SYG230295R4051 | ABB | _ | NA | Nos |  | Inventory | DIGITAL MULTIFUNCTION METER CLASS-0.2, WITH MODBUS.
515 | 17A TP Power contactor for AC3 duty @415V AC with 1NC built-in auxiliary contacts, 110V DC coil, Type AL16-30-0186 | Contactor | LV_Switchgear | 1SBL183001R8601 | ABB | 17A | NA | Nos. | None | Inventory | 17A TP Power contactor for AC3 duty @415V AC with 1NC built-in auxiliary contacts, 110V DC coil, Type AL16-30-0186
516 | 17A TP Power contactor for AC3 duty @415V AC with 1NO built-in auxiliary contacts, 110V DC coil, Type AL16-30-1086 | Contactor | LV_Switchgear | 1SBL183001R8610 | ABB | 17A | NA | Nos. | None | Inventory | 17A TP Power contactor for AC3 duty @415V AC with 1NO built-in auxiliary contacts, 110V DC coil, Type AL16-30-1086
517 | 17A TP Power contactor for AC3 duty @415V AC with 1NC built-in auxiliary contacts, 240V DC coil, Type AL16-30-0189 | Contactor | LV_Switchgear | 1SBL183001R8901 | ABB | 17A | NA | Nos. | None | Inventory | 17A TP Power contactor for AC3 duty @415V AC with 1NC built-in auxiliary contacts, 240V DC coil, Type AL16-30-0189
518 | 17A TP Power contactor for AC3 duty @415V AC with 1NO built-in auxiliary contacts, 240V DC coil, Type AL16-30-1089 | Contactor | LV_Switchgear | 1SBL183001R8910 | ABB | 17A | NA | Nos. | None | Inventory | 17A TP Power contactor for AC3 duty @415V AC with 1NO built-in auxiliary contacts, 240V DC coil, Type AL16-30-1089
519 | 26A TP Power contactor for AC3 duty @415V AC without built-in auxiliary contacts, 24-60V AC/DC coil, Type AF26-30-0011 | Contactor | LV_Switchgear | 1SBL237001R1100 | ABB | 26A | NA | Nos. | None | Inventory | 26A TP Power contactor for AC3 duty @415V AC without built-in auxiliary contacts, 24-60V AC/DC coil, Type AF26-30-0011
520 | 26A TP Power contactor for AC3 duty @415V AC without built-in auxiliary contacts, 48-130V AC/DC coil, Type AF26-30-0012 | Contactor | LV_Switchgear | 1SBL237001R1200 | ABB | 26A | NA | Nos. | None | Inventory | 26A TP Power contactor for AC3 duty @415V AC without built-in auxiliary contacts, 48-130V AC/DC coil, Type AF26-30-0012
521 | 26A TP Power contactor for AC3 duty @415V AC without built-in auxiliary contacts, 100-250V AC/DC coil, Type AF26-30-0013 | Contactor | LV_Switchgear | 1SBL237001R1300 | ABB | 26A | NA | Nos. | None | Inventory | 26A TP Power contactor for AC3 duty @415V AC without built-in auxiliary contacts, 100-250V AC/DC coil, Type AF26-30-0013
522 | 26A TP Power contactor for AC3 duty @415V AC without built-in auxiliary contacts, 250-500V AC/DC coil, Type AF26-30-0014 | Contactor | LV_Switchgear | 1SBL237001R1400 | ABB | 26A | NA | Nos. | None | Inventory | 26A TP Power contactor for AC3 duty @415V AC without built-in auxiliary contacts, 250-500V AC/DC coil, Type AF26-30-0014
523 | 45A FP (4NO) Power contactor for AC1 duty without built-in auxiliary contacts, 24-60V AC/DC coil, Type AF26-40-0011 | Contactor | LV_Switchgear | 1SBL237201R1100 | ABB | 45A | NA | Nos. | None | Inventory | 45A FP (4NO) Power contactor for AC1 duty without built-in auxiliary contacts, 24-60V AC/DC coil, Type AF26-40-0011
524 | 45A FP (4NO) Power contactor for AC1 duty without built-in auxiliary contacts, 48-130V AC/DC coil, Type AF26-40-0012 | Contactor | LV_Switchgear | 1SBL237201R1200 | ABB | 45A | NA | Nos. | None | Inventory | 45A FP (4NO) Power contactor for AC1 duty without built-in auxiliary contacts, 48-130V AC/DC coil, Type AF26-40-0012
525 | 45A FP (4NO) Power contactor for AC1 duty without built-in auxiliary contacts, 100-250V AC/DC coil, Type AF26-40-0013 | Contactor | LV_Switchgear | 1SBL237201R1300 | ABB | 45A | NA | Nos. | None | Inventory | 45A FP (4NO) Power contactor for AC1 duty without built-in auxiliary contacts, 100-250V AC/DC coil, Type AF26-40-0013
526 | 45A FP (4NO) Power contactor for AC1 duty without built-in auxiliary contacts, 250-500V AC/DC coil, Type AF26-40-0014 | Contactor | LV_Switchgear | 1SBL237201R1400 | ABB | 45A | NA | Nos. | None | Inventory | 45A FP (4NO) Power contactor for AC1 duty without built-in auxiliary contacts, 250-500V AC/DC coil, Type AF26-40-0014
527 | 45A FP (2NO + 2NC) Power contactor for AC1 duty without built-in auxiliary contacts, 24-60V AC/DC coil, Type AF26-22-0011 | Contactor | LV_Switchgear | 1SBL237501R1100 | ABB | 45A | NA | Nos. | None | Inventory | 45A FP (2NO + 2NC) Power contactor for AC1 duty without built-in auxiliary contacts, 24-60V AC/DC coil, Type AF26-22-0011
528 | 45A FP (2NO + 2NC) Power contactor for AC1 duty without built-in auxiliary contacts, 48-130V AC/DC coil, Type AF26-22-0012 | Contactor | LV_Switchgear | 1SBL237501R1200 | ABB | 45A | NA | Nos. | None | Inventory | 45A FP (2NO + 2NC) Power contactor for AC1 duty without built-in auxiliary contacts, 48-130V AC/DC coil, Type AF26-22-0012
529 | 45A FP (2NO + 2NC) Power contactor for AC1 duty without built-in auxiliary contacts, 100-250V AC/DC coil, Type AF26-22-0013 | Contactor | LV_Switchgear | 1SBL237501R1300 | ABB | 45A | NA | Nos. | None | Inventory | 45A FP (2NO + 2NC) Power contactor for AC1 duty without built-in auxiliary contacts, 100-250V AC/DC coil, Type AF26-22-0013
530 | 45A FP (2NO + 2NC) Power contactor for AC1 duty without built-in auxiliary contacts, 250-500V AC/DC coil, Type AF26-22-0014 | Contactor | LV_Switchgear | 1SBL237501R1400 | ABB | 45A | NA | Nos. | None | Inventory | 45A FP (2NO + 2NC) Power contactor for AC1 duty without built-in auxiliary contacts, 250-500V AC/DC coil, Type AF26-22-0014
531 | 26A TP Power contactor for AC3 duty @415V AC with 1NC built-in auxiliary contacts, 240V AC coil, Type A26-30-0180 | Contactor | LV_Switchgear | 1SBL241001R8001 | ABB | 26A | NA | Nos. | None | Inventory | 26A TP Power contactor for AC3 duty @415V AC with 1NC built-in auxiliary contacts, 240V AC coil, Type A26-30-0180
532 | 26A TP Power contactor for AC3 duty @415V AC with 1NO built-in auxiliary contacts, 240V AC coil, Type A26-30-1080 | Contactor | LV_Switchgear | 1SBL241001R8010 | ABB | 26A | NA | Nos. | None | Inventory | 26A TP Power contactor for AC3 duty @415V AC with 1NO built-in auxiliary contacts, 240V AC coil, Type A26-30-1080
533 | 26A TP Power contactor for AC3 duty @415V AC with 1NC built-in auxiliary contacts, 24V AC coil, Type A26-30-0181 | Contactor | LV_Switchgear | 1SBL241001R8101 | ABB | 26A | NA | Nos. | None | Inventory | 26A TP Power contactor for AC3 duty @415V AC with 1NC built-in auxiliary contacts, 24V AC coil, Type A26-30-0181
534 | 26A TP Power contactor for AC3 duty @415V AC with 1NO built-in auxiliary contacts, 24V AC coil, Type A26-30-1081 | Contactor | LV_Switchgear | 1SBL241001R8110 | ABB | 26A | NA | Nos. | None | Inventory | 26A TP Power contactor for AC3 duty @415V AC with 1NO built-in auxiliary contacts, 24V AC coil, Type A26-30-1081
535 | 26A TP Power contactor for AC3 duty @415V AC with 1NC built-in auxiliary contacts, 110V AC coil, Type A26-30-0184 | Contactor | LV_Switchgear | 1SBL241001R8401 | ABB | 26A | NA | Nos. | None | Inventory | 26A TP Power contactor for AC3 duty @415V AC with 1NC built-in auxiliary contacts, 110V AC coil, Type A26-30-0184
536 | 26A TP Power contactor for AC3 duty @415V AC with 1NO built-in auxiliary contacts, 110V AC coil, Type A26-30-1084 | Contactor | LV_Switchgear | 1SBL241001R8410 | ABB | 26A | NA | Nos. | None | Inventory | 26A TP Power contactor for AC3 duty @415V AC with 1NO built-in auxiliary contacts, 110V AC coil, Type A26-30-1084
537 | 26A TP Power contactor for AC3 duty @415V AC with 1NC built-in auxiliary contacts, 415V AC coil, Type A26-30-0186 | Contactor | LV_Switchgear | 1SBL241001R8601 | ABB | 26A | NA | Nos. | None | Inventory | 26A TP Power contactor for AC3 duty @415V AC with 1NC built-in auxiliary contacts, 415V AC coil, Type A26-30-0186
538 | 26A TP Power contactor for AC3 duty @415V AC with 1NO built-in auxiliary contacts, 415V AC coil, Type A26-30-1086 | Contactor | LV_Switchgear | 1SBL241001R8610 | ABB | 26A | NA | Nos. | None | Inventory | 26A TP Power contactor for AC3 duty @415V AC with 1NO built-in auxiliary contacts, 415V AC coil, Type A26-30-1086
539 | 22kVAr @415V AC, TP Capacitor duty contactor with in-built damping resistor & with 1NO built-in auxiliary contacts, 240V AC coil, Type UA26-30-10RA80 | Contactor | LV_Switchgear | 1SBL241024R8010 | ABB | 22kVAr | NA | Nos. | None | Inventory | 22kVAr @415V AC, TP Capacitor duty contactor with in-built damping resistor & with 1NO built-in auxiliary contacts, 240V AC coil, Type UA26-30-10RA80
540 | 22kVAr @415V AC, TP Capacitor duty contactor with in-built damping resistor & with 1NO built-in auxiliary contacts, 24V AC coil, Type UA26-30-10RA81 | Contactor | LV_Switchgear | 1SBL241024R8110 | ABB | 22kVAr | NA | Nos. | None | Inventory | 22kVAr @415V AC, TP Capacitor duty contactor with in-built damping resistor & with 1NO built-in auxiliary contacts, 24V AC coil, Type UA26-30-10RA81
541 | 22kVAr @415V AC, TP Capacitor duty contactor with in-built damping resistor & with 1NO built-in auxiliary contacts, 110V AC coil, Type UA26-30-10RA84 | Contactor | LV_Switchgear | 1SBL241024R8410 | ABB | 22kVAr | NA | Nos. | None | Inventory | 22kVAr @415V AC, TP Capacitor duty contactor with in-built damping resistor & with 1NO built-in auxiliary contacts, 110V AC coil, Type UA26-30-10RA84
542 | 22kVAr @415V AC, TP Capacitor duty contactor with in-built damping resistor & with 1NO built-in auxiliary contacts, 415V AC coil, Type UA26-30-10RA86 | Contactor | LV_Switchgear | 1SBL241024R8610 | ABB | 22kVAr | NA | Nos. | None | Inventory | 22kVAr @415V AC, TP Capacitor duty contactor with in-built damping resistor & with 1NO built-in auxiliary contacts, 415V AC coil, Type UA26-30-10RA86
543 | 45A FP (4NO) Power contactor for AC1 duty without built-in auxiliary contacts, 240V AC coil, Type A26-40-0080 | Contactor | LV_Switchgear | 1SBL241201R8000 | ABB | 45A | NA | Nos. | None | Inventory | 45A FP (4NO) Power contactor for AC1 duty without built-in auxiliary contacts, 240V AC coil, Type A26-40-0080
544 | 45A FP (4NO) Power contactor for AC1 duty without built-in auxiliary contacts, 24V AC coil, Type A26-40-0081 | Contactor | LV_Switchgear | 1SBL241201R8100 | ABB | 45A | NA | Nos. | None | Inventory | 45A FP (4NO) Power contactor for AC1 duty without built-in auxiliary contacts, 24V AC coil, Type A26-40-0081
545 | 45A FP (4NO) Power contactor for AC1 duty without built-in auxiliary contacts, 110V AC coil, Type A26-40-0084 | Contactor | LV_Switchgear | 1SBL241201R8400 | ABB | 45A | NA | Nos. | None | Inventory | 45A FP (4NO) Power contactor for AC1 duty without built-in auxiliary contacts, 110V AC coil, Type A26-40-0084
546 | 45A FP (4NO) Power contactor for AC1 duty without built-in auxiliary contacts, 415V AC coil, Type A26-40-0086 | Contactor | LV_Switchgear | 1SBL241201R8600 | ABB | 45A | NA | Nos. | None | Inventory | 45A FP (4NO) Power contactor for AC1 duty without built-in auxiliary contacts, 415V AC coil, Type A26-40-0086
547 | 45A FP (2NO + 2NC) Power contactor for AC1 duty without built-in auxiliary contacts, 240V AC coil, Type A26-22-0080 | Contactor | LV_Switchgear | 1SBL241501R8000 | ABB | 45A | NA | Nos. | None | Inventory | 45A FP (2NO + 2NC) Power contactor for AC1 duty without built-in auxiliary contacts, 240V AC coil, Type A26-22-0080
548 | 45A FP (2NO + 2NC) Power contactor for AC1 duty without built-in auxiliary contacts, 24V AC coil, Type A26-22-0081 | Contactor | LV_Switchgear | 1SBL241501R8100 | ABB | 45A | NA | Nos. | None | Inventory | 45A FP (2NO + 2NC) Power contactor for AC1 duty without built-in auxiliary contacts, 24V AC coil, Type A26-22-0081
549 | 45A FP (2NO + 2NC) Power contactor for AC1 duty without built-in auxiliary contacts, 110V AC coil, Type A26-22-0084 | Contactor | LV_Switchgear | 1SBL241501R8400 | ABB | 45A | NA | Nos. | None | Inventory | 45A FP (2NO + 2NC) Power contactor for AC1 duty without built-in auxiliary contacts, 110V AC coil, Type A26-22-0084
550 | 45A FP (2NO + 2NC) Power contactor for AC1 duty without built-in auxiliary contacts, 415V AC coil, Type A26-22-0086 | Contactor | LV_Switchgear | 1SBL241501R8600 | ABB | 45A | NA | Nos. | None | Inventory | 45A FP (2NO + 2NC) Power contactor for AC1 duty without built-in auxiliary contacts, 415V AC coil, Type A26-22-0086
551 | 26A TP Power contactor for AC3 duty @415V AC with 1NC built-in auxiliary contacts, 24V DC coil, Type AL26-30-0181 | Contactor | LV_Switchgear | 1SBL243001R8101 | ABB | 26A | NA | Nos. | None | Inventory | 26A TP Power contactor for AC3 duty @415V AC with 1NC built-in auxiliary contacts, 24V DC coil, Type AL26-30-0181
552 | 26A TP Power contactor for AC3 duty @415V AC with 1NO built-in auxiliary contacts, 24V DC coil, Type AL26-30-1081 | Contactor | LV_Switchgear | 1SBL243001R8110 | ABB | 26A | NA | Nos. | None | Inventory | 26A TP Power contactor for AC3 duty @415V AC with 1NO built-in auxiliary contacts, 24V DC coil, Type AL26-30-1081
553 | 26A TP Power contactor for AC3 duty @415V AC with 1NC built-in auxiliary contacts, 110V DC coil, Type AL26-30-0186 | Contactor | LV_Switchgear | 1SBL243001R8601 | ABB | 26A | NA | Nos. | None | Inventory | 26A TP Power contactor for AC3 duty @415V AC with 1NC built-in auxiliary contacts, 110V DC coil, Type AL26-30-0186
554 | 26A TP Power contactor for AC3 duty @415V AC with 1NO built-in auxiliary contacts, 110V DC coil, Type AL26-30-1086 | Contactor | LV_Switchgear | 1SBL243001R8610 | ABB | 26A | NA | Nos. | None | Inventory | 26A TP Power contactor for AC3 duty @415V AC with 1NO built-in auxiliary contacts, 110V DC coil, Type AL26-30-1086
555 | 26A TP Power contactor for AC3 duty @415V AC with 1NC built-in auxiliary contacts, 240V DC coil, Type AL26-30-0189 | Contactor | LV_Switchgear | 1SBL243001R8901 | ABB | 26A | NA | Nos. | None | Inventory | 26A TP Power contactor for AC3 duty @415V AC with 1NC built-in auxiliary contacts, 240V DC coil, Type AL26-30-0189
556 | 26A TP Power contactor for AC3 duty @415V AC with 1NO built-in auxiliary contacts, 240V DC coil, Type AL26-30-1089 | Contactor | LV_Switchgear | 1SBL243001R8910 | ABB | 26A | NA | Nos. | None | Inventory | 26A TP Power contactor for AC3 duty @415V AC with 1NO built-in auxiliary contacts, 240V DC coil, Type AL26-30-1089
557 | 32A TP Power contactor for AC3 duty @415V AC without built-in auxiliary contacts, 24-60V AC/DC coil, Type AF30-30-0011 | Contactor | LV_Switchgear | 1SBL277001R1100 | ABB | 32A | NA | Nos. | None | Inventory | 32A TP Power contactor for AC3 duty @415V AC without built-in auxiliary contacts, 24-60V AC/DC coil, Type AF30-30-0011
558 | 32A TP Power contactor for AC3 duty @415V AC without built-in auxiliary contacts, 48-130V AC/DC coil, Type AF30-30-0012 | Contactor | LV_Switchgear | 1SBL277001R1200 | ABB | 32A | NA | Nos. | None | Inventory | 32A TP Power contactor for AC3 duty @415V AC without built-in auxiliary contacts, 48-130V AC/DC coil, Type AF30-30-0012
559 | 32A TP Power contactor for AC3 duty @415V AC without built-in auxiliary contacts, 100-250V AC/DC coil, Type AF30-30-0013 | Contactor | LV_Switchgear | 1SBL277001R1300 | ABB | 32A | NA | Nos. | None | Inventory | 32A TP Power contactor for AC3 duty @415V AC without built-in auxiliary contacts, 100-250V AC/DC coil, Type AF30-30-0013
560 | 32A TP Power contactor for AC3 duty @415V AC without built-in auxiliary contacts, 250-500V AC/DC coil, Type AF30-30-0014 | Contactor | LV_Switchgear | 1SBL277001R1400 | ABB | 32A | NA | Nos. | None | Inventory | 32A TP Power contactor for AC3 duty @415V AC without built-in auxiliary contacts, 250-500V AC/DC coil, Type AF30-30-0014
561 | 32A TP Power contactor for AC3 duty @415V AC with 1NC built-in auxiliary contacts, 240V AC coil, Type A30-30-0180 | Contactor | LV_Switchgear | 1SBL281001R8001 | ABB | 32A | NA | Nos. | None | Inventory | 32A TP Power contactor for AC3 duty @415V AC with 1NC built-in auxiliary contacts, 240V AC coil, Type A30-30-0180
562 | 32A TP Power contactor for AC3 duty @415V AC with 1NO built-in auxiliary contacts, 240V AC coil, Type A30-30-1080 | Contactor | LV_Switchgear | 1SBL281001R8010 | ABB | 32A | NA | Nos. | None | Inventory | 32A TP Power contactor for AC3 duty @415V AC with 1NO built-in auxiliary contacts, 240V AC coil, Type A30-30-1080
563 | 32A TP Power contactor for AC3 duty @415V AC with 1NC built-in auxiliary contacts, 24V AC coil, Type A30-30-0181 | Contactor | LV_Switchgear | 1SBL281001R8101 | ABB | 32A | NA | Nos. | None | Inventory | 32A TP Power contactor for AC3 duty @415V AC with 1NC built-in auxiliary contacts, 24V AC coil, Type A30-30-0181
564 | 32A TP Power contactor for AC3 duty @415V AC with 1NO built-in auxiliary contacts, 24V AC coil, Type A30-30-1081 | Contactor | LV_Switchgear | 1SBL281001R8110 | ABB | 32A | NA | Nos. | None | Inventory | 32A TP Power contactor for AC3 duty @415V AC with 1NO built-in auxiliary contacts, 24V AC coil, Type A30-30-1081
565 | 32A TP Power contactor for AC3 duty @415V AC with 1NC built-in auxiliary contacts, 110V AC coil, Type A30-30-0184 | Contactor | LV_Switchgear | 1SBL281001R8401 | ABB | 32A | NA | Nos. | None | Inventory | 32A TP Power contactor for AC3 duty @415V AC with 1NC built-in auxiliary contacts, 110V AC coil, Type A30-30-0184
566 | 32A TP Power contactor for AC3 duty @415V AC with 1NO built-in auxiliary contacts, 110V AC coil, Type A30-30-1084 | Contactor | LV_Switchgear | 1SBL281001R8410 | ABB | 32A | NA | Nos. | None | Inventory | 32A TP Power contactor for AC3 duty @415V AC with 1NO built-in auxiliary contacts, 110V AC coil, Type A30-30-1084
567 | 32A TP Power contactor for AC3 duty @415V AC with 1NC built-in auxiliary contacts, 415V AC coil, Type A30-30-0186 | Contactor | LV_Switchgear | 1SBL281001R8601 | ABB | 32A | NA | Nos. | None | Inventory | 32A TP Power contactor for AC3 duty @415V AC with 1NC built-in auxiliary contacts, 415V AC coil, Type A30-30-0186
568 | 32A TP Power contactor for AC3 duty @415V AC with 1NO built-in auxiliary contacts, 415V AC coil, Type A30-30-1086 | Contactor | LV_Switchgear | 1SBL281001R8610 | ABB | 32A | NA | Nos. | None | Inventory | 32A TP Power contactor for AC3 duty @415V AC with 1NO built-in auxiliary contacts, 415V AC coil, Type A30-30-1086
569 | 30kVAr @415V AC, TP Capacitor duty contactor with in-built damping resistor & with 1NO built-in auxiliary contacts, 240V AC coil, Type UA30-30-10RA80 | Contactor | LV_Switchgear | 1SBL281024R8010 | ABB | 30kVAr | NA | Nos. | None | Inventory | 30kVAr @415V AC, TP Capacitor duty contactor with in-built damping resistor & with 1NO built-in auxiliary contacts, 240V AC coil, Type UA30-30-10RA80
570 | 30kVAr @415V AC, TP Capacitor duty contactor with in-built damping resistor & with 1NO built-in auxiliary contacts, 24V AC coil, Type UA30-30-10RA81 | Contactor | LV_Switchgear | 1SBL281024R8110 | ABB | 30kVAr | NA | Nos. | None | Inventory | 30kVAr @415V AC, TP Capacitor duty contactor with in-built damping resistor & with 1NO built-in auxiliary contacts, 24V AC coil, Type UA30-30-10RA81
571 | 30kVAr @415V AC, TP Capacitor duty contactor with in-built damping resistor & with 1NO built-in auxiliary contacts, 110V AC coil, Type UA30-30-10RA84 | Contactor | LV_Switchgear | 1SBL281024R8410 | ABB | 30kVAr | NA | Nos. | None | Inventory | 30kVAr @415V AC, TP Capacitor duty contactor with in-built damping resistor & with 1NO built-in auxiliary contacts, 110V AC coil, Type UA30-30-10RA84
572 | 30kVAr @415V AC, TP Capacitor duty contactor with in-built damping resistor & with 1NO built-in auxiliary contacts, 415V AC coil, Type UA30-30-10RA86 | Contactor | LV_Switchgear | 1SBL281024R8610 | ABB | 30kVAr | NA | Nos. | None | Inventory | 30kVAr @415V AC, TP Capacitor duty contactor with in-built damping resistor & with 1NO built-in auxiliary contacts, 415V AC coil, Type UA30-30-10RA86
573 | 32A TP Power contactor for AC3 duty @415V AC with 1NC built-in auxiliary contacts, 240V AC coil, Type AX32-30-0180 | Contactor | LV_Switchgear | 1SBL281074R8001 | ABB | 32A | NA | Nos. | None | Inventory | 32A TP Power contactor for AC3 duty @415V AC with 1NC built-in auxiliary contacts, 240V AC coil, Type AX32-30-0180
574 | 32A TP Power contactor for AC3 duty @415V AC with 1NO built-in auxiliary contacts, 240V AC coil, Type AX32-30-1080 | Contactor | LV_Switchgear | 1SBL281074R8010 | ABB | 32A | NA | Nos. | None | Inventory | 32A TP Power contactor for AC3 duty @415V AC with 1NO built-in auxiliary contacts, 240V AC coil, Type AX32-30-1080
575 | 32A TP Power contactor for AC3 duty @415V AC with 1NC built-in auxiliary contacts, 24V AC coil, Type AX32-30-0181 | Contactor | LV_Switchgear | 1SBL281074R8101 | ABB | 32A | NA | Nos. | None | Inventory | 32A TP Power contactor for AC3 duty @415V AC with 1NC built-in auxiliary contacts, 24V AC coil, Type AX32-30-0181
576 | 32A TP Power contactor for AC3 duty @415V AC with 1NO built-in auxiliary contacts, 24V AC coil, Type AX32-30-1081 | Contactor | LV_Switchgear | 1SBL281074R8110 | ABB | 32A | NA | Nos. | None | Inventory | 32A TP Power contactor for AC3 duty @415V AC with 1NO built-in auxiliary contacts, 24V AC coil, Type AX32-30-1081
577 | 32A TP Power contactor for AC3 duty @415V AC with 1NC built-in auxiliary contacts, 110V AC coil, Type AX32-30-0184 | Contactor | LV_Switchgear | 1SBL281074R8401 | ABB | 32A | NA | Nos. | None | Inventory | 32A TP Power contactor for AC3 duty @415V AC with 1NC built-in auxiliary contacts, 110V AC coil, Type AX32-30-0184
578 | 32A TP Power contactor for AC3 duty @415V AC with 1NO built-in auxiliary contacts, 110V AC coil, Type AX32-30-1084 | Contactor | LV_Switchgear | 1SBL281074R8410 | ABB | 32A | NA | Nos. | None | Inventory | 32A TP Power contactor for AC3 duty @415V AC with 1NO built-in auxiliary contacts, 110V AC coil, Type AX32-30-1084
579 | 32A TP Power contactor for AC3 duty @415V AC with 1NC built-in auxiliary contacts, 415V AC coil, Type AX32-30-0186 | Contactor | LV_Switchgear | 1SBL281074R8601 | ABB | 32A | NA | Nos. | None | Inventory | 32A TP Power contactor for AC3 duty @415V AC with 1NC built-in auxiliary contacts, 415V AC coil, Type AX32-30-0186
580 | 32A TP Power contactor for AC3 duty @415V AC with 1NO built-in auxiliary contacts, 415V AC coil, Type AX32-30-1086 | Contactor | LV_Switchgear | 1SBL281074R8610 | ABB | 32A | NA | Nos. | None | Inventory | 32A TP Power contactor for AC3 duty @415V AC with 1NO built-in auxiliary contacts, 415V AC coil, Type AX32-30-1086
581 | 32A TP Power contactor for AC3 duty @415V AC with 1NC built-in auxiliary contacts, 24V DC coil, Type AL30-30-0181 | Contactor | LV_Switchgear | 1SBL283001R8101 | ABB | 32A | NA | Nos. | None | Inventory | 32A TP Power contactor for AC3 duty @415V AC with 1NC built-in auxiliary contacts, 24V DC coil, Type AL30-30-0181
582 | 32A TP Power contactor for AC3 duty @415V AC with 1NO built-in auxiliary contacts, 24V DC coil, Type AL30-30-1081 | Contactor | LV_Switchgear | 1SBL283001R8110 | ABB | 32A | NA | Nos. | None | Inventory | 32A TP Power contactor for AC3 duty @415V AC with 1NO built-in auxiliary contacts, 24V DC coil, Type AL30-30-1081
583 | 32A TP Power contactor for AC3 duty @415V AC with 1NC built-in auxiliary contacts, 110V DC coil, Type AL30-30-0186 | Contactor | LV_Switchgear | 1SBL283001R8601 | ABB | 32A | NA | Nos. | None | Inventory | 32A TP Power contactor for AC3 duty @415V AC with 1NC built-in auxiliary contacts, 110V DC coil, Type AL30-30-0186
584 | 32A TP Power contactor for AC3 duty @415V AC with 1NO built-in auxiliary contacts, 110V DC coil, Type AL30-30-1086 | Contactor | LV_Switchgear | 1SBL283001R8610 | ABB | 32A | NA | Nos. | None | Inventory | 32A TP Power contactor for AC3 duty @415V AC with 1NO built-in auxiliary contacts, 110V DC coil, Type AL30-30-1086
585 | 32A TP Power contactor for AC3 duty @415V AC with 1NC built-in auxiliary contacts, 240V DC coil, Type AL30-30-0189 | Contactor | LV_Switchgear | 1SBL283001R8901 | ABB | 32A | NA | Nos. | None | Inventory | 32A TP Power contactor for AC3 duty @415V AC with 1NC built-in auxiliary contacts, 240V DC coil, Type AL30-30-0189
586 | 32A TP Power contactor for AC3 duty @415V AC with 1NO built-in auxiliary contacts, 240V DC coil, Type AL30-30-1089 | Contactor | LV_Switchgear | 1SBL283001R8910 | ABB | 32A | NA | Nos. | None | Inventory | 32A TP Power contactor for AC3 duty @415V AC with 1NO built-in auxiliary contacts, 240V DC coil, Type AL30-30-1089
587 | 38A TP Power contactor for AC3 duty @415V AC without built-in auxiliary contacts, 24-60V AC/DC coil, Type AF38-30-0011 | Contactor | LV_Switchgear | 1SBL297001R1100 | ABB | 38A | NA | Nos. | None | Inventory | 38A TP Power contactor for AC3 duty @415V AC without built-in auxiliary contacts, 24-60V AC/DC coil, Type AF38-30-0011
588 | 38A TP Power contactor for AC3 duty @415V AC without built-in auxiliary contacts, 48-130V AC/DC coil, Type AF38-30-0012. | Contactor | LV_Switchgear | 1SBL297001R1200 | ABB | 38A | NA | Nos. |  | Inventory | 38A TP Power contactor for AC3 duty @415V AC without built-in auxiliary contacts, 48-130V AC/DC coil, Type AF38-30-0012.
589 | 38A TP Power contactor for AC3 duty @415V AC without built-in auxiliary contacts, 48-130V AC/DC coil, Type AF38-30-0012 | Contactor | LV_Switchgear | 1SBL297001R1300 | ABB | 38A | NA | Nos. |  | Inventory | 38A TP Power contactor for AC3 duty @415V AC without built-in auxiliary contacts, 48-130V AC/DC coil, Type AF38-30-0012
590 | 38A TP Power contactor for AC3 duty @415V AC without built-in auxiliary contacts, 250-500V AC/DC coil, Type AF38-30-0014 | Contactor | LV_Switchgear | 1SBL297001R1400 | ABB | 38A | NA | Nos. | None | Inventory | 38A TP Power contactor for AC3 duty @415V AC without built-in auxiliary contacts, 250-500V AC/DC coil, Type AF38-30-0014
591 | 55A FP (4NO) Power contactor for AC1 duty without built-in auxiliary contacts, 24-60V AC/DC coil, Type AF38-40-0011 | Contactor | LV_Switchgear | 1SBL297201R1100 | ABB | 55A | NA | Nos. | None | Inventory | 55A FP (4NO) Power contactor for AC1 duty without built-in auxiliary contacts, 24-60V AC/DC coil, Type AF38-40-0011
592 | 55A FP (4NO) Power contactor for AC1 duty without built-in auxiliary contacts, 48-130V AC/DC coil, Type AF38-40-0012 | Contactor | LV_Switchgear | 1SBL297201R1200 | ABB | 55A | NA | Nos. | None | Inventory | 55A FP (4NO) Power contactor for AC1 duty without built-in auxiliary contacts, 48-130V AC/DC coil, Type AF38-40-0012
593 | 55A FP (4NO) Power contactor for AC1 duty without built-in auxiliary contacts, 100-250V AC/DC coil, Type AF38-40-0013 | Contactor | LV_Switchgear | 1SBL297201R1300 | ABB | 55A | NA | Nos. | None | Inventory | 55A FP (4NO) Power contactor for AC1 duty without built-in auxiliary contacts, 100-250V AC/DC coil, Type AF38-40-0013
594 | 55A FP (4NO) Power contactor for AC1 duty without built-in auxiliary contacts, 250-500V AC/DC coil, Type AF38-40-0014 | Contactor | LV_Switchgear | 1SBL297201R1400 | ABB | 55A | NA | Nos. | None | Inventory | 55A FP (4NO) Power contactor for AC1 duty without built-in auxiliary contacts, 250-500V AC/DC coil, Type AF38-40-0014
595 | 55A FP (2NO + 2NC) Power contactor for AC1 duty without built-in auxiliary contacts, 24-60V AC/DC coil, Type AF38-22-0011 | Contactor | LV_Switchgear | 1SBL297501R1100 | ABB | 55A | NA | Nos. | None | Inventory | 55A FP (2NO + 2NC) Power contactor for AC1 duty without built-in auxiliary contacts, 24-60V AC/DC coil, Type AF38-22-0011
596 | 55A FP (2NO + 2NC) Power contactor for AC1 duty without built-in auxiliary contacts, 48-130V AC/DC coil, Type AF38-22-0012 | Contactor | LV_Switchgear | 1SBL297501R1200 | ABB | 55A | NA | Nos. | None | Inventory | 55A FP (2NO + 2NC) Power contactor for AC1 duty without built-in auxiliary contacts, 48-130V AC/DC coil, Type AF38-22-0012
597 | 55A FP (2NO + 2NC) Power contactor for AC1 duty without built-in auxiliary contacts, 100-250V AC/DC coil, Type AF38-22-0013 | Contactor | LV_Switchgear | 1SBL297501R1300 | ABB | 55A | NA | Nos. | None | Inventory | 55A FP (2NO + 2NC) Power contactor for AC1 duty without built-in auxiliary contacts, 100-250V AC/DC coil, Type AF38-22-0013
598 | 55A FP (2NO + 2NC) Power contactor for AC1 duty without built-in auxiliary contacts, 250-500V AC/DC coil, Type AF38-22-0014 | Contactor | LV_Switchgear | 1SBL297501R1400 | ABB | 55A | NA | Nos. | None | Inventory | 55A FP (2NO + 2NC) Power contactor for AC1 duty without built-in auxiliary contacts, 250-500V AC/DC coil, Type AF38-22-0014
599 | 37A TP Power contactor for AC3 duty @415V AC with 1NC built-in auxiliary contacts, 240V AC coil, Type A40-30-0180 | Contactor | LV_Switchgear | 1SBL321001R8001 | ABB | 37A | NA | Nos. | None | Inventory | 37A TP Power contactor for AC3 duty @415V AC with 1NC built-in auxiliary contacts, 240V AC coil, Type A40-30-0180
600 | 37A TP Power contactor for AC3 duty @415V AC with 1NO built-in auxiliary contacts, 240V AC coil, Type A40-30-1080 | Contactor | LV_Switchgear | 1SBL321001R8010 | ABB | 37A | NA | Nos. | None | Inventory | 37A TP Power contactor for AC3 duty @415V AC with 1NO built-in auxiliary contacts, 240V AC coil, Type A40-30-1080
601 | 37A TP Power contactor for AC3 duty @415V AC with 1NC built-in auxiliary contacts, 24V AC coil, Type A40-30-0181 | Contactor | LV_Switchgear | 1SBL321001R8101 | ABB | 37A | NA | Nos. | None | Inventory | 37A TP Power contactor for AC3 duty @415V AC with 1NC built-in auxiliary contacts, 24V AC coil, Type A40-30-0181
602 | 37A TP Power contactor for AC3 duty @415V AC with 1NO built-in auxiliary contacts, 24V AC coil, Type A40-30-1081 | Contactor | LV_Switchgear | 1SBL321001R8110 | ABB | 37A | NA | Nos. | None | Inventory | 37A TP Power contactor for AC3 duty @415V AC with 1NO built-in auxiliary contacts, 24V AC coil, Type A40-30-1081
603 | 37A TP Power contactor for AC3 duty @415V AC with 1NC built-in auxiliary contacts, 110V AC coil, Type A40-30-0184 | Contactor | LV_Switchgear | 1SBL321001R8401 | ABB | 37A | NA | Nos. | None | Inventory | 37A TP Power contactor for AC3 duty @415V AC with 1NC built-in auxiliary contacts, 110V AC coil, Type A40-30-0184
604 | 37A TP Power contactor for AC3 duty @415V AC with 1NO built-in auxiliary contacts, 110V AC coil, Type A40-30-1084 | Contactor | LV_Switchgear | 1SBL321001R8410 | ABB | 37A | NA | Nos. | None | Inventory | 37A TP Power contactor for AC3 duty @415V AC with 1NO built-in auxiliary contacts, 110V AC coil, Type A40-30-1084
605 | 37A TP Power contactor for AC3 duty @415V AC with 1NC built-in auxiliary contacts, 415V AC coil, Type A40-30-0186 | Contactor | LV_Switchgear | 1SBL321001R8601 | ABB | 37A | NA | Nos. | None | Inventory | 37A TP Power contactor for AC3 duty @415V AC with 1NC built-in auxiliary contacts, 415V AC coil, Type A40-30-0186
606 | 37A TP Power contactor for AC3 duty @415V AC with 1NO built-in auxiliary contacts, 415V AC coil, Type A40-30-1086 | Contactor | LV_Switchgear | 1SBL321001R8610 | ABB | 37A | NA | Nos. | None | Inventory | 37A TP Power contactor for AC3 duty @415V AC with 1NO built-in auxiliary contacts, 415V AC coil, Type A40-30-1086
607 | 40A TP Power contactor for AC3 duty @415V AC with 1NC built-in auxiliary contacts, 240V AC coil, Type AX40-30-0180 | Contactor | LV_Switchgear | 1SBL321074R8001 | ABB | 40A | NA | Nos. | None | Inventory | 40A TP Power contactor for AC3 duty @415V AC with 1NC built-in auxiliary contacts, 240V AC coil, Type AX40-30-0180
608 | 40A TP Power contactor for AC3 duty @415V AC with 1NO built-in auxiliary contacts, 240V AC coil, Type AX40-30-1080 | Contactor | LV_Switchgear | 1SBL321074R8010 | ABB | 40A | NA | Nos. | None | Inventory | 40A TP Power contactor for AC3 duty @415V AC with 1NO built-in auxiliary contacts, 240V AC coil, Type AX40-30-1080
609 | 40A TP Power contactor for AC3 duty @415V AC with 1NC built-in auxiliary contacts, 24V AC coil, Type AX40-30-0181 | Contactor | LV_Switchgear | 1SBL321074R8101 | ABB | 40A | NA | Nos. | None | Inventory | 40A TP Power contactor for AC3 duty @415V AC with 1NC built-in auxiliary contacts, 24V AC coil, Type AX40-30-0181
610 | 40A TP Power contactor for AC3 duty @415V AC with 1NO built-in auxiliary contacts, 24V AC coil, Type AX40-30-1081 | Contactor | LV_Switchgear | 1SBL321074R8110 | ABB | 40A | NA | Nos. | None | Inventory | 40A TP Power contactor for AC3 duty @415V AC with 1NO built-in auxiliary contacts, 24V AC coil, Type AX40-30-1081
611 | 40A TP Power contactor for AC3 duty @415V AC with 1NC built-in auxiliary contacts, 110V AC coil, Type AX40-30-0184 | Contactor | LV_Switchgear | 1SBL321074R8401 | ABB | 40A | NA | Nos. | None | Inventory | 40A TP Power contactor for AC3 duty @415V AC with 1NC built-in auxiliary contacts, 110V AC coil, Type AX40-30-0184
612 | 40A TP Power contactor for AC3 duty @415V AC with 1NO built-in auxiliary contacts, 110V AC coil, Type AX40-30-1084 | Contactor | LV_Switchgear | 1SBL321074R8410 | ABB | 40A | NA | Nos. | None | Inventory | 40A TP Power contactor for AC3 duty @415V AC with 1NO built-in auxiliary contacts, 110V AC coil, Type AX40-30-1084
613 | 40A TP Power contactor for AC3 duty @415V AC with 1NC built-in auxiliary contacts, 415V AC coil, Type AX40-30-0186 | Contactor | LV_Switchgear | 1SBL321074R8601 | ABB | 40A | NA | Nos. | None | Inventory | 40A TP Power contactor for AC3 duty @415V AC with 1NC built-in auxiliary contacts, 415V AC coil, Type AX40-30-0186
614 | 40A TP Power contactor for AC3 duty @415V AC with 1NO built-in auxiliary contacts, 415V AC coil, Type AX40-30-1086 | Contactor | LV_Switchgear | 1SBL321074R8610 | ABB | 40A | NA | Nos. | None | Inventory | 40A TP Power contactor for AC3 duty @415V AC with 1NO built-in auxiliary contacts, 415V AC coil, Type AX40-30-1086
615 | 37A TP Power contactor for AC3 duty @415V AC with 1NC built-in auxiliary contacts, 24V DC coil, Type AL40-30-0181 | Contactor | LV_Switchgear | 1SBL323001R8101 | ABB | 37A | NA | Nos. | None | Inventory | 37A TP Power contactor for AC3 duty @415V AC with 1NC built-in auxiliary contacts, 24V DC coil, Type AL40-30-0181
616 | 37A TP Power contactor for AC3 duty @415V AC with 1NO built-in auxiliary contacts, 24V DC coil, Type AL40-30-1081 | Contactor | LV_Switchgear | 1SBL323001R8110 | ABB | 37A | NA | Nos. | None | Inventory | 37A TP Power contactor for AC3 duty @415V AC with 1NO built-in auxiliary contacts, 24V DC coil, Type AL40-30-1081
617 | 37A TP Power contactor for AC3 duty @415V AC with 1NC built-in auxiliary contacts, 110V DC coil, Type AL40-30-0186 | Contactor | LV_Switchgear | 1SBL323001R8601 | ABB | 37A | NA | Nos. | None | Inventory | 37A TP Power contactor for AC3 duty @415V AC with 1NC built-in auxiliary contacts, 110V DC coil, Type AL40-30-0186
618 | 37A TP Power contactor for AC3 duty @415V AC with 1NO built-in auxiliary contacts, 110V DC coil, Type AL40-30-1086 | Contactor | LV_Switchgear | 1SBL323001R8610 | ABB | 37A | NA | Nos. | None | Inventory | 37A TP Power contactor for AC3 duty @415V AC with 1NO built-in auxiliary contacts, 110V DC coil, Type AL40-30-1086
619 | 37A TP Power contactor for AC3 duty @415V AC with 1NC built-in auxiliary contacts, 240V DC coil, Type AL40-30-0189 | Contactor | LV_Switchgear | 1SBL323001R8901 | ABB | 37A | NA | Nos. | None | Inventory | 37A TP Power contactor for AC3 duty @415V AC with 1NC built-in auxiliary contacts, 240V DC coil, Type AL40-30-0189
620 | 37A TP Power contactor for AC3 duty @415V AC with 1NO built-in auxiliary contacts, 240V DC coil, Type AL40-30-1089 | Contactor | LV_Switchgear | 1SBL323001R8910 | ABB | 37A | NA | Nos. | None | Inventory | 37A TP Power contactor for AC3 duty @415V AC with 1NO built-in auxiliary contacts, 240V DC coil, Type AL40-30-1089
621 | 70A FP (4NO) Power contactor for AC1 duty without built-in auxiliary contacts, 240V AC coil, Type A45-40-0080 | Contactor | LV_Switchgear | 1SBL331201R8000 | ABB | 70A | NA | Nos. | None | Inventory | 70A FP (4NO) Power contactor for AC1 duty without built-in auxiliary contacts, 240V AC coil, Type A45-40-0080
622 | 70A FP (4NO) Power contactor for AC1 duty without built-in auxiliary contacts, 24V AC coil, Type A45-40-0081 | Contactor | LV_Switchgear | 1SBL331201R8100 | ABB | 70A | NA | Nos. | None | Inventory | 70A FP (4NO) Power contactor for AC1 duty without built-in auxiliary contacts, 24V AC coil, Type A45-40-0081
623 | 70A FP (4NO) Power contactor for AC1 duty without built-in auxiliary contacts, 110V AC coil, Type A45-40-0084 | Contactor | LV_Switchgear | 1SBL331201R8400 | ABB | 70A | NA | Nos. | None | Inventory | 70A FP (4NO) Power contactor for AC1 duty without built-in auxiliary contacts, 110V AC coil, Type A45-40-0084
624 | 70A FP (4NO) Power contactor for AC1 duty without built-in auxiliary contacts, 415V AC coil, Type A45-40-0086 | Contactor | LV_Switchgear | 1SBL331201R8600 | ABB | 70A | NA | Nos. | None | Inventory | 70A FP (4NO) Power contactor for AC1 duty without built-in auxiliary contacts, 415V AC coil, Type A45-40-0086
625 | 70A FP (2NO + 2NC) Power contactor for AC1 duty without built-in auxiliary contacts, 240V AC coil, Type A45-22-0080 | Contactor | LV_Switchgear | 1SBL331501R8000 | ABB | 70A | NA | Nos. | None | Inventory | 70A FP (2NO + 2NC) Power contactor for AC1 duty without built-in auxiliary contacts, 240V AC coil, Type A45-22-0080
626 | 70A FP (2NO + 2NC) Power contactor for AC1 duty without built-in auxiliary contacts, 24V AC coil, Type A45-22-0081 | Contactor | LV_Switchgear | 1SBL331501R8100 | ABB | 70A | NA | Nos. | None | Inventory | 70A FP (2NO + 2NC) Power contactor for AC1 duty without built-in auxiliary contacts, 24V AC coil, Type A45-22-0081
627 | 70A FP (2NO + 2NC) Power contactor for AC1 duty without built-in auxiliary contacts, 110V AC coil, Type A45-22-0084 | Contactor | LV_Switchgear | 1SBL331501R8400 | ABB | 70A | NA | Nos. | None | Inventory | 70A FP (2NO + 2NC) Power contactor for AC1 duty without built-in auxiliary contacts, 110V AC coil, Type A45-22-0084
628 | 70A FP (2NO + 2NC) Power contactor for AC1 duty without built-in auxiliary contacts, 415V AC coil, Type A45-22-0086 | Contactor | LV_Switchgear | 1SBL331501R8600 | ABB | 70A | NA | Nos. | None | Inventory | 70A FP (2NO + 2NC) Power contactor for AC1 duty without built-in auxiliary contacts, 415V AC coil, Type A45-22-0086
629 | 40A TP Power contactor for AC3 duty @415V AC without built-in auxiliary contacts, 24-60V AC/DC coil, Type AF40-30-0011 | Contactor | LV_Switchgear | 1SBL347001R1100 | ABB | 40A | NA | Nos. | None | Inventory | 40A TP Power contactor for AC3 duty @415V AC without built-in auxiliary contacts, 24-60V AC/DC coil, Type AF40-30-0011
630 | 40A TP Power contactor for AC3 duty @415V AC without built-in auxiliary contacts, 48-130V AC/DC coil, Type AF40-30-0012 | Contactor | LV_Switchgear | 1SBL347001R1200 | ABB | 40A | NA | Nos. | None | Inventory | 40A TP Power contactor for AC3 duty @415V AC without built-in auxiliary contacts, 48-130V AC/DC coil, Type AF40-30-0012
631 | 40A TP Power contactor for AC3 duty @415V AC without built-in auxiliary contacts, 100-250V AC/DC coil, Type AF40-30-0013 | Contactor | LV_Switchgear | 1SBL347001R1300 | ABB | 40A | NA | Nos. | None | Inventory | 40A TP Power contactor for AC3 duty @415V AC without built-in auxiliary contacts, 100-250V AC/DC coil, Type AF40-30-0013
632 | 40A TP Power contactor for AC3 duty @415V AC without built-in auxiliary contacts, 250-500V AC/DC coil, Type AF40-30-0014 | Contactor | LV_Switchgear | 1SBL347001R1400 | ABB | 40A | NA | Nos. | None | Inventory | 40A TP Power contactor for AC3 duty @415V AC without built-in auxiliary contacts, 250-500V AC/DC coil, Type AF40-30-0014
633 | 70A FP (4NO) Power contactor for AC1 duty without built-in auxiliary contacts, 24-60V AC/DC coil, Type AF40-40-0011 | Contactor | LV_Switchgear | 1SBL347201R1100 | ABB | 70A | NA | Nos. | None | Inventory | 70A FP (4NO) Power contactor for AC1 duty without built-in auxiliary contacts, 24-60V AC/DC coil, Type AF40-40-0011
634 | 70A FP (4NO) Power contactor for AC1 duty without built-in auxiliary contacts, 48-130V AC/DC coil, Type AF40-40-0012 | Contactor | LV_Switchgear | 1SBL347201R1200 | ABB | 70A | NA | Nos. | None | Inventory | 70A FP (4NO) Power contactor for AC1 duty without built-in auxiliary contacts, 48-130V AC/DC coil, Type AF40-40-0012
635 | 70A FP (4NO) Power contactor for AC1 duty without built-in auxiliary contacts, 100-250V AC/DC coil, Type AF40-40-0013 | Contactor | LV_Switchgear | 1SBL347201R1300 | ABB | 70A | NA | Nos. | None | Inventory | 70A FP (4NO) Power contactor for AC1 duty without built-in auxiliary contacts, 100-250V AC/DC coil, Type AF40-40-0013
636 | 70A FP (4NO) Power contactor for AC1 duty without built-in auxiliary contacts, 250-500V AC/DC coil, Type AF40-40-0014 | Contactor | LV_Switchgear | 1SBL347201R1400 | ABB | 70A | NA | Nos. | None | Inventory | 70A FP (4NO) Power contactor for AC1 duty without built-in auxiliary contacts, 250-500V AC/DC coil, Type AF40-40-0014
637 | 70A FP (2NO + 2NC) Power contactor for AC1 duty without built-in auxiliary contacts, 24-60V AC/DC coil, Type AF40-22-0011 | Contactor | LV_Switchgear | 1SBL347501R1100 | ABB | 70A | NA | Nos. | None | Inventory | 70A FP (2NO + 2NC) Power contactor for AC1 duty without built-in auxiliary contacts, 24-60V AC/DC coil, Type AF40-22-0011
638 | 70A FP (2NO + 2NC) Power contactor for AC1 duty without built-in auxiliary contacts, 48-130V AC/DC coil, Type AF40-22-0012 | Contactor | LV_Switchgear | 1SBL347501R1200 | ABB | 70A | NA | Nos. | None | Inventory | 70A FP (2NO + 2NC) Power contactor for AC1 duty without built-in auxiliary contacts, 48-130V AC/DC coil, Type AF40-22-0012
639 | 70A FP (2NO + 2NC) Power contactor for AC1 duty without built-in auxiliary contacts, 100-250V AC/DC coil, Type AF40-22-0013 | Contactor | LV_Switchgear | 1SBL347501R1300 | ABB | 70A | NA | Nos. | None | Inventory | 70A FP (2NO + 2NC) Power contactor for AC1 duty without built-in auxiliary contacts, 100-250V AC/DC coil, Type AF40-22-0013
640 | 70A FP (2NO + 2NC) Power contactor for AC1 duty without built-in auxiliary contacts, 250-500V AC/DC coil, Type AF40-22-0014 | Contactor | LV_Switchgear | 1SBL347501R1400 | ABB | 70A | NA | Nos. | None | Inventory | 70A FP (2NO + 2NC) Power contactor for AC1 duty without built-in auxiliary contacts, 250-500V AC/DC coil, Type AF40-22-0014
641 | 50A TP Power contactor for AC3 duty @415V AC without built-in auxiliary contacts, 240V AC coil, Type A50-30-0080 | Contactor | LV_Switchgear | 1SBL351001R8000 | ABB | 50A | NA | Nos. | None | Inventory | 50A TP Power contactor for AC3 duty @415V AC without built-in auxiliary contacts, 240V AC coil, Type A50-30-0080
642 | 50A TP Power contactor for AC3 duty @415V AC without built-in auxiliary contacts, 240V AC coil, Type: A50-30-10 | Contactor | LV_Switchgear | 1SBL351001R8010 | ABB | 50A | NA | Nos. |  | Inventory | 50A TP Power contactor for AC3 duty @415V AC without built-in auxiliary contacts, 240V AC coil, Type: A50-30-10
643 | 50A TP Power contactor for AC3 duty @415V AC without built-in auxiliary contacts, 24V AC coil, Type A50-30-0081 | Contactor | LV_Switchgear | 1SBL351001R8100 | ABB | 50A | NA | Nos. | None | Inventory | 50A TP Power contactor for AC3 duty @415V AC without built-in auxiliary contacts, 24V AC coil, Type A50-30-0081
644 | 50A TP Power contactor for AC3 duty @415V AC without built-in auxiliary contacts, 110V AC coil, Type A50-30-0084 | Contactor | LV_Switchgear | 1SBL351001R8400 | ABB | 50A | NA | Nos. | None | Inventory | 50A TP Power contactor for AC3 duty @415V AC without built-in auxiliary contacts, 110V AC coil, Type A50-30-0084
645 | 50A TP Power contactor for AC3 duty @415V AC without built-in auxiliary contacts, 415V AC coil, Type A50-30-0086 | Contactor | LV_Switchgear | 1SBL351001R8600 | ABB | 50A | NA | Nos. | None | Inventory | 50A TP Power contactor for AC3 duty @415V AC without built-in auxiliary contacts, 415V AC coil, Type A50-30-0086
646 | 40kVAr @415V AC, TP Capacitor duty contactor with in-built damping resistor & without built-in auxiliary contacts, 240V AC coil, Type UA50-30-00RA80 | Contactor | LV_Switchgear | 1SBL351024R8010 | ABB | 40kVAr | NA | Nos. | None | Inventory | 40kVAr @415V AC, TP Capacitor duty contactor with in-built damping resistor & without built-in auxiliary contacts, 240V AC coil, Type UA50-30-00RA80
647 | 40kVAr @415V AC, TP Capacitor duty contactor with in-built damping resistor & without built-in auxiliary contacts, 24V AC coil, Type UA50-30-00RA81 | Contactor | LV_Switchgear | 1SBL351024R8110 | ABB | 40kVAr | NA | Nos. | None | Inventory | 40kVAr @415V AC, TP Capacitor duty contactor with in-built damping resistor & without built-in auxiliary contacts, 24V AC coil, Type UA50-30-00RA81
648 | 40kVAr @415V AC, TP Capacitor duty contactor with in-built damping resistor & without built-in auxiliary contacts, 110V AC coil, Type UA50-30-00RA84 | Contactor | LV_Switchgear | 1SBL351024R8410 | ABB | 40kVAr | NA | Nos. | None | Inventory | 40kVAr @415V AC, TP Capacitor duty contactor with in-built damping resistor & without built-in auxiliary contacts, 110V AC coil, Type UA50-30-00RA84
649 | 40kVAr @415V AC, TP Capacitor duty contactor with in-built damping resistor & without built-in auxiliary contacts, 415V AC coil, Type UA50-30-00RA86 | Contactor | LV_Switchgear | 1SBL351024R8610 | ABB | 40kVAr | NA | Nos. | None | Inventory | 40kVAr @415V AC, TP Capacitor duty contactor with in-built damping resistor & without built-in auxiliary contacts, 415V AC coil, Type UA50-30-00RA86
650 | 50A TP Power contactor for AC3 duty @415V AC with 1NO + 1NC built-in auxiliary contacts, 240V AC coil, Type AX50-30-1180 | Contactor | LV_Switchgear | 1SBL351074R8011 | ABB | 50A | NA | Nos. | None | Inventory | 50A TP Power contactor for AC3 duty @415V AC with 1NO + 1NC built-in auxiliary contacts, 240V AC coil, Type AX50-30-1180
651 | 50A TP Power contactor for AC3 duty @415V AC with 1NO + 1NC built-in auxiliary contacts, 24V AC coil, Type AX50-30-1181 | Contactor | LV_Switchgear | 1SBL351074R8111 | ABB | 50A | NA | Nos. | None | Inventory | 50A TP Power contactor for AC3 duty @415V AC with 1NO + 1NC built-in auxiliary contacts, 24V AC coil, Type AX50-30-1181
652 | 50A TP Power contactor for AC3 duty @415V AC with 1NO + 1NC built-in auxiliary contacts, 110V AC coil, Type AX50-30-1184 | Contactor | LV_Switchgear | 1SBL351074R8411 | ABB | 50A | NA | Nos. | None | Inventory | 50A TP Power contactor for AC3 duty @415V AC with 1NO + 1NC built-in auxiliary contacts, 110V AC coil, Type AX50-30-1184
653 | 50A TP Power contactor for AC3 duty @415V AC with 1NO + 1NC built-in auxiliary contacts, 415V AC coil, Type AX50-30-1186 | Contactor | LV_Switchgear | 1SBL351074R8611 | ABB | 50A | NA | Nos. | None | Inventory | 50A TP Power contactor for AC3 duty @415V AC with 1NO + 1NC built-in auxiliary contacts, 415V AC coil, Type AX50-30-1186
654 | 100A FP (4NO) Power contactor for AC1 duty without built-in auxiliary contacts, 240V AC coil, Type A50-40-0080 | Contactor | LV_Switchgear | 1SBL351201R8000 | ABB | 100A | NA | Nos. | None | Inventory | 100A FP (4NO) Power contactor for AC1 duty without built-in auxiliary contacts, 240V AC coil, Type A50-40-0080
655 | 100A FP (4NO) Power contactor for AC1 duty without built-in auxiliary contacts, 24V AC coil, Type A50-40-0081 | Contactor | LV_Switchgear | 1SBL351201R8100 | ABB | 100A | NA | Nos. | None | Inventory | 100A FP (4NO) Power contactor for AC1 duty without built-in auxiliary contacts, 24V AC coil, Type A50-40-0081
656 | 100A FP (4NO) Power contactor for AC1 duty without built-in auxiliary contacts, 110V AC coil, Type A50-40-0084 | Contactor | LV_Switchgear | 1SBL351201R8400 | ABB | 100A | NA | Nos. | None | Inventory | 100A FP (4NO) Power contactor for AC1 duty without built-in auxiliary contacts, 110V AC coil, Type A50-40-0084
657 | 100A FP (4NO) Power contactor for AC1 duty without built-in auxiliary contacts, 415V AC coil, Type A50-40-0086 | Contactor | LV_Switchgear | 1SBL351201R8600 | ABB | 100A | NA | Nos. | None | Inventory | 100A FP (4NO) Power contactor for AC1 duty without built-in auxiliary contacts, 415V AC coil, Type A50-40-0086
658 | 53A TP Power contactor for AC3 duty @415V AC without built-in auxiliary contacts, 24-60V AC/DC coil, Type AF52-30-0011 | Contactor | LV_Switchgear | 1SBL367001R1100 | ABB | 53A | NA | Nos. | None | Inventory | 53A TP Power contactor for AC3 duty @415V AC without built-in auxiliary contacts, 24-60V AC/DC coil, Type AF52-30-0011
659 | 53A TP Power contactor for AC3 duty @415V AC without built-in auxiliary contacts, 48-130V AC/DC coil, Type AF52-30-0012 | Contactor | LV_Switchgear | 1SBL367001R1200 | ABB | 53A | NA | Nos. | None | Inventory | 53A TP Power contactor for AC3 duty @415V AC without built-in auxiliary contacts, 48-130V AC/DC coil, Type AF52-30-0012
660 | 53A TP Power contactor for AC3 duty @415V AC without built-in auxiliary contacts, 100-250V AC/DC coil, Type AF52-30-0013 | Contactor | LV_Switchgear | 1SBL367001R1300 | ABB | 53A | NA | Nos. | None | Inventory | 53A TP Power contactor for AC3 duty @415V AC without built-in auxiliary contacts, 100-250V AC/DC coil, Type AF52-30-0013
661 | 53A TP Power contactor for AC3 duty @415V AC without built-in auxiliary contacts, 250-500V AC/DC coil, Type AF52-30-0014 | Contactor | LV_Switchgear | 1SBL367001R1400 | ABB | 53A | NA | Nos. | None | Inventory | 53A TP Power contactor for AC3 duty @415V AC without built-in auxiliary contacts, 250-500V AC/DC coil, Type AF52-30-0014
662 | 100A FP (4NO) Power contactor for AC1 duty without built-in auxiliary contacts, 24-60V AC/DC coil, Type AF52-40-0011 | Contactor | LV_Switchgear | 1SBL367201R1100 | ABB | 100A | NA | Nos. | None | Inventory | 100A FP (4NO) Power contactor for AC1 duty without built-in auxiliary contacts, 24-60V AC/DC coil, Type AF52-40-0011
663 | 100A FP (4NO) Power contactor for AC1 duty without built-in auxiliary contacts, 48-130V AC/DC coil, Type AF52-40-0012 | Contactor | LV_Switchgear | 1SBL367201R1200 | ABB | 100A | NA | Nos. | None | Inventory | 100A FP (4NO) Power contactor for AC1 duty without built-in auxiliary contacts, 48-130V AC/DC coil, Type AF52-40-0012
664 | 100A FP (4NO) Power contactor for AC1 duty without built-in auxiliary contacts, 100-250V AC/DC coil, Type AF52-40-0013 | Contactor | LV_Switchgear | 1SBL367201R1300 | ABB | 100A | NA | Nos. | None | Inventory | 100A FP (4NO) Power contactor for AC1 duty without built-in auxiliary contacts, 100-250V AC/DC coil, Type AF52-40-0013
665 | 100A FP (4NO) Power contactor for AC1 duty without built-in auxiliary contacts, 250-500V AC/DC coil, Type AF52-40-0014 | Contactor | LV_Switchgear | 1SBL367201R1400 | ABB | 100A | NA | Nos. | None | Inventory | 100A FP (4NO) Power contactor for AC1 duty without built-in auxiliary contacts, 250-500V AC/DC coil, Type AF52-40-0014
666 | 65A TP Power contactor for AC3 duty @415V AC without built-in auxiliary contacts, 240V AC coil, Type A63-30-0080 | Contactor | LV_Switchgear | 1SBL371001R8000 | ABB | 65A | NA | Nos. | None | Inventory | 65A TP Power contactor for AC3 duty @415V AC without built-in auxiliary contacts, 240V AC coil, Type A63-30-0080
667 | 65A TP Power contactor for AC3 duty @415V AC without built-in auxiliary contacts, 24V AC coil, Type A63-30-0081 | Contactor | LV_Switchgear | 1SBL371001R8100 | ABB | 65A | NA | Nos. | None | Inventory | 65A TP Power contactor for AC3 duty @415V AC without built-in auxiliary contacts, 24V AC coil, Type A63-30-0081
668 | 65A TP Power contactor for AC3 duty @415V AC without built-in auxiliary contacts, 110V AC coil, Type A63-30-0084 | Contactor | LV_Switchgear | 1SBL371001R8400 | ABB | 65A | NA | Nos. | None | Inventory | 65A TP Power contactor for AC3 duty @415V AC without built-in auxiliary contacts, 110V AC coil, Type A63-30-0084
669 | 65A TP Power contactor for AC3 duty @415V AC without built-in auxiliary contacts, 415V AC coil, Type A63-30-0086 | Contactor | LV_Switchgear | 1SBL371001R8600 | ABB | 65A | NA | Nos. | None | Inventory | 65A TP Power contactor for AC3 duty @415V AC without built-in auxiliary contacts, 415V AC coil, Type A63-30-0086
670 | 50kVAr @415V AC, TP Capacitor duty contactor with in-built damping resistor & without built-in auxiliary contacts, 240V AC coil, Type UA63-30-00RA80 | Contactor | LV_Switchgear | 1SBL371024R8000 | ABB | 50kVAr | NA | Nos. | None | Inventory | 50kVAr @415V AC, TP Capacitor duty contactor with in-built damping resistor & without built-in auxiliary contacts, 240V AC coil, Type UA63-30-00RA80
671 | 50kVAr @415V AC, TP Capacitor duty contactor with in-built damping resistor & without built-in auxiliary contacts, 24V AC coil, Type UA63-30-00RA81 | Contactor | LV_Switchgear | 1SBL371024R8100 | ABB | 50kVAr | NA | Nos. | None | Inventory | 50kVAr @415V AC, TP Capacitor duty contactor with in-built damping resistor & without built-in auxiliary contacts, 24V AC coil, Type UA63-30-00RA81
672 | 50kVAr @415V AC, TP Capacitor duty contactor with in-built damping resistor & without built-in auxiliary contacts, 110V AC coil, Type UA63-30-00RA84 | Contactor | LV_Switchgear | 1SBL371024R8400 | ABB | 50kVAr | NA | Nos. | None | Inventory | 50kVAr @415V AC, TP Capacitor duty contactor with in-built damping resistor & without built-in auxiliary contacts, 110V AC coil, Type UA63-30-00RA84
673 | 50kVAr @415V AC, TP Capacitor duty contactor with in-built damping resistor & without built-in auxiliary contacts, 415V AC coil, Type UA63-30-00RA86 | Contactor | LV_Switchgear | 1SBL371024R8600 | ABB | 50kVAr | NA | Nos. | None | Inventory | 50kVAr @415V AC, TP Capacitor duty contactor with in-built damping resistor & without built-in auxiliary contacts, 415V AC coil, Type UA63-30-00RA86
674 | 65A TP Power contactor for AC3 duty @415V AC with 1NO + 1NC built-in auxiliary contacts, 240V AC coil, Type AX65-30-1180 | Contactor | LV_Switchgear | 1SBL371074R8011 | ABB | 65A | NA | Nos. | None | Inventory | 65A TP Power contactor for AC3 duty @415V AC with 1NO + 1NC built-in auxiliary contacts, 240V AC coil, Type AX65-30-1180
675 | 65A TP Power contactor for AC3 duty @415V AC with 1NO + 1NC built-in auxiliary contacts, 24V AC coil, Type AX65-30-1181 | Contactor | LV_Switchgear | 1SBL371074R8111 | ABB | 65A | NA | Nos. | None | Inventory | 65A TP Power contactor for AC3 duty @415V AC with 1NO + 1NC built-in auxiliary contacts, 24V AC coil, Type AX65-30-1181
676 | 65A TP Power contactor for AC3 duty @415V AC with 1NO + 1NC built-in auxiliary contacts, 110V AC coil, Type AX65-30-1184 | Contactor | LV_Switchgear | 1SBL371074R8411 | ABB | 65A | NA | Nos. | None | Inventory | 65A TP Power contactor for AC3 duty @415V AC with 1NO + 1NC built-in auxiliary contacts, 110V AC coil, Type AX65-30-1184
677 | 65A TP Power contactor for AC3 duty @415V AC with 1NO + 1NC built-in auxiliary contacts, 4150V AC coil, Type AX65-30-1186 | Contactor | LV_Switchgear | 1SBL371074R8611 | ABB | 65A | NA | Nos. | None | Inventory | 65A TP Power contactor for AC3 duty @415V AC with 1NO + 1NC built-in auxiliary contacts, 4150V AC coil, Type AX65-30-1186
678 | 65A TP Power contactor for AC3 duty @415V AC without built-in auxiliary contacts, 24-60V AC/DC coil, Type AF65-30-0011 | Contactor | LV_Switchgear | 1SBL387001R1100 | ABB | 65A | NA | Nos. | None | Inventory | 65A TP Power contactor for AC3 duty @415V AC without built-in auxiliary contacts, 24-60V AC/DC coil, Type AF65-30-0011
679 | 65A TP Power contactor for AC3 duty @415V AC without built-in auxiliary contacts, 48-130V AC/DC coil, Type AF65-30-0012 | Contactor | LV_Switchgear | 1SBL387001R1200 | ABB | 65A | NA | Nos. | None | Inventory | 65A TP Power contactor for AC3 duty @415V AC without built-in auxiliary contacts, 48-130V AC/DC coil, Type AF65-30-0012
680 | 65A TP Power contactor for AC3 duty @415V AC without built-in auxiliary contacts, 100-250V AC/DC coil, Type AF65-30-0013 | Contactor | LV_Switchgear | 1SBL387001R1300 | ABB | 65A | NA | Nos. | None | Inventory | 65A TP Power contactor for AC3 duty @415V AC without built-in auxiliary contacts, 100-250V AC/DC coil, Type AF65-30-0013
681 | 65A TP Power contactor for AC3 duty @415V AC without built-in auxiliary contacts, 250-500V AC/DC coil, Type AF65-30-0014 | Contactor | LV_Switchgear | 1SBL387001R1400 | ABB | 65A | NA | Nos. | None | Inventory | 65A TP Power contactor for AC3 duty @415V AC without built-in auxiliary contacts, 250-500V AC/DC coil, Type AF65-30-0014
682 | 80A TP Power contactor for AC3 duty @415V AC without built-in auxiliary contacts, 24-60V AC/DC coil, Type AF80-30-0011 | Contactor | LV_Switchgear | 1SBL397001R1100 | ABB | 80A | NA | Nos. | None | Inventory | 80A TP Power contactor for AC3 duty @415V AC without built-in auxiliary contacts, 24-60V AC/DC coil, Type AF80-30-0011
683 | 80A TP Power contactor for AC3 duty @415V AC without built-in auxiliary contacts, 48-130V AC/DC coil, Type AF80-30-0012 | Contactor | LV_Switchgear | 1SBL397001R1200 | ABB | 80A | NA | Nos. | None | Inventory | 80A TP Power contactor for AC3 duty @415V AC without built-in auxiliary contacts, 48-130V AC/DC coil, Type AF80-30-0012
684 | 80A TP Power contactor for AC3 duty @415V AC without built-in auxiliary contacts, 100-250V AC/DC coil, Type AF80-30-0013 | Contactor | LV_Switchgear | 1SBL397001R1300 | ABB | 80A | NA | Nos. | None | Inventory | 80A TP Power contactor for AC3 duty @415V AC without built-in auxiliary contacts, 100-250V AC/DC coil, Type AF80-30-0013
685 | 80A TP Power contactor for AC3 duty @415V AC without built-in auxiliary contacts, 250-500V AC/DC coil, Type AF80-30-0014 | Contactor | LV_Switchgear | 1SBL397001R1400 | ABB | 80A | NA | Nos. | None | Inventory | 80A TP Power contactor for AC3 duty @415V AC without built-in auxiliary contacts, 250-500V AC/DC coil, Type AF80-30-0014
686 | 125A FP (4NO) Power contactor for AC1 duty without built-in auxiliary contacts, 24-60V AC/DC coil, Type AF80-40-0011 | Contactor | LV_Switchgear | 1SBL397201R1100 | ABB | 125A | NA | Nos. | None | Inventory | 125A FP (4NO) Power contactor for AC1 duty without built-in auxiliary contacts, 24-60V AC/DC coil, Type AF80-40-0011
687 | 125A FP (4NO) Power contactor for AC1 duty without built-in auxiliary contacts, 48-130V AC/DC coil, Type AF80-40-0012 | Contactor | LV_Switchgear | 1SBL397201R1200 | ABB | 125A | NA | Nos. | None | Inventory | 125A FP (4NO) Power contactor for AC1 duty without built-in auxiliary contacts, 48-130V AC/DC coil, Type AF80-40-0012
688 | 125A FP (4NO) Power contactor for AC1 duty without built-in auxiliary contacts, 100-250V AC/DC coil, Type AF80-40-0013 | Contactor | LV_Switchgear | 1SBL397201R1300 | ABB | 125A | NA | Nos. | None | Inventory | 125A FP (4NO) Power contactor for AC1 duty without built-in auxiliary contacts, 100-250V AC/DC coil, Type AF80-40-0013
689 | 125A FP (4NO) Power contactor for AC1 duty without built-in auxiliary contacts, 250-500V AC/DC coil, Type AF80-40-0014 | Contactor | LV_Switchgear | 1SBL397201R1400 | ABB | 125A | NA | Nos. | None | Inventory | 125A FP (4NO) Power contactor for AC1 duty without built-in auxiliary contacts, 250-500V AC/DC coil, Type AF80-40-0014
690 | 125A FP (2NO + 2NC) Power contactor for AC1 duty without built-in auxiliary contacts, 24-60V AC/DC coil, Type AF80-22-0011 | Contactor | LV_Switchgear | 1SBL397501R1100 | ABB | 125A | NA | Nos. | None | Inventory | 125A FP (2NO + 2NC) Power contactor for AC1 duty without built-in auxiliary contacts, 24-60V AC/DC coil, Type AF80-22-0011
691 | 125A FP (2NO + 2NC) Power contactor for AC1 duty without built-in auxiliary contacts, 48-130V AC/DC coil, Type AF80-22-0012 | Contactor | LV_Switchgear | 1SBL397501R1200 | ABB | 125A | NA | Nos. | None | Inventory | 125A FP (2NO + 2NC) Power contactor for AC1 duty without built-in auxiliary contacts, 48-130V AC/DC coil, Type AF80-22-0012
692 | 125A FP (2NO + 2NC) Power contactor for AC1 duty without built-in auxiliary contacts, 100-250V AC/DC coil, Type AF80-22-0013 | Contactor | LV_Switchgear | 1SBL397501R1300 | ABB | 125A | NA | Nos. | None | Inventory | 125A FP (2NO + 2NC) Power contactor for AC1 duty without built-in auxiliary contacts, 100-250V AC/DC coil, Type AF80-22-0013
693 | 125A FP (2NO + 2NC) Power contactor for AC1 duty without built-in auxiliary contacts, 250-500V AC/DC coil, Type AF80-22-0014 | Contactor | LV_Switchgear | 1SBL397501R1400 | ABB | 125A | NA | Nos. | None | Inventory | 125A FP (2NO + 2NC) Power contactor for AC1 duty without built-in auxiliary contacts, 250-500V AC/DC coil, Type AF80-22-0014
694 | 96A TP Power contactor for AC3 duty @415V AC without built-in auxiliary contacts, 24-60V AC/DC coil, Type AF96-30-0011 | Contactor | LV_Switchgear | 1SBL407001R1100 | ABB | 96A | NA | Nos. | None | Inventory | 96A TP Power contactor for AC3 duty @415V AC without built-in auxiliary contacts, 24-60V AC/DC coil, Type AF96-30-0011
695 | 96A TP Power contactor for AC3 duty @415V AC without built-in auxiliary contacts, 48-130V AC/DC coil, Type AF96-30-0012 | Contactor | LV_Switchgear | 1SBL407001R1200 | ABB | 96A | NA | Nos. | None | Inventory | 96A TP Power contactor for AC3 duty @415V AC without built-in auxiliary contacts, 48-130V AC/DC coil, Type AF96-30-0012
696 | 96A TP Power contactor for AC3 duty @415V AC without built-in auxiliary contacts, 100-250V AC/DC coil, Type AF96-30-0013 | Contactor | LV_Switchgear | 1SBL407001R1300 | ABB | 96A | NA | Nos. | None | Inventory | 96A TP Power contactor for AC3 duty @415V AC without built-in auxiliary contacts, 100-250V AC/DC coil, Type AF96-30-0013
697 | 96A TP Power contactor for AC3 duty @415V AC without built-in auxiliary contacts, 250-500V AC/DC coil, Type AF96-30-0014 | Contactor | LV_Switchgear | 1SBL407001R1400 | ABB | 96A | NA | Nos. | None | Inventory | 96A TP Power contactor for AC3 duty @415V AC without built-in auxiliary contacts, 250-500V AC/DC coil, Type AF96-30-0014
698 | 75A TP Power contactor for AC3 duty @415V AC without built-in auxiliary contacts, 240V AC coil, Type A75-30-0080 | Contactor | LV_Switchgear | 1SBL411001R8000 | ABB | 75A | NA | Nos. | None | Inventory | 75A TP Power contactor for AC3 duty @415V AC without built-in auxiliary contacts, 240V AC coil, Type A75-30-0080
699 | 75A TP Power contactor for AC3 duty @415V AC without built-in auxiliary contacts, 24V AC coil, Type A75-30-0081 | Contactor | LV_Switchgear | 1SBL411001R8100 | ABB | 75A | NA | Nos. | None | Inventory | 75A TP Power contactor for AC3 duty @415V AC without built-in auxiliary contacts, 24V AC coil, Type A75-30-0081
700 | 75A TP Power contactor for AC3 duty @415V AC without built-in auxiliary contacts, 110V AC coil, Type A75-30-0084 | Contactor | LV_Switchgear | 1SBL411001R8400 | ABB | 75A | NA | Nos. | None | Inventory | 75A TP Power contactor for AC3 duty @415V AC without built-in auxiliary contacts, 110V AC coil, Type A75-30-0084
701 | 75A TP Power contactor for AC3 duty @415V AC without built-in auxiliary contacts, 415V AC coil, Type A75-30-0086 | Contactor | LV_Switchgear | 1SBL411001R8600 | ABB | 75A | NA | Nos. | None | Inventory | 75A TP Power contactor for AC3 duty @415V AC without built-in auxiliary contacts, 415V AC coil, Type A75-30-0086
702 | 60kVAr @415V AC, TP Capacitor duty contactor with in-built damping resistor & without built-in auxiliary contacts, 240V AC coil, Type UA75-30-00RA80 | Contactor | LV_Switchgear | 1SBL411024R8000 | ABB | 60kVAr | NA | Nos. | None | Inventory | 60kVAr @415V AC, TP Capacitor duty contactor with in-built damping resistor & without built-in auxiliary contacts, 240V AC coil, Type UA75-30-00RA80
703 | 60kVAr @415V AC, TP Capacitor duty contactor with in-built damping resistor & without built-in auxiliary contacts, 24V AC coil, Type UA75-30-00RA81 | Contactor | LV_Switchgear | 1SBL411024R8100 | ABB | 60kVAr | NA | Nos. | None | Inventory | 60kVAr @415V AC, TP Capacitor duty contactor with in-built damping resistor & without built-in auxiliary contacts, 24V AC coil, Type UA75-30-00RA81
704 | 60kVAr @415V AC, TP Capacitor duty contactor with in-built damping resistor & without built-in auxiliary contacts, 110V AC coil, Type UA75-30-00RA84 | Contactor | LV_Switchgear | 1SBL411024R8400 | ABB | 60kVAr | NA | Nos. | None | Inventory | 60kVAr @415V AC, TP Capacitor duty contactor with in-built damping resistor & without built-in auxiliary contacts, 110V AC coil, Type UA75-30-00RA84
705 | 60kVAr @415V AC, TP Capacitor duty contactor with in-built damping resistor & without built-in auxiliary contacts, 415V AC coil, Type UA75-30-00RA86 | Contactor | LV_Switchgear | 1SBL411024R8600 | ABB | 60kVAr | NA | Nos. | None | Inventory | 60kVAr @415V AC, TP Capacitor duty contactor with in-built damping resistor & without built-in auxiliary contacts, 415V AC coil, Type UA75-30-00RA86
706 | 80A TP Power contactor for AC3 duty @415V AC with 1NO + 1NC built-in auxiliary contacts, 240V AC coil, Type AX80-30-1180 | Contactor | LV_Switchgear | 1SBL411074R8011 | ABB | 80A | NA | Nos. | None | Inventory | 80A TP Power contactor for AC3 duty @415V AC with 1NO + 1NC built-in auxiliary contacts, 240V AC coil, Type AX80-30-1180
707 | 80A TP Power contactor for AC3 duty @415V AC with 1NO + 1NC built-in auxiliary contacts, 24V AC coil, Type AX80-30-1181 | Contactor | LV_Switchgear | 1SBL411074R8111 | ABB | 80A | NA | Nos. | None | Inventory | 80A TP Power contactor for AC3 duty @415V AC with 1NO + 1NC built-in auxiliary contacts, 24V AC coil, Type AX80-30-1181
708 | 80A TP Power contactor for AC3 duty @415V AC with 1NO + 1NC built-in auxiliary contacts, 110V AC coil, Type AX80-30-1184 | Contactor | LV_Switchgear | 1SBL411074R8411 | ABB | 80A | NA | Nos. | None | Inventory | 80A TP Power contactor for AC3 duty @415V AC with 1NO + 1NC built-in auxiliary contacts, 110V AC coil, Type AX80-30-1184
709 | 80A TP Power contactor for AC3 duty @415V AC with 1NO + 1NC built-in auxiliary contacts, 415V AC coil, Type AX80-30-1186 | Contactor | LV_Switchgear | 1SBL411074R8611 | ABB | 80A | NA | Nos. | None | Inventory | 80A TP Power contactor for AC3 duty @415V AC with 1NO + 1NC built-in auxiliary contacts, 415V AC coil, Type AX80-30-1186
710 | 125A FP (4NO) Power contactor for AC1 duty without built-in auxiliary contacts, 240V AC coil, Type A75-40-0080 | Contactor | LV_Switchgear | 1SBL411201R8000 | ABB | 125A | NA | Nos. | None | Inventory | 125A FP (4NO) Power contactor for AC1 duty without built-in auxiliary contacts, 240V AC coil, Type A75-40-0080
711 | 125A FP (4NO) Power contactor for AC1 duty without built-in auxiliary contacts, 24V AC coil, Type A75-40-0081 | Contactor | LV_Switchgear | 1SBL411201R8100 | ABB | 125A | NA | Nos. | None | Inventory | 125A FP (4NO) Power contactor for AC1 duty without built-in auxiliary contacts, 24V AC coil, Type A75-40-0081
712 | 125A FP (4NO) Power contactor for AC1 duty without built-in auxiliary contacts, 110V AC coil, Type A75-40-0084 | Contactor | LV_Switchgear | 1SBL411201R8400 | ABB | 125A | NA | Nos. | None | Inventory | 125A FP (4NO) Power contactor for AC1 duty without built-in auxiliary contacts, 110V AC coil, Type A75-40-0084
713 | 125A FP (4NO) Power contactor for AC1 duty without built-in auxiliary contacts, 415V AC coil, Type A75-40-0086 | Contactor | LV_Switchgear | 1SBL411201R8600 | ABB | 125A | NA | Nos. | None | Inventory | 125A FP (4NO) Power contactor for AC1 duty without built-in auxiliary contacts, 415V AC coil, Type A75-40-0086
714 | 125A FP (2NO + 2NC) Power contactor for AC1 duty without built-in auxiliary contacts, 240V AC coil, Type A75-22-0080 | Contactor | LV_Switchgear | 1SBL411501R8000 | ABB | 125A | NA | Nos. | None | Inventory | 125A FP (2NO + 2NC) Power contactor for AC1 duty without built-in auxiliary contacts, 240V AC coil, Type A75-22-0080
715 | 125A FP (2NO + 2NC) Power contactor for AC1 duty without built-in auxiliary contacts, 24V AC coil, Type A75-22-0081 | Contactor | LV_Switchgear | 1SBL411501R8100 | ABB | 125A | NA | Nos. | None | Inventory | 125A FP (2NO + 2NC) Power contactor for AC1 duty without built-in auxiliary contacts, 24V AC coil, Type A75-22-0081
716 | 125A FP (2NO + 2NC) Power contactor for AC1 duty without built-in auxiliary contacts, 110V AC coil, Type A75-22-0084 | Contactor | LV_Switchgear | 1SBL411501R8400 | ABB | 125A | NA | Nos. | None | Inventory | 125A FP (2NO + 2NC) Power contactor for AC1 duty without built-in auxiliary contacts, 110V AC coil, Type A75-22-0084
717 | 125A FP (2NO + 2NC) Power contactor for AC1 duty without built-in auxiliary contacts, 415V AC coil, Type A75-22-0086 | Contactor | LV_Switchgear | 1SBL411501R8600 | ABB | 125A | NA | Nos. | None | Inventory | 125A FP (2NO + 2NC) Power contactor for AC1 duty without built-in auxiliary contacts, 415V AC coil, Type A75-22-0086
718 | 9A TP Power contactor for AC3 duty @415V AC with 1NC built-in auxiliary contacts, 240V AC coil, Type AX09-30-0180 | Contactor | LV_Switchgear | 1SBL901074R8001 | ABB | 9A | NA | Nos. | None | Inventory | 9A TP Power contactor for AC3 duty @415V AC with 1NC built-in auxiliary contacts, 240V AC coil, Type AX09-30-0180
719 | 9A TP Power contactor for AC3 duty @415V AC with 1NO built-in auxiliary contacts, 240V AC coil, Type AX09-30-1080 | Contactor | LV_Switchgear | 1SBL901074R8010 | ABB | 9A | NA | Nos. | None | Inventory | 9A TP Power contactor for AC3 duty @415V AC with 1NO built-in auxiliary contacts, 240V AC coil, Type AX09-30-1080
720 | 9A TP Power contactor for AC3 duty @415V AC with 1NC built-in auxiliary contacts, 24V AC coil, Type AX09-30-0181 | Contactor | LV_Switchgear | 1SBL901074R8101 | ABB | 9A | NA | Nos. | None | Inventory | 9A TP Power contactor for AC3 duty @415V AC with 1NC built-in auxiliary contacts, 24V AC coil, Type AX09-30-0181
721 | 9A TP Power contactor for AC3 duty @415V AC with 1NO built-in auxiliary contacts, 24V AC coil, Type AX09-30-1081 | Contactor | LV_Switchgear | 1SBL901074R8110 | ABB | 9A | NA | Nos. | None | Inventory | 9A TP Power contactor for AC3 duty @415V AC with 1NO built-in auxiliary contacts, 24V AC coil, Type AX09-30-1081
722 | 9A TP Power contactor for AC3 duty @415V AC with 1NC built-in auxiliary contacts, 110V AC coil, Type AX09-30-0184 | Contactor | LV_Switchgear | 1SBL901074R8401 | ABB | 9A | NA | Nos. | None | Inventory | 9A TP Power contactor for AC3 duty @415V AC with 1NC built-in auxiliary contacts, 110V AC coil, Type AX09-30-0184
723 | 9A TP Power contactor for AC3 duty @415V AC with 1NO built-in auxiliary contacts, 110V AC coil, Type AX09-30-1084 | Contactor | LV_Switchgear | 1SBL901074R8410 | ABB | 9A | NA | Nos. | None | Inventory | 9A TP Power contactor for AC3 duty @415V AC with 1NO built-in auxiliary contacts, 110V AC coil, Type AX09-30-1084
724 | 9A TP Power contactor for AC3 duty @415V AC with 1NC built-in auxiliary contacts, 415V AC coil, Type AX09-30-0186 | Contactor | LV_Switchgear | 1SBL901074R8601 | ABB | 9A | NA | Nos. | None | Inventory | 9A TP Power contactor for AC3 duty @415V AC with 1NC built-in auxiliary contacts, 415V AC coil, Type AX09-30-0186
725 | 9A TP Power contactor for AC3 duty @415V AC with 1NO built-in auxiliary contacts, 415V AC coil, Type AX09-30-1086 | Contactor | LV_Switchgear | 1SBL901074R8610 | ABB | 9A | NA | Nos. | None | Inventory | 9A TP Power contactor for AC3 duty @415V AC with 1NO built-in auxiliary contacts, 415V AC coil, Type AX09-30-1086
726 | 12A TP Power contactor for AC3 duty @415V AC with 1NC built-in auxiliary contacts, 240V AC coil, Type AX12-30-0180 | Contactor | LV_Switchgear | 1SBL911074R8001 | ABB | 12A | NA | Nos. | None | Inventory | 12A TP Power contactor for AC3 duty @415V AC with 1NC built-in auxiliary contacts, 240V AC coil, Type AX12-30-0180
727 | 12A TP Power contactor for AC3 duty @415V AC with 1NO built-in auxiliary contacts, 240V AC coil, Type AX12-30-1080 | Contactor | LV_Switchgear | 1SBL911074R8010 | ABB | 12A | NA | Nos. | None | Inventory | 12A TP Power contactor for AC3 duty @415V AC with 1NO built-in auxiliary contacts, 240V AC coil, Type AX12-30-1080
728 | 12A TP Power contactor for AC3 duty @415V AC with 1NC built-in auxiliary contacts, 24V AC coil, Type AX12-30-0181 | Contactor | LV_Switchgear | 1SBL911074R8101 | ABB | 12A | NA | Nos. | None | Inventory | 12A TP Power contactor for AC3 duty @415V AC with 1NC built-in auxiliary contacts, 24V AC coil, Type AX12-30-0181
729 | 12A TP Power contactor for AC3 duty @415V AC with 1NO built-in auxiliary contacts, 24V AC coil, Type AX12-30-1081 | Contactor | LV_Switchgear | 1SBL911074R8110 | ABB | 12A | NA | Nos. | None | Inventory | 12A TP Power contactor for AC3 duty @415V AC with 1NO built-in auxiliary contacts, 24V AC coil, Type AX12-30-1081
730 | 12A TP Power contactor for AC3 duty @415V AC with 1NC built-in auxiliary contacts, 110V AC coil, Type AX12-30-0184 | Contactor | LV_Switchgear | 1SBL911074R8401 | ABB | 12A | NA | Nos. | None | Inventory | 12A TP Power contactor for AC3 duty @415V AC with 1NC built-in auxiliary contacts, 110V AC coil, Type AX12-30-0184
731 | 12A TP Power contactor for AC3 duty @415V AC with 1NO built-in auxiliary contacts, 110V AC coil, Type AX12-30-1084 | Contactor | LV_Switchgear | 1SBL911074R8410 | ABB | 12A | NA | Nos. | None | Inventory | 12A TP Power contactor for AC3 duty @415V AC with 1NO built-in auxiliary contacts, 110V AC coil, Type AX12-30-1084
732 | 12A TP Power contactor for AC3 duty @415V AC with 1NC built-in auxiliary contacts, 415V AC coil, Type AX12-30-0186 | Contactor | LV_Switchgear | 1SBL911074R8601 | ABB | 12A | NA | Nos. | None | Inventory | 12A TP Power contactor for AC3 duty @415V AC with 1NC built-in auxiliary contacts, 415V AC coil, Type AX12-30-0186
733 | 12A TP Power contactor for AC3 duty @415V AC with 1NO built-in auxiliary contacts, 415V AC coil, Type AX12-30-1086 | Contactor | LV_Switchgear | 1SBL911074R8610 | ABB | 12A | NA | Nos. | None | Inventory | 12A TP Power contactor for AC3 duty @415V AC with 1NO built-in auxiliary contacts, 415V AC coil, Type AX12-30-1086
734 | 18A TP Power contactor for AC3 duty @415V AC with 1NC built-in auxiliary contacts, 240V AC coil, Type AX18-30-0180 | Contactor | LV_Switchgear | 1SBL921074R8001 | ABB | 18A | NA | Nos. | None | Inventory | 18A TP Power contactor for AC3 duty @415V AC with 1NC built-in auxiliary contacts, 240V AC coil, Type AX18-30-0180
735 | 18A TP Power contactor for AC3 duty @415V AC with 1NO built-in auxiliary contacts, 240V AC coil, Type AX18-30-1080 | Contactor | LV_Switchgear | 1SBL921074R8010 | ABB | 18A | NA | Nos. | None | Inventory | 18A TP Power contactor for AC3 duty @415V AC with 1NO built-in auxiliary contacts, 240V AC coil, Type AX18-30-1080
736 | 18A TP Power contactor for AC3 duty @415V AC with 1NC built-in auxiliary contacts, 24V AC coil, Type AX18-30-0181 | Contactor | LV_Switchgear | 1SBL921074R8101 | ABB | 18A | NA | Nos. | None | Inventory | 18A TP Power contactor for AC3 duty @415V AC with 1NC built-in auxiliary contacts, 24V AC coil, Type AX18-30-0181
737 | 18A TP Power contactor for AC3 duty @415V AC with 1NO built-in auxiliary contacts, 24V AC coil, Type AX18-30-1081 | Contactor | LV_Switchgear | 1SBL921074R8110 | ABB | 18A | NA | Nos. | None | Inventory | 18A TP Power contactor for AC3 duty @415V AC with 1NO built-in auxiliary contacts, 24V AC coil, Type AX18-30-1081
738 | 18A TP Power contactor for AC3 duty @415V AC with 1NC built-in auxiliary contacts, 110V AC coil, Type AX18-30-0184 | Contactor | LV_Switchgear | 1SBL921074R8401 | ABB | 18A | NA | Nos. | None | Inventory | 18A TP Power contactor for AC3 duty @415V AC with 1NC built-in auxiliary contacts, 110V AC coil, Type AX18-30-0184
739 | 18A TP Power contactor for AC3 duty @415V AC with 1NO built-in auxiliary contacts, 110V AC coil, Type AX18-30-1084 | Contactor | LV_Switchgear | 1SBL921074R8410 | ABB | 18A | NA | Nos. | None | Inventory | 18A TP Power contactor for AC3 duty @415V AC with 1NO built-in auxiliary contacts, 110V AC coil, Type AX18-30-1084
740 | 18A TP Power contactor for AC3 duty @415V AC with 1NC built-in auxiliary contacts, 415V AC coil, Type AX18-30-0186 | Contactor | LV_Switchgear | 1SBL921074R8601 | ABB | 18A | NA | Nos. | None | Inventory | 18A TP Power contactor for AC3 duty @415V AC with 1NC built-in auxiliary contacts, 415V AC coil, Type AX18-30-0186
741 | 18A TP Power contactor for AC3 duty @415V AC with 1NO built-in auxiliary contacts, 415V AC coil, Type AX18-30-1086 | Contactor | LV_Switchgear | 1SBL921074R8610 | ABB | 18A | NA | Nos. | None | Inventory | 18A TP Power contactor for AC3 duty @415V AC with 1NO built-in auxiliary contacts, 415V AC coil, Type AX18-30-1086
742 | 25A TP Power contactor for AC3 duty @415V AC with 1NC built-in auxiliary contacts, 240V AC coil, Type AX25-30-0180 | Contactor | LV_Switchgear | 1SBL931074R8001 | ABB | 25A | NA | Nos. | None | Inventory | 25A TP Power contactor for AC3 duty @415V AC with 1NC built-in auxiliary contacts, 240V AC coil, Type AX25-30-0180
743 | 25A TP Power contactor for AC3 duty @415V AC with 1NO built-in auxiliary contacts, 240V AC coil, Type AX25-30-1080 | Contactor | LV_Switchgear | 1SBL931074R8010 | ABB | 25A | NA | Nos. | None | Inventory | 25A TP Power contactor for AC3 duty @415V AC with 1NO built-in auxiliary contacts, 240V AC coil, Type AX25-30-1080
744 | 25A TP Power contactor for AC3 duty @415V AC with 1NC built-in auxiliary contacts, 24V AC coil, Type AX25-30-0181 | Contactor | LV_Switchgear | 1SBL931074R8101 | ABB | 25A | NA | Nos. | None | Inventory | 25A TP Power contactor for AC3 duty @415V AC with 1NC built-in auxiliary contacts, 24V AC coil, Type AX25-30-0181
745 | 25A TP Power contactor for AC3 duty @415V AC with 1NO built-in auxiliary contacts, 24V AC coil, Type AX25-30-1081 | Contactor | LV_Switchgear | 1SBL931074R8110 | ABB | 25A | NA | Nos. | None | Inventory | 25A TP Power contactor for AC3 duty @415V AC with 1NO built-in auxiliary contacts, 24V AC coil, Type AX25-30-1081
746 | 25A TP Power contactor for AC3 duty @415V AC with 1NC built-in auxiliary contacts, 110V AC coil, Type AX25-30-0184 | Contactor | LV_Switchgear | 1SBL931074R8401 | ABB | 25A | NA | Nos. | None | Inventory | 25A TP Power contactor for AC3 duty @415V AC with 1NC built-in auxiliary contacts, 110V AC coil, Type AX25-30-0184
747 | 25A TP Power contactor for AC3 duty @415V AC with 1NO built-in auxiliary contacts, 110V AC coil, Type AX25-30-1084 | Contactor | LV_Switchgear | 1SBL931074R8410 | ABB | 25A | NA | Nos. | None | Inventory | 25A TP Power contactor for AC3 duty @415V AC with 1NO built-in auxiliary contacts, 110V AC coil, Type AX25-30-1084
748 | 25A TP Power contactor for AC3 duty @415V AC with 1NC built-in auxiliary contacts, 415V AC coil, Type AX25-30-0186 | Contactor | LV_Switchgear | 1SBL931074R8601 | ABB | 25A | NA | Nos. | None | Inventory | 25A TP Power contactor for AC3 duty @415V AC with 1NC built-in auxiliary contacts, 415V AC coil, Type AX25-30-0186
749 | 25A TP Power contactor for AC3 duty @415V AC with 1NO built-in auxiliary contacts, 415V AC coil, Type AX25-30-1086 | Contactor | LV_Switchgear | 1SBL931074R8610 | ABB | 25A | NA | Nos. | None | Inventory | 25A TP Power contactor for AC3 duty @415V AC with 1NO built-in auxiliary contacts, 415V AC coil, Type AX25-30-1086
2096 | DIGITAL MULTIFUNCTION METER CLASS-0.5, WITH MODBUS. | METER | SWITCHGEAR | 1SYG230355R4051 | ABB | _ | NA | Nos |  | Inventory | DIGITAL MULTIFUNCTION METER CLASS-0.5, WITH MODBUS.
2097 | DIGITAL VOLTMETER, 3PH., WITH BUILT IN SELECTOR SWITCH, PTR : PROGRAMABLE, ACC CLASS: 0.5, SIZE : 96mmx96mm. | METER | SWITCHGEAR | 1SYG233695R4051 | ABB | - | - | Nos. |  | Inventory | DIGITAL VOLTMETER, 3PH., WITH BUILT IN SELECTOR SWITCH, PTR : PROGRAMABLE, ACC CLASS: 0.5, SIZE : 96mmx96mm.
752 | Auxiliary contact 1NO + 1NC side mounting add-on block for A09 to A75 / AL9 to AL40 / TAL9 to TAL40 / N / NL / UA16 to UA75 contactors, Type CAL5-11 | Contactor Accessories | LV_Switchgear | 1SBN010020R1011 | ABB | 0 | Aux. Contact | Nos. | None | Inventory | Auxiliary contact 1NO + 1NC side mounting add-on block for A09 to A75 / AL9 to AL40 / TAL9 to TAL40 / N / NL / UA16 to UA75 contactors, Type CAL5-11
753 | Auxiliary contact 4NC front mounting add-on block for A09 to A110 / AL9 to AL40 / TAL9 to TAL40 / N / NL / UA contactors, Type CA5-04E | Contactor Accessories | LV_Switchgear | 1SBN010040R1004 | ABB | 0 | Aux. Contact | Nos. | None | Inventory | Auxiliary contact 4NC front mounting add-on block for A09 to A110 / AL9 to AL40 / TAL9 to TAL40 / N / NL / UA contactors, Type CA5-04E
2098 | Digital Voltmeter, CL- 1.0, 96x96mm, 3PH Model: M1V 3-1 | METER | SWITCHGEAR | 1SYG233955R4051 | ABB | _ | NA | Nos |  | Inventory | Digital Voltmeter, CL- 1.0, 96x96mm, 3PH Model: M1V 3-1
755 | Auxiliary contact 3NO + 1NC front mounting add-on block for A09 to A110 / AL9 to AL40 / TAL9 to TAL40 / N / NL / UA contactors, Type CA5-31E | Contactor Accessories | LV_Switchgear | 1SBN010040R1031 | ABB | 0 | Aux. Contact | Nos. | None | Inventory | Auxiliary contact 3NO + 1NC front mounting add-on block for A09 to A110 / AL9 to AL40 / TAL9 to TAL40 / N / NL / UA contactors, Type CA5-31E
2099 | DIGITAL 1PH VOLTMETER, CLASS-1 | METER | SWITCHGEAR | 1SYG233965R4051 | ABB | _ | NA | Nos |  | Inventory | DIGITAL 1PH VOLTMETER, CLASS-1
757 | Auxiliary contact 1NC front mounting add-on block for AF09 to AF96 / NF contactors, Type CA4-01 | Contactor Accessories | LV_Switchgear | 1SBN010110R1001 | ABB | 0 | Aux. Contact | Nos. | None | Inventory | Auxiliary contact 1NC front mounting add-on block for AF09 to AF96 / NF contactors, Type CA4-01
758 | Auxiliary contact 1NO front mounting add-on block for AF09 to AF96 / NF contactors, Type CA4-10 | Contactor Accessories | LV_Switchgear | 1SBN010110R1010 | ABB | 0 | Aux. Contact | Nos. | None | Inventory | Auxiliary contact 1NO front mounting add-on block for AF09 to AF96 / NF contactors, Type CA4-10
759 | Auxiliary contact 1NO + 1NC side mounting add-on block for AF09 to AF96 / NF contactors, Type CAL4-11 | Contactor Accessories | LV_Switchgear | 1SBN010120R1011 | ABB | 0 | Aux. Contact | Nos. | None | Inventory | Auxiliary contact 1NO + 1NC side mounting add-on block for AF09 to AF96 / NF contactors, Type CAL4-11
760 | Auxiliary contact 4NC front mounting add-on block for AF09 to AF80 / NF contactors, Type CA4-04E | Contactor Accessories | LV_Switchgear | 1SBN010140R1004 | ABB | 0 | Aux. Contact | Nos. | None | Inventory | Auxiliary contact 4NC front mounting add-on block for AF09 to AF80 / NF contactors, Type CA4-04E
761 | Auxiliary contact 2NO + 2NC front mounting add-on block for AF09 to AF80 / NF contactors, Type CA4-22E | Contactor Accessories | LV_Switchgear | 1SBN010140R1022 | ABB | 0 | Aux. Contact | Nos. | None | Inventory | Auxiliary contact 2NO + 2NC front mounting add-on block for AF09 to AF80 / NF contactors, Type CA4-22E
762 | Auxiliary contact 3NO + 1NC front mounting add-on block for AF09 to AF80 / NF contactors, Type CA4-31E | Contactor Accessories | LV_Switchgear | 1SBN010140R1031 | ABB | 0 | Aux. Contact | Nos. | None | Inventory | Auxiliary contact 3NO + 1NC front mounting add-on block for AF09 to AF80 / NF contactors, Type CA4-31E
763 | Auxiliary contact 4NO front mounting add-on block for AF09 to AF80 / NF contactors, Type CA4-40E | Contactor Accessories | LV_Switchgear | 1SBN010140R1040 | ABB | 0 | Aux. Contact | Nos. | None | Inventory | Auxiliary contact 4NO front mounting add-on block for AF09 to AF80 / NF contactors, Type CA4-40E
764 | Auxiliary contact 1NC front mounting add-on block for AX09 to AX150 / NX contactors, Type CA5X-01 | Contactor Accessories | LV_Switchgear | 1SBN019010R1001 | ABB | 0 | Aux. Contact | Nos. | None | Inventory | Auxiliary contact 1NC front mounting add-on block for AX09 to AX150 / NX contactors, Type CA5X-01
765 | Auxiliary contact 1NO front mounting add-on block for AX09 to AX150 / NX contactors, Type CA5X-10 | Contactor Accessories | LV_Switchgear | 1SBN019010R1010 | ABB | 0 | Aux. Contact | Nos. | None | Inventory | Auxiliary contact 1NO front mounting add-on block for AX09 to AX150 / NX contactors, Type CA5X-10
766 | Auxiliary contact 1NO + 1NC side mounting add-on block for AX09 to AX80 / NX contactors, Type CAL5X-11 | Contactor Accessories | LV_Switchgear | 1SBN019020R1011 | ABB | 0 | Aux. Contact | Nos. | None | Inventory | Auxiliary contact 1NO + 1NC side mounting add-on block for AX09 to AX80 / NX contactors, Type CAL5X-11
767 | Auxiliary contact 4NC front mounting add-on block for AX09 to AX150 / NX contactors, Type CA5X-04E | Contactor Accessories | LV_Switchgear | 1SBN019040R1004 | ABB | 0 | Aux. Contact | Nos. | None | Inventory | Auxiliary contact 4NC front mounting add-on block for AX09 to AX150 / NX contactors, Type CA5X-04E
768 | Auxiliary contact 2NO + 2NC front mounting add-on block for AX09 to AX150 / NX contactors, Type CA5X-22E | Contactor Accessories | LV_Switchgear | 1SBN019040R1022 | ABB | 0 | Aux. Contact | Nos. | None | Inventory | Auxiliary contact 2NO + 2NC front mounting add-on block for AX09 to AX150 / NX contactors, Type CA5X-22E
769 | Auxiliary contact 3NO + 1NC front mounting add-on block for AX09 to AX150 / NX contactors, Type CA5X-31E | Contactor Accessories | LV_Switchgear | 1SBN019040R1031 | ABB | 0 | Aux. Contact | Nos. | None | Inventory | Auxiliary contact 3NO + 1NC front mounting add-on block for AX09 to AX150 / NX contactors, Type CA5X-31E
770 | Auxiliary contact 4NO front mounting add-on block for AX09 to AX150 / NX contactors, Type CA5X-40E | Contactor Accessories | LV_Switchgear | 1SBN019040R1040 | ABB | 0 | Aux. Contact | Nos. | None | Inventory | Auxiliary contact 4NO front mounting add-on block for AX09 to AX150 / NX contactors, Type CA5X-40E
2100 | DIGITAL AMMETER, 3PH., WITH BUILT IN SELECTOR SWITCH, ACC CLASS: 0.5, SIZE : 96mmx96mm. | METER | SWITCHGEAR | 1SYG234905R4051 | ABB | - | - | Nos. |  | Inventory | DIGITAL AMMETER, 3PH., WITH BUILT IN SELECTOR SWITCH, ACC CLASS: 0.5, SIZE : 96mmx96mm.
772 | 100A TP OESA Switch Disconnector Fuse, DIN-type, Fuse size 00 | SDF | LV_Switchgear | 1SCA022025R7830 | ABB | 100A | NA | Nos. | None | Inventory | 100A TP OESA Switch Disconnector Fuse, DIN-type, Fuse size 00
773 | 100A FP OESA Switch Disconnector Fuse, DIN-type, Fuse size 00 | SDF | LV_Switchgear | 1SCA022043R6760 | ABB | 100A | NA | Nos. | None | Inventory | 100A FP OESA Switch Disconnector Fuse, DIN-type, Fuse size 00
774 | 63A TP OESA Switch Disconnector Fuse, DIN-type, Fuse size 000/00 | SDF | LV_Switchgear | 1SCA022057R6850 | ABB | 63A | NA | Nos. | None | Inventory | 63A TP OESA Switch Disconnector Fuse, DIN-type, Fuse size 000/00
775 | 63A FP OESA Switch Disconnector Fuse, DIN-type, Fuse size 000/00 | SDF | LV_Switchgear | 1SCA022057R7740 | ABB | 63A | NA | Nos. | None | Inventory | 63A FP OESA Switch Disconnector Fuse, DIN-type, Fuse size 000/00
776 | 32A TP OESA Switch Disconnector Fuse, DIN-type, Fuse size 000/00 | SDF | LV_Switchgear | 1SCA022058R7710 | ABB | 32A | NA | Nos. | None | Inventory | 32A TP OESA Switch Disconnector Fuse, DIN-type, Fuse size 000/00
777 | Shaft for OT Changeover Switch, Frame size OT160 to OT250 | Changeover Switch Accessories | LV_Switchgear | 1SCA022067R1760 | ABB | 0 | Rotary Handle | Nos. | None | Inventory | Shaft for OT Changeover Switch, Frame size OT160 to OT250
778 | 32A FP OESA Switch Disconnector Fuse, DIN-type, Fuse size 000/00 | SDF | LV_Switchgear | 1SCA022067R7610 | ABB | 32A | NA | Nos. | None | Inventory | 32A FP OESA Switch Disconnector Fuse, DIN-type, Fuse size 000/00
779 | 160A TP OESA Switch Disconnector Fuse, DIN-type, Fuse size 00 | SDF | LV_Switchgear | 1SCA022077R8130 | ABB | 160A | NA | Nos. | None | Inventory | 160A TP OESA Switch Disconnector Fuse, DIN-type, Fuse size 00
780 | 160A FP OESA Switch Disconnector Fuse, DIN-type, Fuse size 00 | SDF | LV_Switchgear | 1SCA022080R7840 | ABB | 160A | NA | Nos. | None | Inventory | 160A FP OESA Switch Disconnector Fuse, DIN-type, Fuse size 00
781 | Shaft for OT Switch Disconnector, Frame size OT1000 to OT4000 | Switch Disconnector Accessories | LV_Switchgear | 1SCA022137R5140 | ABB | 0 | Rotary Handle | Nos. | None | Inventory | Shaft for OT Switch Disconnector, Frame size OT1000 to OT4000
782 | Shaft for OT Switch Disconnector, Frame size OT160 to OT250 | Switch Disconnector Accessories | LV_Switchgear | 1SCA022295R6080 | ABB | 0 | Rotary Handle | Nos. | None | Inventory | Shaft for OT Switch Disconnector, Frame size OT160 to OT250
783 | Shaft for OT Switch Disconnector, Frame size OT315 to OT800 | Switch Disconnector Accessories | LV_Switchgear | 1SCA022325R6710 | ABB | 0 | Rotary Handle | Nos. | None | Inventory | Shaft for OT Switch Disconnector, Frame size OT315 to OT800
784 | Shaft for OS Switch Disconnector Fuse, Frame size OS315 to OS400 | SDF Accessories | LV_Switchgear | 1SCA022325R6980 | ABB | 0 | Rotary Handle | Nos. | None | Inventory | Shaft for OS Switch Disconnector Fuse, Frame size OS315 to OS400
785 | Shaft for OT Changeover Switch, Frame size OT630 to OT3200 | Changeover Switch Accessories | LV_Switchgear | 1SCA022325R7100 | ABB | 0 | Rotary Handle | Nos. | None | Inventory | Shaft for OT Changeover Switch, Frame size OT630 to OT3200
786 | Auxiliary contact 1NC for OT Switch Disconnector, Frame size OT16 to OT125 | Switch Disconnector Accessories | LV_Switchgear | 1SCA022353R4890 | ABB | 0 | Aux. Contact | Nos. | None | Inventory | Auxiliary contact 1NC for OT Switch Disconnector, Frame size OT16 to OT125
787 | Auxiliary contact 1NO for OT Switch Disconnector, Frame size OT16 to OT4000 | Switch Disconnector Accessories | LV_Switchgear | 1SCA022353R4970 | ABB | 0 | Aux. Contact | Nos. | None | Inventory | Auxiliary contact 1NO for OT Switch Disconnector, Frame size OT16 to OT4000
788 | Handle for OT Switch Disconnector, Frame size OT16 to OT125 | Switch Disconnector Accessories | LV_Switchgear | 1SCA022380R8770 | ABB | 0 | Rotary Handle | Nos. | None | Inventory | Handle for OT Switch Disconnector, Frame size OT16 to OT125
789 | Handle for OT Switch Disconnector, Frame size OT160 to OT250 | Switch Disconnector Accessories | LV_Switchgear | 1SCA022380R9660 | ABB | 0 | Rotary Handle | Nos. | None | Inventory | Handle for OT Switch Disconnector, Frame size OT160 to OT250
790 | Handle for OS Switch Disconnector Fuse, Frame size OS200 to OS250 | SDF Accessories | LV_Switchgear | 1SCA022381R0240 | ABB | 0 | Rotary Handle | Nos. | None | Inventory | Handle for OS Switch Disconnector Fuse, Frame size OS200 to OS250
791 | Handle for OT Switch Disconnector, Frame size OT315 to OT400 | Switch Disconnector Accessories | LV_Switchgear | 1SCA022381R0830 | ABB | 0 | Rotary Handle | Nos. | None | Inventory | Handle for OT Switch Disconnector, Frame size OT315 to OT400
792 | Handle for OT Switch Disconnector, Frame size OT630 to OT800 | Switch Disconnector Accessories | LV_Switchgear | 1SCA022381R1560 | ABB | 0 | Rotary Handle | Nos. | None | Inventory | Handle for OT Switch Disconnector, Frame size OT630 to OT800
793 | Handle for OS Switch Disconnector Fuse, Frame size OS315 to OS400 | SDF Accessories | LV_Switchgear | 1SCA022381R2110 | ABB | 0 | Rotary Handle | Nos. | None | Inventory | Handle for OS Switch Disconnector Fuse, Frame size OS315 to OS400
794 | Handle for OS Switch Disconnector Fuse, Frame size OS630 to OS800 | SDF Accessories | LV_Switchgear | 1SCA022381R2450 | ABB | 0 | Rotary Handle | Nos. | None | Inventory | Handle for OS Switch Disconnector Fuse, Frame size OS630 to OS800
795 | Handle for OT Changeover Switch, Frame size OT160 to OT250 | Changeover Switch Accessories | LV_Switchgear | 1SCA022383R2480 | ABB | 0 | Rotary Handle | Nos. | None | Inventory | Handle for OT Changeover Switch, Frame size OT160 to OT250
796 | Auxiliary contact 1NC for OT Switch Disconnector, Frame size OT160 to OT4000 | Switch Disconnector Accessories | LV_Switchgear | 1SCA022456R7410 | ABB | 0 | Aux. Contact | Nos. | None | Inventory | Auxiliary contact 1NC for OT Switch Disconnector, Frame size OT160 to OT4000
797 | Handle for OT Changeover Switch, Frame size OT630 to OT800 | Changeover Switch Accessories | LV_Switchgear | 1SCA022589R3340 | ABB | 0 | Rotary Handle | Nos. | None | Inventory | Handle for OT Changeover Switch, Frame size OT630 to OT800
798 | Handle for OT Changeover Switch, Frame size OT315 to OT400 | Changeover Switch Accessories | LV_Switchgear | 1SCA022621R0760 | ABB | 0 | Rotary Handle | Nos. | None | Inventory | Handle for OT Changeover Switch, Frame size OT315 to OT400
799 | 160A 500V 80kA OFAF HRC Fuse link, DIN-type gG, Fuse size 0 | Fuse | LV_Switchgear | 1SCA022627R3170 | ABB | 160A | Links | Nos. | None | Inventory | 160A 500V 80kA OFAF HRC Fuse link, DIN-type gG, Fuse size 0
800 | 1250A 500V 80kA OFAF HRC Fuse link, DIN-type gG, Fuse size 4 | Fuse | LV_Switchgear | 1SCA022627R7830 | ABB | 1250A | Links | Nos. | None | Inventory | 1250A 500V 80kA OFAF HRC Fuse link, DIN-type gG, Fuse size 4
801 | 200A 500V 80kA OFAF HRC Fuse link, DIN-type gG, Fuse size 0 | Fuse | LV_Switchgear | 1SCA022629R5140 | ABB | 200A | Links | Nos. | None | Inventory | 200A 500V 80kA OFAF HRC Fuse link, DIN-type gG, Fuse size 0
802 | Auxiliary contact 1NO left side mounting for OT Changeover Switch, Frame size OT16 to OT125 & OTM40 to OTM125 | Changeover Switch Accessories | LV_Switchgear | 1SCA022673R1140 | ABB | 0 | Aux. Contact | Nos. | None | Inventory | Auxiliary contact 1NO left side mounting for OT Changeover Switch, Frame size OT16 to OT125 & OTM40 to OTM125
803 | 250A TP OT Switch Disconnector with extended shaft and IP65 pistol type handle | Switch Disconnector | LV_Switchgear | 1SCA022710R0100 | ABB | 250A | NA | Nos. | None | Inventory | 250A TP OT Switch Disconnector with extended shaft and IP65 pistol type handle
804 | 250A FP OT Switch Disconnector with extended shaft and IP65 pistol type handle | Switch Disconnector | LV_Switchgear | 1SCA022710R0520 | ABB | 250A | NA | Nos. | None | Inventory | 250A FP OT Switch Disconnector with extended shaft and IP65 pistol type handle
805 | 200A TP OT Switch Disconnector with extended shaft and IP65 pistol type handle | Switch Disconnector | LV_Switchgear | 1SCA022712R0800 | ABB | 200A | NA | Nos. | None | Inventory | 200A TP OT Switch Disconnector with extended shaft and IP65 pistol type handle
806 | 200A FP OT Switch Disconnector with extended shaft and IP65 pistol type handle | Switch Disconnector | LV_Switchgear | 1SCA022713R4930 | ABB | 200A | NA | Nos. | None | Inventory | 200A FP OT Switch Disconnector with extended shaft and IP65 pistol type handle
807 | 315A TP OT Switch Disconnector with extended shaft and IP65 pistol type handle | Switch Disconnector | LV_Switchgear | 1SCA022718R8510 | ABB | 315A | NA | Nos. | None | Inventory | 315A TP OT Switch Disconnector with extended shaft and IP65 pistol type handle
808 | 400A TP OT Switch Disconnector with extended shaft and IP65 pistol type handle | Switch Disconnector | LV_Switchgear | 1SCA022718R8780 | ABB | 400A | NA | Nos. | None | Inventory | 400A TP OT Switch Disconnector with extended shaft and IP65 pistol type handle
809 | 630A TP OT Switch Disconnector with extended shaft and IP65 pistol type handle | Switch Disconnector | LV_Switchgear | 1SCA022718R8940 | ABB | 630A | NA | Nos. | None | Inventory | 630A TP OT Switch Disconnector with extended shaft and IP65 pistol type handle
810 | 800A TP OT Switch Disconnector with extended shaft and IP65 pistol type handle | Switch Disconnector | LV_Switchgear | 1SCA022718R9410 | ABB | 800A | NA | Nos. | None | Inventory | 800A TP OT Switch Disconnector with extended shaft and IP65 pistol type handle
811 | 315A FP OT Switch Disconnector with extended shaft and IP65 pistol type handle | Switch Disconnector | LV_Switchgear | 1SCA022719R1730 | ABB | 315A | NA | Nos. | None | Inventory | 315A FP OT Switch Disconnector with extended shaft and IP65 pistol type handle
812 | 400A FP OT Switch Disconnector with extended shaft and IP65 pistol type handle | Switch Disconnector | LV_Switchgear | 1SCA022719R1810 | ABB | 400A | NA | Nos. | None | Inventory | 400A FP OT Switch Disconnector with extended shaft and IP65 pistol type handle
813 | 630A FP OT Switch Disconnector with extended shaft and IP65 pistol type handle | Switch Disconnector | LV_Switchgear | 1SCA022719R2030 | ABB | 630A | NA | Nos. | None | Inventory | 630A FP OT Switch Disconnector with extended shaft and IP65 pistol type handle
814 | 800A FP OT Switch Disconnector with extended shaft and IP65 pistol type handle | Switch Disconnector | LV_Switchgear | 1SCA022719R2110 | ABB | 800A | NA | Nos. | None | Inventory | 800A FP OT Switch Disconnector with extended shaft and IP65 pistol type handle
815 | Auxiliary contact 1NC right side mounting for OT Changeover Switch, Frame size OT16 to OT125 & OTM40 to OTM125 | Changeover Switch Accessories | LV_Switchgear | 1SCA022744R2240 | ABB | 0 | Aux. Contact | Nos. | None | Inventory | Auxiliary contact 1NC right side mounting for OT Changeover Switch, Frame size OT16 to OT125 & OTM40 to OTM125
816 | Handle for OT Changeover Switch, Frame size OT16 to OT125 | Changeover Switch Accessories | LV_Switchgear | 1SCA022817R2130 | ABB | 0 | Rotary Handle | Nos. | None | Inventory | Handle for OT Changeover Switch, Frame size OT16 to OT125
817 | 1000A TP OT Switch Disconnector with extended shaft and IP65 pistol type handle | Switch Disconnector | LV_Switchgear | 1SCA022860R5930 | ABB | 1000A | NA | Nos. | None | Inventory | 1000A TP OT Switch Disconnector with extended shaft and IP65 pistol type handle
818 | 1000A FP OT Switch Disconnector with extended shaft and IP65 pistol type handle | Switch Disconnector | LV_Switchgear | 1SCA022860R6150 | ABB | 1000A | NA | Nos. | None | Inventory | 1000A FP OT Switch Disconnector with extended shaft and IP65 pistol type handle
819 | 1250A TP OT Switch Disconnector with extended shaft and IP65 pistol type handle | Switch Disconnector | LV_Switchgear | 1SCA022860R6230 | ABB | 1250A | NA | Nos. | None | Inventory | 1250A TP OT Switch Disconnector with extended shaft and IP65 pistol type handle
820 | 1250A FP OT Switch Disconnector with extended shaft and IP65 pistol type handle | Switch Disconnector | LV_Switchgear | 1SCA022860R6310 | ABB | 1250A | NA | Nos. | None | Inventory | 1250A FP OT Switch Disconnector with extended shaft and IP65 pistol type handle
821 | 1600A TP OT Switch Disconnector with extended shaft and IP65 pistol type handle | Switch Disconnector | LV_Switchgear | 1SCA022860R6580 | ABB | 1600A | NA | Nos. | None | Inventory | 1600A TP OT Switch Disconnector with extended shaft and IP65 pistol type handle
822 | 1600A FP OT Switch Disconnector with extended shaft and IP65 pistol type handle | Switch Disconnector | LV_Switchgear | 1SCA022860R6740 | ABB | 1600A | NA | Nos. | None | Inventory | 1600A FP OT Switch Disconnector with extended shaft and IP65 pistol type handle
823 | Handle for OT Changeover Switch, Frame size OT1000 to OT3200 | Changeover Switch Accessories | LV_Switchgear | 1SCA022873R4230 | ABB | 0 | Rotary Handle | Nos. | None | Inventory | Handle for OT Changeover Switch, Frame size OT1000 to OT3200
824 | Shaft extension for door coupling driver for MS116 / MS132 / MS165 / MO132 / MO165 / MS4xx / MO4xx MPCB, Type OXS6X130 | MPCB Accessories | LV_Switchgear | 1SCA101655R1001 | ABB | 0 | Rotary Handle | Nos. | None | Inventory | Shaft extension for door coupling driver for MS116 / MS132 / MS165 / MO132 / MO165 / MS4xx / MO4xx MPCB, Type OXS6X130
825 | 40A TP OT Switch Disconnector with direct knob type handle | Switch Disconnector | LV_Switchgear | 1SCA104902R1001 | ABB | 40A | NA | Nos. |  | Inventory | 40A TP OT Switch Disconnector with direct knob type handle
826 | 2500A TP OT Switch Disconnector with extended shaft and IP65 pistol type handle | Switch Disconnector | LV_Switchgear | 1SCA104972R1001 | ABB | 2500A | NA | Nos. | None | Inventory | 2500A TP OT Switch Disconnector with extended shaft and IP65 pistol type handle
827 | 2500A FP OT Switch Disconnector with extended shaft and IP65 pistol type handle | Switch Disconnector | LV_Switchgear | 1SCA105140R1001 | ABB | 2500A | NA | Nos. | None | Inventory | 2500A FP OT Switch Disconnector with extended shaft and IP65 pistol type handle
828 | 1250A FP OS Switch Disconnector Fuse, DIN-type, Fuse size 4 | SDF | LV_Switchgear | 1SCA105248R1001 | ABB | 1250A | NA | Nos. | None | Inventory | 1250A FP OS Switch Disconnector Fuse, DIN-type, Fuse size 4
829 | 1250A TP OS Switch Disconnector Fuse, DIN-type, Fuse size 4 | SDF | LV_Switchgear | 1SCA105475R1001 | ABB | 1250A | NA | Nos. | None | Inventory | 1250A TP OS Switch Disconnector Fuse, DIN-type, Fuse size 4
830 | 2A 500V 80kA OFAF HRC Fuse link, DIN-type gG, Fuse size 000 | Fuse | LV_Switchgear | 1SCA107747R1001 | ABB | 2A | Links | Nos. | None | Inventory | 2A 500V 80kA OFAF HRC Fuse link, DIN-type gG, Fuse size 000
831 | 6A 500V 80kA OFAF HRC Fuse link, DIN-type gG, Fuse size 000 | Fuse | LV_Switchgear | 1SCA107748R1001 | ABB | 6A | Links | Nos. | None | Inventory | 6A 500V 80kA OFAF HRC Fuse link, DIN-type gG, Fuse size 000
832 | 10A 500V 80kA OFAF HRC Fuse link, DIN-type gG, Fuse size 000 | Fuse | LV_Switchgear | 1SCA107749R1001 | ABB | 10A | Links | Nos. | None | Inventory | 10A 500V 80kA OFAF HRC Fuse link, DIN-type gG, Fuse size 000
833 | 16A 500V 80kA OFAF HRC Fuse link, DIN-type gG, Fuse size 000 | Fuse | LV_Switchgear | 1SCA107750R1001 | ABB | 16A | Links | Nos. | None | Inventory | 16A 500V 80kA OFAF HRC Fuse link, DIN-type gG, Fuse size 000
834 | 20A 500V 80kA OFAF HRC Fuse link, DIN-type gG, Fuse size 000 | Fuse | LV_Switchgear | 1SCA107751R1001 | ABB | 20A | Links | Nos. | None | Inventory | 20A 500V 80kA OFAF HRC Fuse link, DIN-type gG, Fuse size 000
835 | 25A 500V 80kA OFAF HRC Fuse link, DIN-type gG, Fuse size 000 | Fuse | LV_Switchgear | 1SCA107751R1002 | ABB | 25A | Links | Nos. | None | Inventory | 25A 500V 80kA OFAF HRC Fuse link, DIN-type gG, Fuse size 000
836 | 32A 500V 80kA OFAF HRC Fuse link, DIN-type gG, Fuse size 000 | Fuse | LV_Switchgear | 1SCA107752R1001 | ABB | 32A | Links | Nos. | None | Inventory | 32A 500V 80kA OFAF HRC Fuse link, DIN-type gG, Fuse size 000
837 | 63A 500V 80kA OFAF HRC Fuse link, DIN-type gG, Fuse size 000 | Fuse | LV_Switchgear | 1SCA107753R1001 | ABB | 63A | Links | Nos. | None | Inventory | 63A 500V 80kA OFAF HRC Fuse link, DIN-type gG, Fuse size 000
838 | 6A 500V 80kA OFAF HRC Fuse link, DIN-type gG, Fuse size 00 | Fuse | LV_Switchgear | 1SCA107754R1001 | ABB | 6A | Links | Nos. | None | Inventory | 6A 500V 80kA OFAF HRC Fuse link, DIN-type gG, Fuse size 00
839 | 10A 500V 80kA OFAF HRC Fuse link, DIN-type gG, Fuse size 00 | Fuse | LV_Switchgear | 1SCA107755R1001 | ABB | 10A | Links | Nos. | None | Inventory | 10A 500V 80kA OFAF HRC Fuse link, DIN-type gG, Fuse size 00
840 | 16A 500V 80kA OFAF HRC Fuse link, DIN-type gG, Fuse size 00 | Fuse | LV_Switchgear | 1SCA107756R1001 | ABB | 16A | Links | Nos. | None | Inventory | 16A 500V 80kA OFAF HRC Fuse link, DIN-type gG, Fuse size 00
841 | 20A 500V 80kA OFAF HRC Fuse link, DIN-type gG, Fuse size 00 | Fuse | LV_Switchgear | 1SCA107757R1001 | ABB | 20A | Links | Nos. | None | Inventory | 20A 500V 80kA OFAF HRC Fuse link, DIN-type gG, Fuse size 00
842 | 25A 500V 80kA OFAF HRC Fuse link, DIN-type gG, Fuse size 00 | Fuse | LV_Switchgear | 1SCA107758R1001 | ABB | 25A | Links | Nos. | None | Inventory | 25A 500V 80kA OFAF HRC Fuse link, DIN-type gG, Fuse size 00
843 | 32A 500V 80kA OFAF HRC Fuse link, DIN-type gG, Fuse size 00 | Fuse | LV_Switchgear | 1SCA107759R1001 | ABB | 32A | Links | Nos. | None | Inventory | 32A 500V 80kA OFAF HRC Fuse link, DIN-type gG, Fuse size 00
844 | 50A 500V 80kA OFAF HRC Fuse link, DIN-type gG, Fuse size 00 | Fuse | LV_Switchgear | 1SCA107760R1001 | ABB | 50A | Links | Nos. | None | Inventory | 50A 500V 80kA OFAF HRC Fuse link, DIN-type gG, Fuse size 00
845 | 63A 500V 80kA OFAF HRC Fuse link, DIN-type gG, Fuse size 00 | Fuse | LV_Switchgear | 1SCA107761R1001 | ABB | 63A | Links | Nos. | None | Inventory | 63A 500V 80kA OFAF HRC Fuse link, DIN-type gG, Fuse size 00
846 | 80A 500V 80kA OFAF HRC Fuse link, DIN-type gG, Fuse size 00 | Fuse | LV_Switchgear | 1SCA107762R1001 | ABB | 80A | Links | Nos. | None | Inventory | 80A 500V 80kA OFAF HRC Fuse link, DIN-type gG, Fuse size 00
847 | 100A 500V 80kA OFAF HRC Fuse link, DIN-type gG, Fuse size 00 | Fuse | LV_Switchgear | 1SCA107763R1001 | ABB | 100A | Links | Nos. | None | Inventory | 100A 500V 80kA OFAF HRC Fuse link, DIN-type gG, Fuse size 00
848 | 125A 500V 80kA OFAF HRC Fuse link, DIN-type gG, Fuse size 00 | Fuse | LV_Switchgear | 1SCA107764R1001 | ABB | 125A | Links | Nos. | None | Inventory | 125A 500V 80kA OFAF HRC Fuse link, DIN-type gG, Fuse size 00
849 | 160A 500V 80kA OFAF HRC Fuse link, DIN-type gG, Fuse size 00 | Fuse | LV_Switchgear | 1SCA107765R1001 | ABB | 160A | Links | Nos. | None | Inventory | 160A 500V 80kA OFAF HRC Fuse link, DIN-type gG, Fuse size 00
850 | 32A 500V 80kA OFAF HRC Fuse link, DIN-type gG, Fuse size 1 | Fuse | LV_Switchgear | 1SCA107766R1001 | ABB | 32A | Links | Nos. | None | Inventory | 32A 500V 80kA OFAF HRC Fuse link, DIN-type gG, Fuse size 1
851 | 50A 500V 80kA OFAF HRC Fuse link, DIN-type gG, Fuse size 1 | Fuse | LV_Switchgear | 1SCA107767R1001 | ABB | 50A | Links | Nos. | None | Inventory | 50A 500V 80kA OFAF HRC Fuse link, DIN-type gG, Fuse size 1
852 | 63A 500V 80kA OFAF HRC Fuse link, DIN-type gG, Fuse size 1 | Fuse | LV_Switchgear | 1SCA107768R1001 | ABB | 63A | Links | Nos. | None | Inventory | 63A 500V 80kA OFAF HRC Fuse link, DIN-type gG, Fuse size 1
853 | 80A 500V 80kA OFAF HRC Fuse link, DIN-type gG, Fuse size 1 | Fuse | LV_Switchgear | 1SCA107769R1001 | ABB | 80A | Links | Nos. | None | Inventory | 80A 500V 80kA OFAF HRC Fuse link, DIN-type gG, Fuse size 1
854 | 100A 500V 80kA OFAF HRC Fuse link, DIN-type gG, Fuse size 1 | Fuse | LV_Switchgear | 1SCA107770R1001 | ABB | 100A | Links | Nos. | None | Inventory | 100A 500V 80kA OFAF HRC Fuse link, DIN-type gG, Fuse size 1
855 | 125A 500V 80kA OFAF HRC Fuse link, DIN-type gG, Fuse size 1 | Fuse | LV_Switchgear | 1SCA107771R1001 | ABB | 125A | Links | Nos. | None | Inventory | 125A 500V 80kA OFAF HRC Fuse link, DIN-type gG, Fuse size 1
856 | 160A 500V 80kA OFAF HRC Fuse link, DIN-type gG, Fuse size 1 | Fuse | LV_Switchgear | 1SCA107772R1001 | ABB | 160A | Links | Nos. | None | Inventory | 160A 500V 80kA OFAF HRC Fuse link, DIN-type gG, Fuse size 1
857 | 200A 500V 80kA OFAF HRC Fuse link, DIN-type gG, Fuse size 1 | Fuse | LV_Switchgear | 1SCA107773R1001 | ABB | 200A | Links | Nos. | None | Inventory | 200A 500V 80kA OFAF HRC Fuse link, DIN-type gG, Fuse size 1
858 | 250A 500V 80kA OFAF HRC Fuse link, DIN-type gG, Fuse size 1 | Fuse | LV_Switchgear | 1SCA107774R1001 | ABB | 250A | Links | Nos. | None | Inventory | 250A 500V 80kA OFAF HRC Fuse link, DIN-type gG, Fuse size 1
859 | 100A 500V 80kA OFAF HRC Fuse link, DIN-type gG, Fuse size 2 | Fuse | LV_Switchgear | 1SCA107775R1001 | ABB | 100A | Links | Nos. | None | Inventory | 100A 500V 80kA OFAF HRC Fuse link, DIN-type gG, Fuse size 2
860 | 125A 500V 80kA OFAF HRC Fuse link, DIN-type gG, Fuse size 2 | Fuse | LV_Switchgear | 1SCA107776R1001 | ABB | 125A | Links | Nos. | None | Inventory | 125A 500V 80kA OFAF HRC Fuse link, DIN-type gG, Fuse size 2
861 | 250A 500V 80kA OFAF HRC Fuse link, DIN-type gG, Fuse size 2 | Fuse | LV_Switchgear | 1SCA107778R1001 | ABB | 250A | Links | Nos. | None | Inventory | 250A 500V 80kA OFAF HRC Fuse link, DIN-type gG, Fuse size 2
862 | 315A 500V 80kA OFAF HRC Fuse link, DIN-type gG, Fuse size 2 | Fuse | LV_Switchgear | 1SCA107779R1001 | ABB | 315A | Links | Nos. | None | Inventory | 315A 500V 80kA OFAF HRC Fuse link, DIN-type gG, Fuse size 2
863 | 400A 500V 80kA OFAF HRC Fuse link, DIN-type gG, Fuse size 2 | Fuse | LV_Switchgear | 1SCA107780R1001 | ABB | 400A | Links | Nos. | None | Inventory | 400A 500V 80kA OFAF HRC Fuse link, DIN-type gG, Fuse size 2
864 | 315A 500V 80kA OFAF HRC Fuse link, DIN-type gG, Fuse size 3 | Fuse | LV_Switchgear | 1SCA107781R1001 | ABB | 315A | Links | Nos. | None | Inventory | 315A 500V 80kA OFAF HRC Fuse link, DIN-type gG, Fuse size 3
865 | 500A 500V 80kA OFAF HRC Fuse link, DIN-type gG, Fuse size 3 | Fuse | LV_Switchgear | 1SCA107783R1001 | ABB | 500A | Links | Nos. | None | Inventory | 500A 500V 80kA OFAF HRC Fuse link, DIN-type gG, Fuse size 3
866 | 630A 500V 80kA OFAF HRC Fuse link, DIN-type gG, Fuse size 3 | Fuse | LV_Switchgear | 1SCA107784R1001 | ABB | 630A | Links | Nos. | None | Inventory | 630A 500V 80kA OFAF HRC Fuse link, DIN-type gG, Fuse size 3
867 | 800A 500V 80kA OFAF HRC Fuse link, DIN-type gG, Fuse size 3 | Fuse | LV_Switchgear | 1SCA107785R1001 | ABB | 800A | Links | Nos. | None | Inventory | 800A 500V 80kA OFAF HRC Fuse link, DIN-type gG, Fuse size 3
868 | 2A 415V 80kA OFF HRC Fuse link, BS-type gG, Fuse size F1 | Fuse | LV_Switchgear | 1SCA107786R1001 | ABB | 2A | Links | Nos. |  | Inventory | 2A 415V 80kA OFF HRC Fuse link, BS-type gG, Fuse size F1
869 | 6A 415V 80kA OFF HRC Fuse link, BS-type gG, Fuse size F1 | Fuse | LV_Switchgear | 1SCA107788R1001 | ABB | 6A | Links | Nos. |  | Inventory | 6A 415V 80kA OFF HRC Fuse link, BS-type gG, Fuse size F1
870 | 32A 415V 80kA OFF HRC Fuse link, BS-type gG, Fuse size F1 | Fuse | LV_Switchgear | 1SCA107793R1001 | ABB | 32A | Links | Nos. |  | Inventory | 32A 415V 80kA OFF HRC Fuse link, BS-type gG, Fuse size F1
871 | 1250A TPN OS Switch Disconnector Fuse, DIN-type, Fuse size 4 | SDF | LV_Switchgear | 1SCA107932R1001 | ABB | 1250A | NA | Nos. | None | Inventory | 1250A TPN OS Switch Disconnector Fuse, DIN-type, Fuse size 4
872 | 2000A TP OT Switch Disconnector with extended shaft and IP65 pistol type handle | Switch Disconnector | LV_Switchgear | 1SCA108036R1001 | ABB | 2000A | NA | Nos. | None | Inventory | 2000A TP OT Switch Disconnector with extended shaft and IP65 pistol type handle
873 | 2000A FP OT Switch Disconnector with extended shaft and IP65 pistol type handle | Switch Disconnector | LV_Switchgear | 1SCA108038R1001 | ABB | 2000A | NA | Nos. | None | Inventory | 2000A FP OT Switch Disconnector with extended shaft and IP65 pistol type handle
874 | Shaft for OT Switch Disconnector, Frame size OT16 to OT125 | Switch Disconnector Accessories | LV_Switchgear | 1SCA108224R1001 | ABB | 0 | Rotary Handle | Nos. | None | Inventory | Shaft for OT Switch Disconnector, Frame size OT16 to OT125
875 | Handle for OT Switch Disconnector, Frame size OT1000 to OT4000 | Switch Disconnector Accessories | LV_Switchgear | 1SCA115920R1001 | ABB | 0 | Rotary Handle | Nos. | None | Inventory | Handle for OT Switch Disconnector, Frame size OT1000 to OT4000
876 | Basic ATS controller for motorised change over, Type- ODPS230 | Changeover Switch Accessories | LV_Switchgear | 1SCA122946R1001 | ABB | - | - | Nos. |  | Inventory | Basic ATS controller for motorised change over, Type- ODPS230
877 | 4000A TP OT Switch Disconnector with extended shaft and IP65 pistol type handle | Switch Disconnector | LV_Switchgear | 1SCA12484R1001 | ABB | 4000A | NA | Nos. | None | Inventory | 4000A TP OT Switch Disconnector with extended shaft and IP65 pistol type handle
878 | 4000A FP OT Switch Disconnector with extended shaft and IP65 pistol type handle | Switch Disconnector | LV_Switchgear | 1SCA124856R1001 | ABB | 4000A | NA | Nos. | None | Inventory | 4000A FP OT Switch Disconnector with extended shaft and IP65 pistol type handle
879 | Handle adaptor for OESA/OS Switch Disconnector Fuse | SDF Accessories | LV_Switchgear | 1SCA125960R1001 | ABB | 0 | Rotary Handle | Nos. | None | Inventory | Handle adaptor for OESA/OS Switch Disconnector Fuse
880 | 3200A TP OT Switch Disconnector with extended shaft and IP65 pistol type handle | Switch Disconnector | LV_Switchgear | 1SCA128481R1001 | ABB | 3200A | NA | Nos. | None | Inventory | 3200A TP OT Switch Disconnector with extended shaft and IP65 pistol type handle
881 | 3200A FP OT Switch Disconnector with extended shaft and IP65 pistol type handle | Switch Disconnector | LV_Switchgear | 1SCA128482R1001 | ABB | 3200A | NA | Nos. | None | Inventory | 3200A FP OT Switch Disconnector with extended shaft and IP65 pistol type handle
882 | 160A TP OT Switch Disconnector with extended shaft and IP65 pistol type handle | Switch Disconnector | LV_Switchgear | 1SCA135139R1001 | ABB | 160A | NA | Nos. | None | Inventory | 160A TP OT Switch Disconnector with extended shaft and IP65 pistol type handle
883 | 160A FP OT Switch Disconnector with extended shaft and IP65 pistol type handle | Switch Disconnector | LV_Switchgear | 1SCA135140R1001 | ABB | 160A | NA | Nos. | None | Inventory | 160A FP OT Switch Disconnector with extended shaft and IP65 pistol type handle
884 | 160A Fuse base, DIN-type, Fuse size 00 | Fuse | LV_Switchgear | 1SCA833001R2001 | ABB | 160A | Base | Nos. | None | Inventory | 160A Fuse base, DIN-type, Fuse size 00
885 | 250A Fuse base, DIN-type, Fuse size 1 | Fuse | LV_Switchgear | 1SCA833001R2002 | ABB | 250A | Base | Nos. | None | Inventory | 250A Fuse base, DIN-type, Fuse size 1
886 | 400A Fuse base, DIN-type, Fuse size 2 | Fuse | LV_Switchgear | 1SCA833001R2003 | ABB | 400A | Base | Nos. | None | Inventory | 400A Fuse base, DIN-type, Fuse size 2
887 | 630A Fuse base, DIN-type, Fuse size 3 | Fuse | LV_Switchgear | 1SCA833001R2004 | ABB | 630A | Base | Nos. | None | Inventory | 630A Fuse base, DIN-type, Fuse size 3
888 | TP Extended spreader front terminals kit EF for Tmax / Isomax MCCB, Frame size-T6, S6 6pcs. | MCCB Accessories | LV_Switchgear | 1SDA013954R1 | ABB | 0 | Spreaders | Nos. |  | Inventory | TP Extended spreader front terminals kit EF for Tmax / Isomax MCCB, Frame size-T6, S6 6pcs.
889 | FP Extended spreader front terminals kit EF for Tmax / Isomax MCCB, Frame size-T6, S6 8pcs. | MCCB Accessories | LV_Switchgear | 1SDA013955R1 | ABB | 0 | Spreaders | Nos. |  | Inventory | FP Extended spreader front terminals kit EF for Tmax / Isomax MCCB, Frame size-T6, S6 8pcs.
890 | Racking-out lever For New Emax | ACB Accessories | LV_Switchgear | 1SDA038092R1 | ABB | - | - | Nos. |  | Inventory | Racking-out lever For New Emax
891 | LIFTING PLATE FOR EMAX | ACB Accessories | LV_Switchgear | 1SDA038093R1 | ABB | - | - | Nos. |  | Inventory | LIFTING PLATE FOR EMAX
892 | Shunt Coil/Release 24V DC for Draw-out/Fixed type Emax ACB, Frame size E1-E6 | ACB Accessories | LV_Switchgear | 1SDA038286R1 | ABB | 0 | Shunt | Nos. | None | Inventory | Shunt Coil/Release 24V DC for Draw-out/Fixed type Emax ACB, Frame size E1-E6
893 | Shunt Coil/Release 110V AC/DC for Draw-out/Fixed type Emax ACB, Frame size E1-E6 | ACB Accessories | LV_Switchgear | 1SDA038290R1 | ABB | 0 | Shunt | Nos. | None | Inventory | Shunt Coil/Release 110V AC/DC for Draw-out/Fixed type Emax ACB, Frame size E1-E6
894 | Shunt Coil/Release 240V AC for Draw-out/Fixed type Emax ACB, Frame size E1-E6 | ACB Accessories | LV_Switchgear | 1SDA038292R1 | ABB | 0 | Shunt | Nos. | None | Inventory | Shunt Coil/Release 240V AC for Draw-out/Fixed type Emax ACB, Frame size E1-E6
895 | Closing Coil/Release 24V DC for Draw-out/Fixed type Emax ACB, Frame size E1-E6 | ACB Accessories | LV_Switchgear | 1SDA038296R1 | ABB | 0 | Closing | Nos. | None | Inventory | Closing Coil/Release 24V DC for Draw-out/Fixed type Emax ACB, Frame size E1-E6
896 | Closing Coil/Release 110V AC/DC for Draw-out/Fixed type Emax ACB, Frame size E1-E6 | ACB Accessories | LV_Switchgear | 1SDA038300R1 | ABB | 0 | Closing | Nos. | None | Inventory | Closing Coil/Release 110V AC/DC for Draw-out/Fixed type Emax ACB, Frame size E1-E6
897 | Closing Coil/Release 240V AC for Draw-out/Fixed type Emax ACB, Frame size E1-E6 | ACB Accessories | LV_Switchgear | 1SDA038302R1 | ABB | 0 | Closing | Nos. | None | Inventory | Closing Coil/Release 240V AC for Draw-out/Fixed type Emax ACB, Frame size E1-E6
898 | Under-voltage Coil/Release 240V AC for Draw-out/Fixed type Emax ACB, Frame size E1-E6 | ACB Accessories | LV_Switchgear | 1SDA038312R1 | ABB | 0 | Undervoltage | Nos. | None | Inventory | Under-voltage Coil/Release 240V AC for Draw-out/Fixed type Emax ACB, Frame size E1-E6
899 | Under-voltage Coil/Release 240V/250V AC/DC for Draw-out/Fixed type Emax ACB, Frame size E1-E6 | ACB Accessories | LV_Switchgear | 1SDA038313R1 | ABB | 0 | Undervoltage | Nos. |  | Inventory | Under-voltage Coil/Release 240V/250V AC/DC for Draw-out/Fixed type Emax ACB, Frame size E1-E6
900 | Under-voltage Coil/Release 400V AC for Draw-out/Fixed type Emax ACB, Frame size E1-E6 | ACB Accessories | LV_Switchgear | 1SDA038314R1 | ABB | 0 | Undervoltage | Nos. | None | Inventory | Under-voltage Coil/Release 400V AC for Draw-out/Fixed type Emax ACB, Frame size E1-E6
901 | Motor 240V AC for Draw-out/Fixed type Emax ACB, Frame size E1-E6 | ACB Accessories | LV_Switchgear | 1SDA038324R1 | ABB | 0 | Motor | Nos. | None | Inventory | Motor 240V AC for Draw-out/Fixed type Emax ACB, Frame size E1-E6
902 | Closing spring charge electrical indicatiom for drawout/plug in type Emax ACB, frame size-E1-E6 | ACB Accessories | LV_Switchgear | 1SDA038325R1 | ABB | 0 | Closing | Nos. |  | Inventory | Closing spring charge electrical indicatiom for drawout/plug in type Emax ACB, frame size-E1-E6
903 | SUPPORT YO-YC-YU RELEASES E1/6-T8 | ACB Accessories | LV_Switchgear | 1SDA038339R1 | ABB | - | - | Nos. |  | Inventory | SUPPORT YO-YC-YU RELEASES E1/6-T8
904 | IP54 PROTECT WITH KEYS LOCK SEV. E1/6-T8 - ACB | ACB Accessories | LV_Switchgear | 1SDA038344R1 | ABB | - | - | Nos. |  | Inventory | IP54 PROTECT WITH KEYS LOCK SEV. E1/6-T8 - ACB
905 | MECH.TYPE OPERATION COUNTER E1/6-T8 | ACB Accessories | LV_Switchgear | 1SDA038345R1 | ABB | - | NA | Nos. |  | Inventory | MECH.TYPE OPERATION COUNTER E1/6-T8
906 | 5 Aux. test & service position contacts, for TP/FP Emax ACB, Frame size E1-E6 | ACB Accessories | LV_Switchgear | 1SDA038361R1 | ABB | 0 | Aux. Contact | Nos. |  | Inventory | 5 Aux. test & service position contacts, for TP/FP Emax ACB, Frame size E1-E6
907 | TP Extended spreader front terminals kit ES for Tmax / Isomax MCCB, Frame size-T6, S6 6pcs. | MCCB Accessories | LV_Switchgear | 1SDA050688R1 | ABB | 0 | Spreaders | Nos. |  | Inventory | TP Extended spreader front terminals kit ES for Tmax / Isomax MCCB, Frame size-T6, S6 6pcs.
908 | FP Extended spreader front terminals kit ES for Tmax / Isomax MCCB, Frame size-T6, S6 8pcs. | MCCB Accessories | LV_Switchgear | 1SDA050689R1 | ABB | 0 | Spreaders | Nos. |  | Inventory | FP Extended spreader front terminals kit ES for Tmax / Isomax MCCB, Frame size-T6, S6 8pcs.
909 | Auxiliary contact 1C/O, Trip indication contact 1NO, AUX-C 1Q 1SY 250V AC/DC for Tmax MCCB, Frame size T4 to T6 | MCCB Accessories | LV_Switchgear | 1SDA051368R1 | ABB | 0 | Aux./Trip Contact | Nos. |  | Inventory | Auxiliary contact 1C/O, Trip indication contact 1NO, AUX-C 1Q 1SY 250V AC/DC for Tmax MCCB, Frame size T4 to T6
910 | ACCESSORY, MCCB, DETAILS-AUX CONTACT 3Q 1SY, T1-T6 | MCCB Accessories | LV_Switchgear | 1SDA051369R1 | ABB | 0 | Aux./Trip Contact | Nos. |  | Inventory | ACCESSORY, MCCB, DETAILS-AUX CONTACT 3Q 1SY, T1-T6
911 | 63A TP 50kA Tmax MCCB with O/C,S/C protection, Microprocessor based Release PR221DS-LS/I, Frame size T4-63S, Ics=Icu=50kA@690V AC | MCCB | LV_Switchgear | 1SDA054069R1 | ABB | 63A | 50kA | Nos. |  | Inventory | 63A TP 50kA Tmax MCCB with O/C,S/C protection, Microprocessor based Release PR221DS-LS/I, Frame size T4-63S, Ics=Icu=50kA@690V AC
912 | 100A TP 70kA Tmax MCCB with O/C,S/C protection, Thermo-Magnetic Release TMA,(SET @70A Min.) Frame size T4L 250, Ics=Icu=70kA@690V AC | MCCB | LV_Switchgear | 1SDA054229R1 | ABB | 100A | 70kA | Nos. |  | Inventory | 100A TP 70kA Tmax MCCB with O/C,S/C protection, Thermo-Magnetic Release TMA,(SET @70A Min.) Frame size T4L 250, Ics=Icu=70kA@690V AC
913 | 400A TP 36kA Tmax MCCB with O/C,S/C protection, Microprocessor based Release PR221-LS/I, Frame size T5-400N, Ics=Icu=36kA@415V AC | MCCB | LV_Switchgear | 1SDA054317R1 | ABB | 400A | 36kA | Nos. | None | Inventory | 400A TP 36kA Tmax MCCB with O/C,S/C protection, Microprocessor based Release PR221-LS/I, Frame size T5-400N, Ics=Icu=36kA@415V AC
914 | 400A TP 36kA Tmax MCCB with S/C protection, Microprocessor based Release PR221DS-I, Frame size T5-400N, Ics=Icu=36kA@415V AC | MCCB | LV_Switchgear | 1SDA054319R1 | ABB | 400A | 36kA | Nos. | None | Inventory | 400A TP 36kA Tmax MCCB with S/C protection, Microprocessor based Release PR221DS-I, Frame size T5-400N, Ics=Icu=36kA@415V AC
915 | 400A TP 36kA Tmax MCCB with O/C,S/C,E/F protection, Microprocessor based Release PR222DS/P-LSIG, Frame size T5-400N, Ics=Icu=36kA@415V AC | MCCB | LV_Switchgear | 1SDA054323R1 | ABB | 400A | 36kA | Nos. | None | Inventory | 400A TP 36kA Tmax MCCB with O/C,S/C,E/F protection, Microprocessor based Release PR222DS/P-LSIG, Frame size T5-400N, Ics=Icu=36kA@415V AC
916 | 400A FP 36kA Tmax MCCB with O/C,S/C protection, Microprocessor based Release PR221-LS/I, Frame size T5-400N, Ics=Icu=36kA@415V AC | MCCB | LV_Switchgear | 1SDA054325R1 | ABB | 400A | 36kA | Nos. | None | Inventory | 400A FP 36kA Tmax MCCB with O/C,S/C protection, Microprocessor based Release PR221-LS/I, Frame size T5-400N, Ics=Icu=36kA@415V AC
917 | 400A FP 36kA Tmax MCCB with O/C,S/C,E/F protection, Microprocessor based Release PR222DS/P-LSIG, Frame size T5-400N, Ics=Icu=36kA@415V AC | MCCB | LV_Switchgear | 1SDA054331R1 | ABB | 400A | 36kA | Nos. | None | Inventory | 400A FP 36kA Tmax MCCB with O/C,S/C,E/F protection, Microprocessor based Release PR222DS/P-LSIG, Frame size T5-400N, Ics=Icu=36kA@415V AC
918 | 400A TP 50kA Tmax MCCB with O/C,S/C protection, Microprocessor based Release PR221-LS/I, Frame size T5-400S, Ics=Icu=50kA@415V AC | MCCB | LV_Switchgear | 1SDA054333R1 | ABB | 400A | 50kA | Nos. | None | Inventory | 400A TP 50kA Tmax MCCB with O/C,S/C protection, Microprocessor based Release PR221-LS/I, Frame size T5-400S, Ics=Icu=50kA@415V AC
919 | 400A TP 50kA Tmax MCCB with S/C protection, Microprocessor based Release PR221DS-I, Frame size T5-400S, Ics=Icu=50kA@415V AC | MCCB | LV_Switchgear | 1SDA054335R1 | ABB | 400A | 50kA | Nos. | None | Inventory | 400A TP 50kA Tmax MCCB with S/C protection, Microprocessor based Release PR221DS-I, Frame size T5-400S, Ics=Icu=50kA@415V AC
920 | 400A TP 50kA Tmax MCCB with O/C,S/C,E/F protection, Microprocessor based Release PR222DS/P-LSIG, Frame size T5-400S, Ics=Icu=50kA@415V AC | MCCB | LV_Switchgear | 1SDA054339R1 | ABB | 400A | 50kA | Nos. | None | Inventory | 400A TP 50kA Tmax MCCB with O/C,S/C,E/F protection, Microprocessor based Release PR222DS/P-LSIG, Frame size T5-400S, Ics=Icu=50kA@415V AC
921 | 400A FP 50kA Tmax MCCB with O/C,S/C protection, Microprocessor based Release PR221-LS/I, Frame size T5-400S, Ics=Icu=50kA@415V AC | MCCB | LV_Switchgear | 1SDA054341R1 | ABB | 400A | 50kA | Nos. | None | Inventory | 400A FP 50kA Tmax MCCB with O/C,S/C protection, Microprocessor based Release PR221-LS/I, Frame size T5-400S, Ics=Icu=50kA@415V AC
922 | 400A FP 50kA Tmax MCCB with O/C,S/C,E/F protection, Microprocessor based Release PR222DS/P-LSIG, Frame size T5-400S, Ics=Icu=50kA@415V AC | MCCB | LV_Switchgear | 1SDA054347R1 | ABB | 400A | 50kA | Nos. | None | Inventory | 400A FP 50kA Tmax MCCB with O/C,S/C,E/F protection, Microprocessor based Release PR222DS/P-LSIG, Frame size T5-400S, Ics=Icu=50kA@415V AC
923 | 400A TP 70kA Tmax MCCB with O/C,S/C protection, Microprocessor based Release PR221-LS/I, Frame size T5-400H, Ics=Icu=70kA@415V AC | MCCB | LV_Switchgear | 1SDA054349R1 | ABB | 400A | 70kA | Nos. | None | Inventory | 400A TP 70kA Tmax MCCB with O/C,S/C protection, Microprocessor based Release PR221-LS/I, Frame size T5-400H, Ics=Icu=70kA@415V AC
924 | 400A TP 70kA Tmax MCCB with S/C protection, Microprocessor based Release PR221DS-I, Frame size T5-400H, Ics=Icu=70kA@415V AC | MCCB | LV_Switchgear | 1SDA054351R1 | ABB | 400A | 70kA | Nos. | None | Inventory | 400A TP 70kA Tmax MCCB with S/C protection, Microprocessor based Release PR221DS-I, Frame size T5-400H, Ics=Icu=70kA@415V AC
925 | 400A TP 70kA Tmax MCCB with O/C,S/C,E/F protection, Microprocessor based Release PR222DS/P-LSIG, Frame size T5-400H, Ics=Icu=70kA@415V AC | MCCB | LV_Switchgear | 1SDA054355R1 | ABB | 400A | 70kA | Nos. | None | Inventory | 400A TP 70kA Tmax MCCB with O/C,S/C,E/F protection, Microprocessor based Release PR222DS/P-LSIG, Frame size T5-400H, Ics=Icu=70kA@415V AC
926 | 400A FP 70kA Tmax MCCB with O/C,S/C protection, Microprocessor based Release PR221-LS/I, Frame size T5-400H, Ics=Icu=70kA@415V AC | MCCB | LV_Switchgear | 1SDA054357R1 | ABB | 400A | 70kA | Nos. | None | Inventory | 400A FP 70kA Tmax MCCB with O/C,S/C protection, Microprocessor based Release PR221-LS/I, Frame size T5-400H, Ics=Icu=70kA@415V AC
927 | 400A FP 70kA Tmax MCCB with O/C,S/C,E/F protection, Microprocessor based Release PR222DS/P-LSIG, Frame size T5-400H, Ics=Icu=70kA@415V AC | MCCB | LV_Switchgear | 1SDA054363R1 | ABB | 400A | 70kA | Nos. | None | Inventory | 400A FP 70kA Tmax MCCB with O/C,S/C,E/F protection, Microprocessor based Release PR222DS/P-LSIG, Frame size T5-400H, Ics=Icu=70kA@415V AC
928 | 630A TP 36kA Tmax MCCB with O/C,S/C protection, Microprocessor based Release PR221-LS/I, Frame size T5-630N, Ics=Icu=36kA@415V AC | MCCB | LV_Switchgear | 1SDA054396R1 | ABB | 630A | 36kA | Nos. | None | Inventory | 630A TP 36kA Tmax MCCB with O/C,S/C protection, Microprocessor based Release PR221-LS/I, Frame size T5-630N, Ics=Icu=36kA@415V AC
929 | 630A TP 36kA Tmax MCCB with S/C protection, Microprocessor based Release PR221DS-I, Frame size T5-630N, Ics=Icu=36kA@415V AC | MCCB | LV_Switchgear | 1SDA054397R1 | ABB | 630A | 36kA | Nos. | None | Inventory | 630A TP 36kA Tmax MCCB with S/C protection, Microprocessor based Release PR221DS-I, Frame size T5-630N, Ics=Icu=36kA@415V AC
930 | 630A TP 36kA Tmax MCCB with O/C,S/C,E/F protection, Microprocessor based Release PR222DS/P-LSIG, Frame size T5-630N, Ics=Icu=36kA@415V AC | MCCB | LV_Switchgear | 1SDA054399R1 | ABB | 630A | 36kA | Nos. | None | Inventory | 630A TP 36kA Tmax MCCB with O/C,S/C,E/F protection, Microprocessor based Release PR222DS/P-LSIG, Frame size T5-630N, Ics=Icu=36kA@415V AC
931 | 630A FP 36kA Tmax MCCB with O/C,S/C protection, Microprocessor based Release PR221-LS/I, Frame size T5-630N, Ics=Icu=36kA@415V AC | MCCB | LV_Switchgear | 1SDA054400R1 | ABB | 630A | 36kA | Nos. | None | Inventory | 630A FP 36kA Tmax MCCB with O/C,S/C protection, Microprocessor based Release PR221-LS/I, Frame size T5-630N, Ics=Icu=36kA@415V AC
932 | 630A FP 36kA Tmax MCCB with O/C,S/C,E/F protection, Microprocessor based Release PR222DS/P-LSIG, Frame size T5-630N, Ics=Icu=36kA@415V AC | MCCB | LV_Switchgear | 1SDA054403R1 | ABB | 630A | 36kA | Nos. | None | Inventory | 630A FP 36kA Tmax MCCB with O/C,S/C,E/F protection, Microprocessor based Release PR222DS/P-LSIG, Frame size T5-630N, Ics=Icu=36kA@415V AC
933 | 630A TP 50kA Tmax MCCB with O/C,S/C protection, Microprocessor based Release PR221-LS/I, Frame size T5-630S, Ics=Icu=50kA@415V AC | MCCB | LV_Switchgear | 1SDA054404R1 | ABB | 630A | 50kA | Nos. | None | Inventory | 630A TP 50kA Tmax MCCB with O/C,S/C protection, Microprocessor based Release PR221-LS/I, Frame size T5-630S, Ics=Icu=50kA@415V AC
934 | 630A TP 50kA Tmax MCCB with S/C protection, Microprocessor based Release PR221DS-I, Frame size T5-630S, Ics=Icu=50kA@415V AC | MCCB | LV_Switchgear | 1SDA054405R1 | ABB | 630A | 50kA | Nos. | None | Inventory | 630A TP 50kA Tmax MCCB with S/C protection, Microprocessor based Release PR221DS-I, Frame size T5-630S, Ics=Icu=50kA@415V AC
935 | 630A TP 50kA Tmax MCCB with O/C,S/C,E/F protection, Microprocessor based Release PR222DS/P-LSIG, Frame size T5-630S, Ics=Icu=50kA@415V AC | MCCB | LV_Switchgear | 1SDA054407R1 | ABB | 630A | 50kA | Nos. | None | Inventory | 630A TP 50kA Tmax MCCB with O/C,S/C,E/F protection, Microprocessor based Release PR222DS/P-LSIG, Frame size T5-630S, Ics=Icu=50kA@415V AC
936 | 630A FP 50kA Tmax MCCB with O/C,S/C protection, Microprocessor based Release PR221-LS/I, Frame size T5-630S, Ics=Icu=50kA@415V AC | MCCB | LV_Switchgear | 1SDA054408R1 | ABB | 630A | 50kA | Nos. | None | Inventory | 630A FP 50kA Tmax MCCB with O/C,S/C protection, Microprocessor based Release PR221-LS/I, Frame size T5-630S, Ics=Icu=50kA@415V AC
937 | 630A FP 50kA Tmax MCCB with O/C,S/C,E/F protection, Microprocessor based Release PR222DS/P-LSIG, Frame size T5-630S, Ics=Icu=50kA@415V AC | MCCB | LV_Switchgear | 1SDA054411R1 | ABB | 630A | 50kA | Nos. | None | Inventory | 630A FP 50kA Tmax MCCB with O/C,S/C,E/F protection, Microprocessor based Release PR222DS/P-LSIG, Frame size T5-630S, Ics=Icu=50kA@415V AC
938 | 630A TP 70kA Tmax MCCB with O/C,S/C protection, Microprocessor based Release PR221-LS/I, Frame size T5-630H, Ics=Icu=70kA@415V AC | MCCB | LV_Switchgear | 1SDA054412R1 | ABB | 630A | 70kA | Nos. | None | Inventory | 630A TP 70kA Tmax MCCB with O/C,S/C protection, Microprocessor based Release PR221-LS/I, Frame size T5-630H, Ics=Icu=70kA@415V AC
939 | 630A TP 70kA Tmax MCCB with S/C protection, Microprocessor based Release PR221DS-I, Frame size T5-630H, Ics=Icu=70kA@415V AC | MCCB | LV_Switchgear | 1SDA054413R1 | ABB | 630A | 70kA | Nos. | None | Inventory | 630A TP 70kA Tmax MCCB with S/C protection, Microprocessor based Release PR221DS-I, Frame size T5-630H, Ics=Icu=70kA@415V AC
940 | 630A TP 70kA Tmax MCCB with O/C,S/C,E/F protection, Microprocessor based Release PR222DS/P-LSIG, Frame size T5-630H, Ics=Icu=70kA@415V AC | MCCB | LV_Switchgear | 1SDA054415R1 | ABB | 630A | 70kA | Nos. | None | Inventory | 630A TP 70kA Tmax MCCB with O/C,S/C,E/F protection, Microprocessor based Release PR222DS/P-LSIG, Frame size T5-630H, Ics=Icu=70kA@415V AC
941 | 630A FP 70kA Tmax MCCB with O/C,S/C protection, Microprocessor based Release PR221-LS/I, Frame size T5-630H, Ics=Icu=70kA@415V AC | MCCB | LV_Switchgear | 1SDA054416R1 | ABB | 630A | 70kA | Nos. | None | Inventory | 630A FP 70kA Tmax MCCB with O/C,S/C protection, Microprocessor based Release PR221-LS/I, Frame size T5-630H, Ics=Icu=70kA@415V AC
942 | 630A FP 70kA Tmax MCCB with O/C,S/C,E/F protection, Microprocessor based Release PR222DS/P-LSIG, Frame size T5-630H, Ics=Icu=70kA@415V AC | MCCB | LV_Switchgear | 1SDA054419R1 | ABB | 630A | 70kA | Nos. | None | Inventory | 630A FP 70kA Tmax MCCB with O/C,S/C,E/F protection, Microprocessor based Release PR222DS/P-LSIG, Frame size T5-630H, Ics=Icu=70kA@415V AC
943 | 320A TP 36kA Tmax MCCB with O/C,S/C protection, Thermal-Magnetic Release TMA, Frame size T5-320N, Ics=Icu=36kA@415V AC | MCCB | LV_Switchgear | 1SDA054436R1 | ABB | 320A | 36kA | Nos. |  | Inventory | 320A TP 36kA Tmax MCCB with O/C,S/C protection, Thermal-Magnetic Release TMA, Frame size T5-320N, Ics=Icu=36kA@415V AC
944 | 400A TP 36kA Tmax MCCB with O/C,S/C protection, Thermal-Magnetic Release TMA, Frame size T5-400N, Ics=Icu=36kA@415V AC | MCCB | LV_Switchgear | 1SDA054437R1 | ABB | 400A | 36kA | Nos. | None | Inventory | 400A TP 36kA Tmax MCCB with O/C,S/C protection, Thermal-Magnetic Release TMA, Frame size T5-400N, Ics=Icu=36kA@415V AC
945 | 400A TP 50kA Tmax MCCB with O/C,S/C protection, Thermal-Magnetic Release TMA, Frame size T5-400S, Ics=Icu=50kA@415V AC | MCCB | LV_Switchgear | 1SDA054441R1 | ABB | 400A | 50kA | Nos. | None | Inventory | 400A TP 50kA Tmax MCCB with O/C,S/C protection, Thermal-Magnetic Release TMA, Frame size T5-400S, Ics=Icu=50kA@415V AC
946 | 400A TP 70kA Tmax MCCB with O/C,S/C protection, Thermal-Magnetic Release TMA, Frame size T5-400H, Ics=Icu=70kA@415V AC | MCCB | LV_Switchgear | 1SDA054445R1 | ABB | 400A | 70kA | Nos. | None | Inventory | 400A TP 70kA Tmax MCCB with O/C,S/C protection, Thermal-Magnetic Release TMA, Frame size T5-400H, Ics=Icu=70kA@415V AC
947 | 500A TP 36kA Tmax MCCB with O/C,S/C protection, Thermal-Magnetic Release TMA, Frame size T5-500N, Ics=Icu=36kA@415V AC | MCCB | LV_Switchgear | 1SDA054456R1 | ABB | 500A | 36kA | Nos. | None | Inventory | 500A TP 36kA Tmax MCCB with O/C,S/C protection, Thermal-Magnetic Release TMA, Frame size T5-500N, Ics=Icu=36kA@415V AC
948 | 500A TP 50kA Tmax MCCB with O/C,S/C protection, Thermal-Magnetic Release TMA, Frame size T5-500S, Ics=Icu=50kA@415V AC | MCCB | LV_Switchgear | 1SDA054461R1 | ABB | 500A | 50kA | Nos. | None | Inventory | 500A TP 50kA Tmax MCCB with O/C,S/C protection, Thermal-Magnetic Release TMA, Frame size T5-500S, Ics=Icu=50kA@415V AC
949 | 500A TP 70kA Tmax MCCB with O/C,S/C protection, Thermal-Magnetic Release TMA, Frame size T5-500H, Ics=Icu=70kA@415V AC | MCCB | LV_Switchgear | 1SDA054465R1 | ABB | 500A | 70kA | Nos. | None | Inventory | 500A TP 70kA Tmax MCCB with O/C,S/C protection, Thermal-Magnetic Release TMA, Frame size T5-500H, Ics=Icu=70kA@415V AC
950 | 320A FP 36kA Tmax MCCB with O/C,S/C protection, Thermal-Magnetic Release TMA, Frame size T5-320N, Ics=Icu=36kA@415V AC | MCCB | LV_Switchgear | 1SDA054477R1 | ABB | 320A | 36kA | Nos. |  | Inventory | 320A FP 36kA Tmax MCCB with O/C,S/C protection, Thermal-Magnetic Release TMA, Frame size T5-320N, Ics=Icu=36kA@415V AC
951 | 400A FP 36kA Tmax MCCB with O/C,S/C protection, Thermal-Magnetic Release TMA, Frame size T5-400N, Ics=Icu=36kA@415V AC | MCCB | LV_Switchgear | 1SDA054478R1 | ABB | 400A | 36kA | Nos. | None | Inventory | 400A FP 36kA Tmax MCCB with O/C,S/C protection, Thermal-Magnetic Release TMA, Frame size T5-400N, Ics=Icu=36kA@415V AC
952 | 400A FP 50kA Tmax MCCB with O/C,S/C protection, Thermal-Magnetic Release TMA, Frame size T5-400S, Ics=Icu=50kA@415V AC | MCCB | LV_Switchgear | 1SDA054480R1 | ABB | 400A | 50kA | Nos. | None | Inventory | 400A FP 50kA Tmax MCCB with O/C,S/C protection, Thermal-Magnetic Release TMA, Frame size T5-400S, Ics=Icu=50kA@415V AC
953 | 400A FP 70kA Tmax MCCB with O/C,S/C protection, Thermal-Magnetic Release TMA, Frame size T5-400H, Ics=Icu=70kA@415V AC | MCCB | LV_Switchgear | 1SDA054482R1 | ABB | 400A | 70kA | Nos. | None | Inventory | 400A FP 70kA Tmax MCCB with O/C,S/C protection, Thermal-Magnetic Release TMA, Frame size T5-400H, Ics=Icu=70kA@415V AC
954 | 500A FP 36kA Tmax MCCB with O/C,S/C protection, Thermal-Magnetic Release TMA, Frame size T5-500N, Ics=Icu=36kA@415V AC | MCCB | LV_Switchgear | 1SDA054487R1 | ABB | 500A | 36kA | Nos. | None | Inventory | 500A FP 36kA Tmax MCCB with O/C,S/C protection, Thermal-Magnetic Release TMA, Frame size T5-500N, Ics=Icu=36kA@415V AC
955 | 500A FP 50kA Tmax MCCB with O/C,S/C protection, Thermal-Magnetic Release TMA, Frame size T5-500S, Ics=Icu=50kA@415V AC | MCCB | LV_Switchgear | 1SDA054489R1 | ABB | 500A | 50kA | Nos. | None | Inventory | 500A FP 50kA Tmax MCCB with O/C,S/C protection, Thermal-Magnetic Release TMA, Frame size T5-500S, Ics=Icu=50kA@415V AC
956 | 500A FP 70kA Tmax MCCB with O/C,S/C protection, Thermal-Magnetic Release TMA, Frame size T5-500H, Ics=Icu=70kA@415V AC | MCCB | LV_Switchgear | 1SDA054491R1 | ABB | 500A | 70kA | Nos. | None | Inventory | 500A FP 70kA Tmax MCCB with O/C,S/C protection, Thermal-Magnetic Release TMA, Frame size T5-500H, Ics=Icu=70kA@415V AC
957 | 400A TP Tmax MCCB Switch Disconnector, Frame size T5-400D | Switch Disconnector | LV_Switchgear | 1SDA054599R1 | ABB | 400A | MCCB Switch Disconnector | Nos. | None | Inventory | 400A TP Tmax MCCB Switch Disconnector, Frame size T5-400D
958 | 400A FP Tmax MCCB Switch Disconnector, Frame size T5-400D | Switch Disconnector | LV_Switchgear | 1SDA054600R1 | ABB | 400A | MCCB Switch Disconnector | Nos. | None | Inventory | 400A FP Tmax MCCB Switch Disconnector, Frame size T5-400D
959 | 500A TP Tmax MCCB Switch Disconnector, Frame size T5-500D | Switch Disconnector | LV_Switchgear | 1SDA054601R1 | ABB | 500A | MCCB Switch Disconnector | Nos. | None | Inventory | 500A TP Tmax MCCB Switch Disconnector, Frame size T5-500D
960 | 500A FP Tmax MCCB Switch Disconnector, Frame size T5-500D | Switch Disconnector | LV_Switchgear | 1SDA054602R1 | ABB | 500A | MCCB Switch Disconnector | Nos. | None | Inventory | 500A FP Tmax MCCB Switch Disconnector, Frame size T5-500D
961 | Shunt Coil/Release SOR 110V DC for Tmax MCCB, T4-T5-T6 MCCB | MCCB Accessories | LV_Switchgear | 1SDA054865R1 | ABB | 0 | Shunt | Nos. |  | Inventory | Shunt Coil/Release SOR 110V DC for Tmax MCCB, T4-T5-T6 MCCB
962 | Shunt Coil/Release SOR-C 220-240V AC / 220-250V DC for Tmax MCCB, Frame size T4 to T6. | MCCB Accessories | LV_Switchgear | 1SDA054866R1 | ABB | 0 | Shunt | Nos. |  | Inventory | Shunt Coil/Release SOR-C 220-240V AC / 220-250V DC for Tmax MCCB, Frame size T4 to T6.
963 | Shunt Coil/Release SOR 480-500V AC for Tmax MCCB, Frame size T4 to T6 | MCCB Accessories | LV_Switchgear | 1SDA054868R1 | ABB | 0 | Shunt | Nos. | None | Inventory | Shunt Coil/Release SOR 480-500V AC for Tmax MCCB, Frame size T4 to T6
964 | Shunt Coil/Release SOR-C 12V DC for Tmax MCCB, Frame size T4 to T6 | MCCB Accessories | LV_Switchgear | 1SDA054869R1 | ABB | 0 | Shunt | Nos. | None | Inventory | Shunt Coil/Release SOR-C 12V DC for Tmax MCCB, Frame size T4 to T6
965 | Shunt Coil/Release SOR-C 24V AC/DC for Tmax MCCB, Frame size T4 to T6 | MCCB Accessories | LV_Switchgear | 1SDA054870R1 | ABB | 0 | Shunt | Nos. | None | Inventory | Shunt Coil/Release SOR-C 24V AC/DC for Tmax MCCB, Frame size T4 to T6
966 | Shunt Coil/Release SOR-C 48-60V AC/DC for Tmax MCCB, Frame size T4 to T6 | MCCB Accessories | LV_Switchgear | 1SDA054871R1 | ABB | 0 | Shunt | Nos. | None | Inventory | Shunt Coil/Release SOR-C 48-60V AC/DC for Tmax MCCB, Frame size T4 to T6
967 | Shunt Coil/Release SOR-C 110-120V AC / 110-125V DC for Tmax MCCB, Frame size T4 to T6 | MCCB Accessories | LV_Switchgear | 1SDA054872R1 | ABB | 0 | Shunt | Nos. | None | Inventory | Shunt Coil/Release SOR-C 110-120V AC / 110-125V DC for Tmax MCCB, Frame size T4 to T6
968 | Shunt Coil/Release SOR-C 220-240V AC / 220-250V DC for Tmax MCCB, Frame size T4 to T6 | MCCB Accessories | LV_Switchgear | 1SDA054873R1 | ABB | 0 | Shunt | Nos. | None | Inventory | Shunt Coil/Release SOR-C 220-240V AC / 220-250V DC for Tmax MCCB, Frame size T4 to T6
969 | Shunt Coil/Release SOR 380-440V AC for Tmax MCCB, Frame size T4 to T6 | MCCB Accessories | LV_Switchgear | 1SDA054875R1 | ABB | 0 | Shunt | Nos. | None | Inventory | Shunt Coil/Release SOR 380-440V AC for Tmax MCCB, Frame size T4 to T6
970 | Under-voltage Coil/Release UVR 220-240V AC / 220-250V DC (Un-cabled version) for Tmax MCCB, Frame size T4 to T6 | MCCB Accessories | LV_Switchgear | 1SDA054884R1 | ABB | 0 | Undervoltage | Nos. |  | Inventory | Under-voltage Coil/Release UVR 220-240V AC / 220-250V DC (Un-cabled version) for Tmax MCCB, Frame size T4 to T6
971 | UVR T4-T5-T6 380...440 Vac | MCCB Accessories | LV_Switchgear | 1SDA054885R1 | ABB | 0 | - | Nos. |  | Inventory | UVR T4-T5-T6 380...440 Vac
972 | Under-voltage Coil/Release UVR-C 24V AC/DC for Tmax MCCB, Frame size T4 to T6 | MCCB Accessories | LV_Switchgear | 1SDA054887R1 | ABB | 0 | Undervoltage | Nos. | None | Inventory | Under-voltage Coil/Release UVR-C 24V AC/DC for Tmax MCCB, Frame size T4 to T6
973 | Under-voltage Coil/Release UVR-C 48V AC/DC for Tmax MCCB, Frame size T4 to T6 | MCCB Accessories | LV_Switchgear | 1SDA054888R1 | ABB | 0 | Undervoltage | Nos. | None | Inventory | Under-voltage Coil/Release UVR-C 48V AC/DC for Tmax MCCB, Frame size T4 to T6
974 | Motor mechanism MOE 24V DC for Tmax MCCB, Frame size T4 & T5 | MCCB Accessories | LV_Switchgear | 1SDA054894R1 | ABB | 0 | Motor | Nos. | None | Inventory | Motor mechanism MOE 24V DC for Tmax MCCB, Frame size T4 & T5
975 | Motor mechanism MOE 48-60V DC for Tmax MCCB, Frame size T4 & T5 | MCCB Accessories | LV_Switchgear | 1SDA054895R1 | ABB | 0 | Motor | Nos. | None | Inventory | Motor mechanism MOE 48-60V DC for Tmax MCCB, Frame size T4 & T5
976 | Motor mechanism MOE 110-125V AC/DC for Tmax MCCB, Frame size T4 & T5 | MCCB Accessories | LV_Switchgear | 1SDA054896R1 | ABB | 0 | Motor | Nos. | None | Inventory | Motor mechanism MOE 110-125V AC/DC for Tmax MCCB, Frame size T4 & T5
977 | Motor mechanism MOE 220-250V AC/DC for Tmax MCCB, Frame size T4 & T5 | MCCB Accessories | LV_Switchgear | 1SDA054897R1 | ABB | 0 | Motor | Nos. | None | Inventory | Motor mechanism MOE 220-250V AC/DC for Tmax MCCB, Frame size T4 & T5
978 | Motor mechanism MOE 380V AC for Tmax MCCB, Frame size T4 & T5 | MCCB Accessories | LV_Switchgear | 1SDA054898R1 | ABB | 0 | Motor | Nos. | None | Inventory | Motor mechanism MOE 380V AC for Tmax MCCB, Frame size T4 & T5
979 | Auxiliary contact 1C/O, Trip indication contact 1NO, AUX-C 1Q 1SY 250V AC/DC wired for Tmax MCCB, Frame size T4 to T6 | MCCB Accessories | LV_Switchgear | 1SDA054910R1 | ABB | 0 | Aux./Trip Contact | Nos. |  | Inventory | Auxiliary contact 1C/O, Trip indication contact 1NO, AUX-C 1Q 1SY 250V AC/DC wired for Tmax MCCB, Frame size T4 to T6
980 | Auxiliary contact 3C/O, Trip indication contact 1NO, AUX-C 3Q 1SY 250V AC/DC for Tmax MCCB, Frame size T4 to T6 | MCCB Accessories | LV_Switchgear | 1SDA054911R1 | ABB | 0 | Aux./Trip Contact | Nos. | None | Inventory | Auxiliary contact 3C/O, Trip indication contact 1NO, AUX-C 3Q 1SY 250V AC/DC for Tmax MCCB, Frame size T4 to T6
981 | Auxiliary contact 1C/O, Trip indication contact 1NO, AUX-C 1Q 1SY 400V AC for Tmax MCCB, Frame size T4 to T6 | MCCB Accessories | LV_Switchgear | 1SDA054912R1 | ABB | 0 | Aux./Trip Contact | Nos. | None | Inventory | Auxiliary contact 1C/O, Trip indication contact 1NO, AUX-C 1Q 1SY 400V AC for Tmax MCCB, Frame size T4 to T6
982 | Auxiliary contact 2C/O, AUX-C 2Q 400V AC for Tmax MCCB, Frame size T4 to T6 | MCCB Accessories | LV_Switchgear | 1SDA054913R1 | ABB | 0 | Aux./Trip Contact | Nos. | None | Inventory | Auxiliary contact 2C/O, AUX-C 2Q 400V AC for Tmax MCCB, Frame size T4 to T6
983 | Auxiliary contact 3C/O, Trip indication contact 1NO, AUX-C 3Q 1SY 24V DC for Tmax MCCB, Frame size T4 to T6 | MCCB Accessories | LV_Switchgear | 1SDA054915R1 | ABB | 0 | Aux./Trip Contact | Nos. | None | Inventory | Auxiliary contact 3C/O, Trip indication contact 1NO, AUX-C 3Q 1SY 24V DC for Tmax MCCB, Frame size T4 to T6
984 | AUX-E-C 1Q 1SY T4-T5 >INTEL.x SER.COMM. | MCCB Accessories | LV_Switchgear | 1SDA054916R1 | ABB | - | - | Nos. |  | Inventory | AUX-E-C 1Q 1SY T4-T5 >INTEL.x SER.COMM.
985 | RHD T4-T5 F/P STAND. DIRECT | MCCB Accessories | LV_Switchgear | 1SDA054926R1 | ABB | - | - | Nos. |  | Inventory | RHD T4-T5 F/P STAND. DIRECT
986 | RHD Direct for withdrawble T4-T5 | MCCB Accessories | LV_Switchgear | 1SDA054928R1 | ABB | - | - | Nos. |  | Inventory | RHD Direct for withdrawble T4-T5
987 | Extended rotary handle RHE for withdrawable type Tmax MCCB, Frame size T4 & T5 | MCCB Accessories | LV_Switchgear | 1SDA054933R1 | ABB | 0 | Rotary Handle | Nos. | None | Inventory | Extended rotary handle RHE for withdrawable type Tmax MCCB, Frame size T4 & T5
988 | Key lock for front/rotary handle same key (N.20005) type Tmax MCCB, Frame size T4 & T5 | MCCB Accessories | LV_Switchgear | 1SDA054940R1 | ABB | 0 | Rotary Handle | Nos. |  | Inventory | Key lock for front/rotary handle same key (N.20005) type Tmax MCCB, Frame size T4 & T5
989 | TP Extended EF spreader terminals kit, Frame size T5, 6pcs. | MCCB Accessories | LV_Switchgear | 1SDA055034R1 | ABB | 0 | Spreaders | Nos. |  | Inventory | TP Extended EF spreader terminals kit, Frame size T5, 6pcs.
990 | TP Extended spreader terminals kit ES for Tmax MCCB, Frame size T5, 6pcs. | MCCB Accessories | LV_Switchgear | 1SDA055038R1 | ABB | 0 | Spreaders | Nos. | None | Inventory | TP Extended spreader terminals kit ES for Tmax MCCB, Frame size T5, 6pcs.
991 | FP Extended spreader terminals kit ES for Tmax MCCB, Frame size T5, 8pcs. | MCCB Accessories | LV_Switchgear | 1SDA055039R1 | ABB | 0 | Spreaders | Nos. | None | Inventory | FP Extended spreader terminals kit ES for Tmax MCCB, Frame size T5, 8pcs.
992 | REAR TERMINALS ADJUSTABLE 6pcs T5 | MCCB Accessories | LV_Switchgear | 1SDA055042R1 | ABB | - | - | Nos. |  | Inventory | REAR TERMINALS ADJUSTABLE 6pcs T5
993 | KIT R T5 8pcs | MCCB Accessories | LV_Switchgear | 1SDA055043R1 | ABB | 0 | - | Nos. |  | Inventory | KIT R T5 8pcs
994 | 800A TP 50kA MDO Emax ACB with O/C,S/C protection, Microprocessor based Release PR121/P-LI, Frame size E1N, Ics=Icu=50kA@415V AC, Icw=50kA for 1s | ACB | LV_Switchgear | 1SDA055712R1 | ABB | 800A | 50kA | Nos. | None | Inventory | 800A TP 50kA MDO Emax ACB with O/C,S/C protection, Microprocessor based Release PR121/P-LI, Frame size E1N, Ics=Icu=50kA@415V AC, Icw=50kA for 1s
995 | 800A TP 50kA EDO Emax ACB with O/C,S/C protection & 240V AC Motor,240V AC Closing, 240V AC Shunt, Microprocessor based Release PR121/P-LI, Frame size E1N, Isc=Icu=50kA@415V AC, Icw=50kA for 1s | ACB | LV_Switchgear | 1SDA055712R1-EDO_240VAC-M_240VAC-CC_240VAC-ST | ABB | 800A | 50kA | Nos. | None | Inventory | 800A TP 50kA EDO Emax ACB with O/C,S/C protection & 240V AC Motor,240V AC Closing, 240V AC Shunt, Microprocessor based Release PR121/P-LI, Frame size E1N, Isc=Icu=50kA@415V AC, Icw=50kA for 1s
996 | 800A TP 50kA MDO Emax ACB with O/C,S/C,E/F protection, Microprocessor based Release PR121/P-LSIG, Frame size E1N, Ics=Icu=50kA@415V AC, Icw=50kA for 1s | ACB | LV_Switchgear | 1SDA055714R1 | ABB | 800A | 50kA | Nos. | None | Inventory | 800A TP 50kA MDO Emax ACB with O/C,S/C,E/F protection, Microprocessor based Release PR121/P-LSIG, Frame size E1N, Ics=Icu=50kA@415V AC, Icw=50kA for 1s
997 | 800A TP 50kA EDO Emax ACB with O/C,S/C,E/F protection & 240V AC Motor,240V AC Closing, 240V AC Shunt, Microprocessor based Release PR121/P-LSIG, Frame size E1N, Isc=Icu=50kA@415V AC, Icw=50kA for 1s | ACB | LV_Switchgear | 1SDA055714R1-EDO_240VAC-M_240VAC-CC_240VAC-ST | ABB | 800A | 50kA | Nos. | None | Inventory | 800A TP 50kA EDO Emax ACB with O/C,S/C,E/F protection & 240V AC Motor,240V AC Closing, 240V AC Shunt, Microprocessor based Release PR121/P-LSIG, Frame size E1N, Isc=Icu=50kA@415V AC, Icw=50kA for 1s
998 | 800A TP 50kA MDO Emax ACB with O/C,S/C,E/F protection, Microprocessor based Release PR122/P-LSIG, Frame size E1N, Ics=Icu=50kA@415V AC, Icw=50kA for 1s | ACB | LV_Switchgear | 1SDA055717R1 | ABB | 800A | 50kA | Nos. | None | Inventory | 800A TP 50kA MDO Emax ACB with O/C,S/C,E/F protection, Microprocessor based Release PR122/P-LSIG, Frame size E1N, Ics=Icu=50kA@415V AC, Icw=50kA for 1s
999 | 800A TP 50kA EDO Emax ACB with O/C,S/C,E/F protection & 240V AC Motor,240V AC Closing, 240V AC Shunt, Microprocessor based Release PR122/P-LSIG, Frame size E1N, Isc=Icu=50kA@415V AC, Icw=50kA for 1s | ACB | LV_Switchgear | 1SDA055717R1-EDO_240VAC-M_240VAC-CC_240VAC-ST | ABB | 800A | 50kA | Nos. | None | Inventory | 800A TP 50kA EDO Emax ACB with O/C,S/C,E/F protection & 240V AC Motor,240V AC Closing, 240V AC Shunt, Microprocessor based Release PR122/P-LSIG, Frame size E1N, Isc=Icu=50kA@415V AC, Icw=50kA for 1s
1000 | 800A TP 50kA MDO Emax ACB with O/C,S/C,E/F protection, Microprocessor based Release PR123/P-LSIG, Frame size E1N, Ics=Icu=50kA@415V AC, Icw=50kA for 1s | ACB | LV_Switchgear | 1SDA055719R1 | ABB | 800A | 50kA | Nos. | None | Inventory | 800A TP 50kA MDO Emax ACB with O/C,S/C,E/F protection, Microprocessor based Release PR123/P-LSIG, Frame size E1N, Ics=Icu=50kA@415V AC, Icw=50kA for 1s
1001 | 800A TP 50kA EDO Emax ACB with O/C,S/C,E/F protection & 240V AC Motor,240V AC Closing, 240V AC Shunt, Microprocessor based Release PR123/P-LSIG, Frame size E1N, Isc=Icu=50kA@415V AC, Icw=50kA for 1s | ACB | LV_Switchgear | 1SDA055719R1-EDO_240VAC-M_240VAC-CC_240VAC-ST | ABB | 800A | 50kA | Nos. | None | Inventory | 800A TP 50kA EDO Emax ACB with O/C,S/C,E/F protection & 240V AC Motor,240V AC Closing, 240V AC Shunt, Microprocessor based Release PR123/P-LSIG, Frame size E1N, Isc=Icu=50kA@415V AC, Icw=50kA for 1s
1002 | 800A FP 50kA MDO Emax ACB with O/C,S/C protection, Microprocessor based Release PR121/P-LI, Frame size E1N, Ics=Icu=50kA@415V AC, Icw=50kA for 1s | ACB | LV_Switchgear | 1SDA055720R1 | ABB | 800A | 50kA | Nos. | None | Inventory | 800A FP 50kA MDO Emax ACB with O/C,S/C protection, Microprocessor based Release PR121/P-LI, Frame size E1N, Ics=Icu=50kA@415V AC, Icw=50kA for 1s
1003 | 800A FP 50kA EDO Emax ACB with O/C,S/C protection & 240V AC Motor,240V AC Closing, 240V AC Shunt, Microprocessor based Release PR121/P-LI, Frame size E1N, Isc=Icu=50kA@415V AC, Icw=50kA for 1s | ACB | LV_Switchgear | 1SDA055720R1-EDO_240VAC-M_240VAC-CC_240VAC-ST | ABB | 800A | 50kA | Nos. | None | Inventory | 800A FP 50kA EDO Emax ACB with O/C,S/C protection & 240V AC Motor,240V AC Closing, 240V AC Shunt, Microprocessor based Release PR121/P-LI, Frame size E1N, Isc=Icu=50kA@415V AC, Icw=50kA for 1s
1004 | 800A FP 50kA MDO Emax ACB with O/C,S/C,E/F protection, Microprocessor based Release PR121/P-LSIG, Frame size E1N, Ics=Icu=50kA@415V AC, Icw=50kA for 1s | ACB | LV_Switchgear | 1SDA055722R1 | ABB | 800A | 50kA | Nos. | None | Inventory | 800A FP 50kA MDO Emax ACB with O/C,S/C,E/F protection, Microprocessor based Release PR121/P-LSIG, Frame size E1N, Ics=Icu=50kA@415V AC, Icw=50kA for 1s
1005 | 800A FP 50kA EDO Emax ACB with O/C,S/C,E/F protection & 240V AC Motor,240V AC Closing, 240V AC Shunt, Microprocessor based Release PR121/P-LSIG, Frame size E1N, Isc=Icu=50kA@415V AC, Icw=50kA for 1s | ACB | LV_Switchgear | 1SDA055722R1-EDO_240VAC-M_240VAC-CC_240VAC-ST | ABB | 800A | 50kA | Nos. | None | Inventory | 800A FP 50kA EDO Emax ACB with O/C,S/C,E/F protection & 240V AC Motor,240V AC Closing, 240V AC Shunt, Microprocessor based Release PR121/P-LSIG, Frame size E1N, Isc=Icu=50kA@415V AC, Icw=50kA for 1s
1006 | 800A FP 50kA MDO Emax ACB with O/C,S/C,E/F protection, Microprocessor based Release PR122/P-LSIG, Frame size E1N, Ics=Icu=50kA@415V AC, Icw=50kA for 1s | ACB | LV_Switchgear | 1SDA055725R1 | ABB | 800A | 50kA | Nos. | None | Inventory | 800A FP 50kA MDO Emax ACB with O/C,S/C,E/F protection, Microprocessor based Release PR122/P-LSIG, Frame size E1N, Ics=Icu=50kA@415V AC, Icw=50kA for 1s
1007 | 800A FP 50kA EDO Emax ACB with O/C,S/C,E/F protection & 240V AC Motor,240V AC Closing, 240V AC Shunt, Microprocessor based Release PR122/P-LSIG, Frame size E1N, Isc=Icu=50kA@415V AC, Icw=50kA for 1s | ACB | LV_Switchgear | 1SDA055725R1-EDO_240VAC-M_240VAC-CC_240VAC-ST | ABB | 800A | 50kA | Nos. | None | Inventory | 800A FP 50kA EDO Emax ACB with O/C,S/C,E/F protection & 240V AC Motor,240V AC Closing, 240V AC Shunt, Microprocessor based Release PR122/P-LSIG, Frame size E1N, Isc=Icu=50kA@415V AC, Icw=50kA for 1s
1008 | 800A FP 50kA MDO Emax ACB with O/C,S/C,E/F protection, Microprocessor based Release PR123/P-LSIG, Frame size E1N, Ics=Icu=50kA@415V AC, Icw=50kA for 1s | ACB | LV_Switchgear | 1SDA055727R1 | ABB | 800A | 50kA | Nos. | None | Inventory | 800A FP 50kA MDO Emax ACB with O/C,S/C,E/F protection, Microprocessor based Release PR123/P-LSIG, Frame size E1N, Ics=Icu=50kA@415V AC, Icw=50kA for 1s
1009 | 800A FP 50kA EDO Emax ACB with O/C,S/C,E/F protection & 240V AC Motor,240V AC Closing, 240V AC Shunt, Microprocessor based Release PR123/P-LSIG, Frame size E1N, Isc=Icu=50kA@415V AC, Icw=50kA for 1s | ACB | LV_Switchgear | 1SDA055727R1-EDO_240VAC-M_240VAC-CC_240VAC-ST | ABB | 800A | 50kA | Nos. | None | Inventory | 800A FP 50kA EDO Emax ACB with O/C,S/C,E/F protection & 240V AC Motor,240V AC Closing, 240V AC Shunt, Microprocessor based Release PR123/P-LSIG, Frame size E1N, Isc=Icu=50kA@415V AC, Icw=50kA for 1s
1010 | 1250A TP 50kA MDO Emax ACB with O/C,S/C protection, Microprocessor based Release PR121/P-LI, Frame size E1N, Ics=Icu=50kA@415V AC, Icw=50kA for 1s | ACB | LV_Switchgear | 1SDA055744R1 | ABB | 1250A | 50kA | Nos. | None | Inventory | 1250A TP 50kA MDO Emax ACB with O/C,S/C protection, Microprocessor based Release PR121/P-LI, Frame size E1N, Ics=Icu=50kA@415V AC, Icw=50kA for 1s
1011 | 1250A TP 50kA EDO Emax ACB with O/C,S/C protection & 240V AC Motor,240V AC Closing, 240V AC Shunt, Microprocessor based Release PR121/P-LI, Frame size E1N, Isc=Icu=50kA@415V AC, Icw=50kA for 1s | ACB | LV_Switchgear | 1SDA055744R1-EDO_240VAC-M_240VAC-CC_240VAC-ST | ABB | 1250A | 50kA | Nos. | None | Inventory | 1250A TP 50kA EDO Emax ACB with O/C,S/C protection & 240V AC Motor,240V AC Closing, 240V AC Shunt, Microprocessor based Release PR121/P-LI, Frame size E1N, Isc=Icu=50kA@415V AC, Icw=50kA for 1s
1012 | 1250A TP 50kA MDO Emax ACB with O/C,S/C,E/F protection, Microprocessor based Release PR121/P-LSIG, Frame size E1N, Ics=Icu=50kA@415V AC, Icw=50kA for 1s | ACB | LV_Switchgear | 1SDA055746R1 | ABB | 1250A | 50kA | Nos. | None | Inventory | 1250A TP 50kA MDO Emax ACB with O/C,S/C,E/F protection, Microprocessor based Release PR121/P-LSIG, Frame size E1N, Ics=Icu=50kA@415V AC, Icw=50kA for 1s
1013 | 1250A TP 50kA EDO Emax ACB with O/C,S/C,E/F protection & 240V AC Motor,240V AC Closing, 240V AC Shunt, Microprocessor based Release PR121/P-LSIG, Frame size E1N, Isc=Icu=50kA@415V AC, Icw=50kA for 1s | ACB | LV_Switchgear | 1SDA055746R1-EDO_240VAC-M_240VAC-CC_240VAC-ST | ABB | 1250A | 50kA | Nos. | None | Inventory | 1250A TP 50kA EDO Emax ACB with O/C,S/C,E/F protection & 240V AC Motor,240V AC Closing, 240V AC Shunt, Microprocessor based Release PR121/P-LSIG, Frame size E1N, Isc=Icu=50kA@415V AC, Icw=50kA for 1s
1014 | 1250A TP 50kA MDO Emax ACB with O/C,S/C,E/F protection, Microprocessor based Release PR122/P-LSIG, Frame size E1N, Ics=Icu=50kA@415V AC, Icw=50kA for 1s | ACB | LV_Switchgear | 1SDA055749R1 | ABB | 1250A | 50kA | Nos. | None | Inventory | 1250A TP 50kA MDO Emax ACB with O/C,S/C,E/F protection, Microprocessor based Release PR122/P-LSIG, Frame size E1N, Ics=Icu=50kA@415V AC, Icw=50kA for 1s
1015 | 1250A TP 50kA EDO Emax ACB with O/C,S/C,E/F protection & 240V AC Motor,240V AC Closing, 240V AC Shunt, Microprocessor based Release PR122/P-LSIG, Frame size E1N, Isc=Icu=50kA@415V AC, Icw=50kA for 1s | ACB | LV_Switchgear | 1SDA055749R1-EDO_240VAC-M_240VAC-CC_240VAC-ST | ABB | 1250A | 50kA | Nos. | None | Inventory | 1250A TP 50kA EDO Emax ACB with O/C,S/C,E/F protection & 240V AC Motor,240V AC Closing, 240V AC Shunt, Microprocessor based Release PR122/P-LSIG, Frame size E1N, Isc=Icu=50kA@415V AC, Icw=50kA for 1s
1016 | 1250A TP 50kA MDO Emax ACB with O/C,S/C,E/F protection, Microprocessor based Release PR123/P-LSIG, Frame size E1N, Ics=Icu=50kA@415V AC, Icw=50kA for 1s | ACB | LV_Switchgear | 1SDA055751R1 | ABB | 1250A | 50kA | Nos. | None | Inventory | 1250A TP 50kA MDO Emax ACB with O/C,S/C,E/F protection, Microprocessor based Release PR123/P-LSIG, Frame size E1N, Ics=Icu=50kA@415V AC, Icw=50kA for 1s
1017 | 1250A TP 50kA EDO Emax ACB with O/C,S/C,E/F protection & 240V AC Motor,240V AC Closing, 240V AC Shunt, Microprocessor based Release PR123/P-LSIG, Frame size E1N, Isc=Icu=50kA@415V AC, Icw=50kA for 1s | ACB | LV_Switchgear | 1SDA055751R1-EDO_240VAC-M_240VAC-CC_240VAC-ST | ABB | 1250A | 50kA | Nos. | None | Inventory | 1250A TP 50kA EDO Emax ACB with O/C,S/C,E/F protection & 240V AC Motor,240V AC Closing, 240V AC Shunt, Microprocessor based Release PR123/P-LSIG, Frame size E1N, Isc=Icu=50kA@415V AC, Icw=50kA for 1s
1018 | 1250A FP 50kA MDO Emax ACB with O/C,S/C protection, Microprocessor based Release PR121/P-LI, Frame size E1N, Ics=Icu=50kA@415V AC, Icw=50kA for 1s | ACB | LV_Switchgear | 1SDA055752R1 | ABB | 1250A | 50kA | Nos. | None | Inventory | 1250A FP 50kA MDO Emax ACB with O/C,S/C protection, Microprocessor based Release PR121/P-LI, Frame size E1N, Ics=Icu=50kA@415V AC, Icw=50kA for 1s
1019 | 1250A FP 50kA EDO Emax ACB with O/C,S/C protection & 240V AC Motor,240V AC Closing, 240V AC Shunt, Microprocessor based Release PR121/P-LI, Frame size E1N, Isc=Icu=50kA@415V AC, Icw=50kA for 1s | ACB | LV_Switchgear | 1SDA055752R1-EDO_240VAC-M_240VAC-CC_240VAC-ST | ABB | 1250A | 50kA | Nos. | None | Inventory | 1250A FP 50kA EDO Emax ACB with O/C,S/C protection & 240V AC Motor,240V AC Closing, 240V AC Shunt, Microprocessor based Release PR121/P-LI, Frame size E1N, Isc=Icu=50kA@415V AC, Icw=50kA for 1s
1020 | 1250A FP 50kA MDO Emax ACB with O/C,S/C,E/F protection, Microprocessor based Release PR121/P-LSIG, Frame size E1N, Ics=Icu=50kA@415V AC, Icw=50kA for 1s | ACB | LV_Switchgear | 1SDA055754R1 | ABB | 1250A | 50kA | Nos. | None | Inventory | 1250A FP 50kA MDO Emax ACB with O/C,S/C,E/F protection, Microprocessor based Release PR121/P-LSIG, Frame size E1N, Ics=Icu=50kA@415V AC, Icw=50kA for 1s
1021 | 1250A FP 50kA EDO Emax ACB with O/C,S/C,E/F protection & 240V AC Motor,240V AC Closing, 240V AC Shunt, Microprocessor based Release PR121/P-LSIG, Frame size E1N, Isc=Icu=50kA@415V AC, Icw=50kA for 1s | ACB | LV_Switchgear | 1SDA055754R1-EDO_240VAC-M_240VAC-CC_240VAC-ST | ABB | 1250A | 50kA | Nos. | None | Inventory | 1250A FP 50kA EDO Emax ACB with O/C,S/C,E/F protection & 240V AC Motor,240V AC Closing, 240V AC Shunt, Microprocessor based Release PR121/P-LSIG, Frame size E1N, Isc=Icu=50kA@415V AC, Icw=50kA for 1s
1022 | 1250A FP 50kA MDO Emax ACB with O/C,S/C,E/F protection, Microprocessor based Release PR122/P-LSIG, Frame size E1N, Ics=Icu=50kA@415V AC, Icw=50kA for 1s | ACB | LV_Switchgear | 1SDA055757R1 | ABB | 1250A | 50kA | Nos. | None | Inventory | 1250A FP 50kA MDO Emax ACB with O/C,S/C,E/F protection, Microprocessor based Release PR122/P-LSIG, Frame size E1N, Ics=Icu=50kA@415V AC, Icw=50kA for 1s
1023 | 1250A FP 50kA EDO Emax ACB with O/C,S/C,E/F protection & 240V AC Motor,240V AC Closing, 240V AC Shunt, Microprocessor based Release PR122/P-LSIG, Frame size E1N, Isc=Icu=50kA@415V AC, Icw=50kA for 1s | ACB | LV_Switchgear | 1SDA055757R1-EDO_240VAC-M_240VAC-CC_240VAC-ST | ABB | 1250A | 50kA | Nos. | None | Inventory | 1250A FP 50kA EDO Emax ACB with O/C,S/C,E/F protection & 240V AC Motor,240V AC Closing, 240V AC Shunt, Microprocessor based Release PR122/P-LSIG, Frame size E1N, Isc=Icu=50kA@415V AC, Icw=50kA for 1s
1024 | 1250A FP 50kA MDO Emax ACB with O/C,S/C,E/F protection, Microprocessor based Release PR123/P-LSIG, Frame size E1N, Ics=Icu=50kA@415V AC, Icw=50kA for 1s | ACB | LV_Switchgear | 1SDA055759R1 | ABB | 1250A | 50kA | Nos. | None | Inventory | 1250A FP 50kA MDO Emax ACB with O/C,S/C,E/F protection, Microprocessor based Release PR123/P-LSIG, Frame size E1N, Ics=Icu=50kA@415V AC, Icw=50kA for 1s
1025 | 1250A FP 50kA EDO Emax ACB with O/C,S/C,E/F protection & 240V AC Motor,240V AC Closing, 240V AC Shunt, Microprocessor based Release PR123/P-LSIG, Frame size E1N, Isc=Icu=50kA@415V AC, Icw=50kA for 1s | ACB | LV_Switchgear | 1SDA055759R1-EDO_240VAC-M_240VAC-CC_240VAC-ST | ABB | 1250A | 50kA | Nos. | None | Inventory | 1250A FP 50kA EDO Emax ACB with O/C,S/C,E/F protection & 240V AC Motor,240V AC Closing, 240V AC Shunt, Microprocessor based Release PR123/P-LSIG, Frame size E1N, Isc=Icu=50kA@415V AC, Icw=50kA for 1s
1026 | 1600A TP 50kA MDO Emax ACB with O/C,S/C protection, Microprocessor based Release PR121/P-LI, Frame size E1N, Ics=Icu=50kA@415V AC, Icw=50kA for 1s | ACB | LV_Switchgear | 1SDA055776R1 | ABB | 1600A | 50kA | Nos. | None | Inventory | 1600A TP 50kA MDO Emax ACB with O/C,S/C protection, Microprocessor based Release PR121/P-LI, Frame size E1N, Ics=Icu=50kA@415V AC, Icw=50kA for 1s
1027 | 1600A TP 50kA EDO Emax ACB with O/C,S/C protection & 240V AC Motor,240V AC Closing, 240V AC Shunt, Microprocessor based Release PR121/P-LI, Frame size E1N, Isc=Icu=50kA@415V AC, Icw=50kA for 1s | ACB | LV_Switchgear | 1SDA055776R1-EDO_240VAC-M_240VAC-CC_240VAC-ST | ABB | 1600A | 50kA | Nos. | None | Inventory | 1600A TP 50kA EDO Emax ACB with O/C,S/C protection & 240V AC Motor,240V AC Closing, 240V AC Shunt, Microprocessor based Release PR121/P-LI, Frame size E1N, Isc=Icu=50kA@415V AC, Icw=50kA for 1s
1028 | 1600A TP 50kA MDO Emax ACB with O/C,S/C,E/F protection, Microprocessor based Release PR121/P-LSIG, Frame size E1N, Ics=Icu=50kA@415V AC, Icw=50kA for 1s | ACB | LV_Switchgear | 1SDA055778R1 | ABB | 1600A | 50kA | Nos. | None | Inventory | 1600A TP 50kA MDO Emax ACB with O/C,S/C,E/F protection, Microprocessor based Release PR121/P-LSIG, Frame size E1N, Ics=Icu=50kA@415V AC, Icw=50kA for 1s
1029 | 1600A TP 50kA EDO Emax ACB with O/C,S/C,E/F protection & 240V AC Motor,240V AC Closing, 240V AC Shunt, Microprocessor based Release PR121/P-LSIG, Frame size E1N, Isc=Icu=50kA@415V AC, Icw=50kA for 1s | ACB | LV_Switchgear | 1SDA055778R1-EDO_240VAC-M_240VAC-CC_240VAC-ST | ABB | 1600A | 50kA | Nos. | None | Inventory | 1600A TP 50kA EDO Emax ACB with O/C,S/C,E/F protection & 240V AC Motor,240V AC Closing, 240V AC Shunt, Microprocessor based Release PR121/P-LSIG, Frame size E1N, Isc=Icu=50kA@415V AC, Icw=50kA for 1s
1030 | 1600A TP 50kA MDO Emax ACB with O/C,S/C,E/F protection, Microprocessor based Release PR122/P-LSIG, Frame size E1N, Ics=Icu=50kA@415V AC, Icw=50kA for 1s | ACB | LV_Switchgear | 1SDA055781R1 | ABB | 1600A | 50kA | Nos. | None | Inventory | 1600A TP 50kA MDO Emax ACB with O/C,S/C,E/F protection, Microprocessor based Release PR122/P-LSIG, Frame size E1N, Ics=Icu=50kA@415V AC, Icw=50kA for 1s
1031 | 1600A TP 50kA EDO Emax ACB with O/C,S/C,E/F protection & 240V AC Motor,240V AC Closing, 240V AC Shunt, Microprocessor based Release PR122/P-LSIG, Frame size E1N, Isc=Icu=50kA@415V AC, Icw=50kA for 1s | ACB | LV_Switchgear | 1SDA055781R1-EDO_240VAC-M_240VAC-CC_240VAC-ST | ABB | 1600A | 50kA | Nos. | None | Inventory | 1600A TP 50kA EDO Emax ACB with O/C,S/C,E/F protection & 240V AC Motor,240V AC Closing, 240V AC Shunt, Microprocessor based Release PR122/P-LSIG, Frame size E1N, Isc=Icu=50kA@415V AC, Icw=50kA for 1s
1032 | 1600A TP 50kA MDO Emax ACB with O/C,S/C,E/F protection, Microprocessor based Release PR123/P-LSIG, Frame size E1N, Ics=Icu=50kA@415V AC, Icw=50kA for 1s | ACB | LV_Switchgear | 1SDA055783R1 | ABB | 1600A | 50kA | Nos. | None | Inventory | 1600A TP 50kA MDO Emax ACB with O/C,S/C,E/F protection, Microprocessor based Release PR123/P-LSIG, Frame size E1N, Ics=Icu=50kA@415V AC, Icw=50kA for 1s
1033 | 1600A TP 50kA EDO Emax ACB with O/C,S/C,E/F protection & 240V AC Motor,240V AC Closing, 240V AC Shunt, Microprocessor based Release PR123/P-LSIG, Frame size E1N, Isc=Icu=50kA@415V AC, Icw=50kA for 1s | ACB | LV_Switchgear | 1SDA055783R1-EDO_240VAC-M_240VAC-CC_240VAC-ST | ABB | 1600A | 50kA | Nos. | None | Inventory | 1600A TP 50kA EDO Emax ACB with O/C,S/C,E/F protection & 240V AC Motor,240V AC Closing, 240V AC Shunt, Microprocessor based Release PR123/P-LSIG, Frame size E1N, Isc=Icu=50kA@415V AC, Icw=50kA for 1s
1034 | 1600A FP 50kA MDO Emax ACB with O/C,S/C protection, Microprocessor based Release PR121/P-LI, Frame size E1N, Ics=Icu=50kA@415V AC, Icw=50kA for 1s | ACB | LV_Switchgear | 1SDA055784R1 | ABB | 1600A | 50kA | Nos. | None | Inventory | 1600A FP 50kA MDO Emax ACB with O/C,S/C protection, Microprocessor based Release PR121/P-LI, Frame size E1N, Ics=Icu=50kA@415V AC, Icw=50kA for 1s
1035 | 1600A FP 50kA EDO Emax ACB with O/C,S/C protection & 240V AC Motor,240V AC Closing, 240V AC Shunt, Microprocessor based Release PR121/P-LI, Frame size E1N, Isc=Icu=50kA@415V AC, Icw=50kA for 1s | ACB | LV_Switchgear | 1SDA055784R1-EDO_240VAC-M_240VAC-CC_240VAC-ST | ABB | 1600A | 50kA | Nos. | None | Inventory | 1600A FP 50kA EDO Emax ACB with O/C,S/C protection & 240V AC Motor,240V AC Closing, 240V AC Shunt, Microprocessor based Release PR121/P-LI, Frame size E1N, Isc=Icu=50kA@415V AC, Icw=50kA for 1s
1036 | 1600A FP 50kA MDO Emax ACB with O/C,S/C,E/F protection, Microprocessor based Release PR121/P-LSIG, Frame size E1N, Ics=Icu=50kA@415V AC, Icw=50kA for 1s | ACB | LV_Switchgear | 1SDA055786R1 | ABB | 1600A | 50kA | Nos. | None | Inventory | 1600A FP 50kA MDO Emax ACB with O/C,S/C,E/F protection, Microprocessor based Release PR121/P-LSIG, Frame size E1N, Ics=Icu=50kA@415V AC, Icw=50kA for 1s
1037 | 1600A FP 50kA EDO Emax ACB with O/C,S/C,E/F protection & 240V AC Motor,240V AC Closing, 240V AC Shunt, Microprocessor based Release PR121/P-LSIG, Frame size E1N, Isc=Icu=50kA@415V AC, Icw=50kA for 1s | ACB | LV_Switchgear | 1SDA055786R1-EDO_240VAC-M_240VAC-CC_240VAC-ST | ABB | 1600A | 50kA | Nos. | None | Inventory | 1600A FP 50kA EDO Emax ACB with O/C,S/C,E/F protection & 240V AC Motor,240V AC Closing, 240V AC Shunt, Microprocessor based Release PR121/P-LSIG, Frame size E1N, Isc=Icu=50kA@415V AC, Icw=50kA for 1s
1038 | 1600A FP 50kA MDO Emax ACB with O/C,S/C,E/F protection, Microprocessor based Release PR122/P-LSIG, Frame size E1N, Ics=Icu=50kA@415V AC, Icw=50kA for 1s | ACB | LV_Switchgear | 1SDA055789R1 | ABB | 1600A | 50kA | Nos. | None | Inventory | 1600A FP 50kA MDO Emax ACB with O/C,S/C,E/F protection, Microprocessor based Release PR122/P-LSIG, Frame size E1N, Ics=Icu=50kA@415V AC, Icw=50kA for 1s
1039 | 1600A FP 50kA EDO Emax ACB with O/C,S/C,E/F protection & 240V AC Motor,240V AC Closing, 240V AC Shunt, Microprocessor based Release PR122/P-LSIG, Frame size E1N, Isc=Icu=50kA@415V AC, Icw=50kA for 1s | ACB | LV_Switchgear | 1SDA055789R1-EDO_240VAC-M_240VAC-CC_240VAC-ST | ABB | 1600A | 50kA | Nos. | None | Inventory | 1600A FP 50kA EDO Emax ACB with O/C,S/C,E/F protection & 240V AC Motor,240V AC Closing, 240V AC Shunt, Microprocessor based Release PR122/P-LSIG, Frame size E1N, Isc=Icu=50kA@415V AC, Icw=50kA for 1s
1040 | 1600A FP 50kA MDO Emax ACB with O/C,S/C,E/F protection, Microprocessor based Release PR123/P-LSIG, Frame size E1N, Ics=Icu=50kA@415V AC, Icw=50kA for 1s | ACB | LV_Switchgear | 1SDA055791R1 | ABB | 1600A | 50kA | Nos. | None | Inventory | 1600A FP 50kA MDO Emax ACB with O/C,S/C,E/F protection, Microprocessor based Release PR123/P-LSIG, Frame size E1N, Ics=Icu=50kA@415V AC, Icw=50kA for 1s
1041 | 1600A FP 50kA EDO Emax ACB with O/C,S/C,E/F protection & 240V AC Motor,240V AC Closing, 240V AC Shunt, Microprocessor based Release PR123/P-LSIG, Frame size E1N, Isc=Icu=50kA@415V AC, Icw=50kA for 1s | ACB | LV_Switchgear | 1SDA055791R1-EDO_240VAC-M_240VAC-CC_240VAC-ST | ABB | 1600A | 50kA | Nos. | None | Inventory | 1600A FP 50kA EDO Emax ACB with O/C,S/C,E/F protection & 240V AC Motor,240V AC Closing, 240V AC Shunt, Microprocessor based Release PR123/P-LSIG, Frame size E1N, Isc=Icu=50kA@415V AC, Icw=50kA for 1s
1042 | 1250A TP 30kA MDO Emax ACB with O/C,S/C protection, Microprocessor based Release PR121/P-LSIG R1250, Frame size E2N, 30kA for1s | ACB | LV_Switchgear | 1SDA055874R1 | ABB | 1250A | 30kA | Nos. |  | Inventory | 1250A TP 30kA MDO Emax ACB with O/C,S/C protection, Microprocessor based Release PR121/P-LSIG R1250, Frame size E2N, 30kA for1s
1043 | 2000A TP 65kA MDO Emax ACB with O/C,S/C protection, Microprocessor based Release PR121/P-LI, Frame size E2N, Ics=Icu=65kA@415V AC, Icw=55kA for 1s | ACB | LV_Switchgear | 1SDA055936R1 | ABB | 2000A | 65kA | Nos. | None | Inventory | 2000A TP 65kA MDO Emax ACB with O/C,S/C protection, Microprocessor based Release PR121/P-LI, Frame size E2N, Ics=Icu=65kA@415V AC, Icw=55kA for 1s
1044 | 2000A TP 65kA EDO Emax ACB with O/C,S/C protection & 240V AC Motor,240V AC Closing, 240V AC Shunt, Microprocessor based Release PR121/P-LI, Frame size E2N, Isc=Icu=65kA@415V AC, Icw=55kA for 1s | ACB | LV_Switchgear | 1SDA055936R1-EDO_240VAC-M_240VAC-CC_240VAC-ST | ABB | 2000A | 65kA | Nos. | None | Inventory | 2000A TP 65kA EDO Emax ACB with O/C,S/C protection & 240V AC Motor,240V AC Closing, 240V AC Shunt, Microprocessor based Release PR121/P-LI, Frame size E2N, Isc=Icu=65kA@415V AC, Icw=55kA for 1s
1045 | 2000A TP 65kA MDO Emax ACB with O/C,S/C,E/F protection, Microprocessor based Release PR121/P-LSIG, Frame size E2N, Ics=Icu=65kA@415V AC, Icw=55kA for 1s | ACB | LV_Switchgear | 1SDA055938R1 | ABB | 2000A | 65kA | Nos. | None | Inventory | 2000A TP 65kA MDO Emax ACB with O/C,S/C,E/F protection, Microprocessor based Release PR121/P-LSIG, Frame size E2N, Ics=Icu=65kA@415V AC, Icw=55kA for 1s
1046 | 2000A TP 65kA EDO Emax ACB with O/C,S/C,E/F protection & 240V AC Motor,240V AC Closing, 240V AC Shunt, Microprocessor based Release PR121/P-LSIG, Frame size E2N, Isc=Icu=65kA@415V AC, Icw=55kA for 1s | ACB | LV_Switchgear | 1SDA055938R1-EDO_240VAC-M_240VAC-CC_240VAC-ST | ABB | 2000A | 65kA | Nos. | None | Inventory | 2000A TP 65kA EDO Emax ACB with O/C,S/C,E/F protection & 240V AC Motor,240V AC Closing, 240V AC Shunt, Microprocessor based Release PR121/P-LSIG, Frame size E2N, Isc=Icu=65kA@415V AC, Icw=55kA for 1s
1047 | 2000A TP 65kA MDO Emax ACB with O/C,S/C,E/F protection, Microprocessor based Release PR122/P-LSIG, Frame size E2N, Ics=Icu=65kA@415V AC, Icw=55kA for 1s | ACB | LV_Switchgear | 1SDA055941R1 | ABB | 2000A | 65kA | Nos. | None | Inventory | 2000A TP 65kA MDO Emax ACB with O/C,S/C,E/F protection, Microprocessor based Release PR122/P-LSIG, Frame size E2N, Ics=Icu=65kA@415V AC, Icw=55kA for 1s
1048 | 2000A TP 65kA EDO Emax ACB with O/C,S/C,E/F protection & 240V AC Motor,240V AC Closing, 240V AC Shunt, Microprocessor based Release PR122/P-LSIG, Frame size E2N, Isc=Icu=65kA@415V AC, Icw=55kA for 1s | ACB | LV_Switchgear | 1SDA055941R1-EDO_240VAC-M_240VAC-CC_240VAC-ST | ABB | 2000A | 65kA | Nos. | None | Inventory | 2000A TP 65kA EDO Emax ACB with O/C,S/C,E/F protection & 240V AC Motor,240V AC Closing, 240V AC Shunt, Microprocessor based Release PR122/P-LSIG, Frame size E2N, Isc=Icu=65kA@415V AC, Icw=55kA for 1s
1049 | 2000A TP 65kA MDO Emax ACB with O/C,S/C,E/F protection, Microprocessor based Release PR123/P-LSIG, Frame size E2N, Ics=Icu=65kA@415V AC, Icw=55kA for 1s | ACB | LV_Switchgear | 1SDA055943R1 | ABB | 2000A | 65kA | Nos. | None | Inventory | 2000A TP 65kA MDO Emax ACB with O/C,S/C,E/F protection, Microprocessor based Release PR123/P-LSIG, Frame size E2N, Ics=Icu=65kA@415V AC, Icw=55kA for 1s
1050 | 2000A TP 65kA EDO Emax ACB with O/C,S/C,E/F protection & 240V AC Motor,240V AC Closing, 240V AC Shunt, Microprocessor based Release PR123/P-LSIG, Frame size E2N, Isc=Icu=65kA@415V AC, Icw=55kA for 1s | ACB | LV_Switchgear | 1SDA055943R1-EDO_240VAC-M_240VAC-CC_240VAC-ST | ABB | 2000A | 65kA | Nos. | None | Inventory | 2000A TP 65kA EDO Emax ACB with O/C,S/C,E/F protection & 240V AC Motor,240V AC Closing, 240V AC Shunt, Microprocessor based Release PR123/P-LSIG, Frame size E2N, Isc=Icu=65kA@415V AC, Icw=55kA for 1s
1051 | 2000A FP 65kA MDO Emax ACB with O/C,S/C protection, Microprocessor based Release PR121/P-LI, Frame size E2N, Ics=Icu=65kA@415V AC, Icw=55kA for 1s | ACB | LV_Switchgear | 1SDA055944R1 | ABB | 2000A | 65kA | Nos. | None | Inventory | 2000A FP 65kA MDO Emax ACB with O/C,S/C protection, Microprocessor based Release PR121/P-LI, Frame size E2N, Ics=Icu=65kA@415V AC, Icw=55kA for 1s
1052 | 2000A FP 65kA EDO Emax ACB with O/C,S/C protection & 240V AC Motor,240V AC Closing, 240V AC Shunt, Microprocessor based Release PR121/P-LI, Frame size E2N, Isc=Icu=65kA@415V AC, Icw=55kA for 1s | ACB | LV_Switchgear | 1SDA055944R1-EDO_240VAC-M_240VAC-CC_240VAC-ST | ABB | 2000A | 65kA | Nos. | None | Inventory | 2000A FP 65kA EDO Emax ACB with O/C,S/C protection & 240V AC Motor,240V AC Closing, 240V AC Shunt, Microprocessor based Release PR121/P-LI, Frame size E2N, Isc=Icu=65kA@415V AC, Icw=55kA for 1s
1053 | 2000A FP 65kA MDO Emax ACB with O/C,S/C,E/F protection, Microprocessor based Release PR121/P-LSIG, Frame size E2N, Ics=Icu=65kA@415V AC, Icw=55kA for 1s | ACB | LV_Switchgear | 1SDA055946R1 | ABB | 2000A | 65kA | Nos. | None | Inventory | 2000A FP 65kA MDO Emax ACB with O/C,S/C,E/F protection, Microprocessor based Release PR121/P-LSIG, Frame size E2N, Ics=Icu=65kA@415V AC, Icw=55kA for 1s
1054 | 2000A FP 65kA EDO Emax ACB with O/C,S/C,E/F protection & 240V AC Motor,240V AC Closing, 240V AC Shunt, Microprocessor based Release PR121/P-LSIG, Frame size E2N, Isc=Icu=65kA@415V AC, Icw=55kA for 1s | ACB | LV_Switchgear | 1SDA055946R1-EDO_240VAC-M_240VAC-CC_240VAC-ST | ABB | 2000A | 65kA | Nos. | None | Inventory | 2000A FP 65kA EDO Emax ACB with O/C,S/C,E/F protection & 240V AC Motor,240V AC Closing, 240V AC Shunt, Microprocessor based Release PR121/P-LSIG, Frame size E2N, Isc=Icu=65kA@415V AC, Icw=55kA for 1s
1055 | 2000A FP 65kA MDO Emax ACB with O/C,S/C,E/F protection, Microprocessor based Release PR122/P-LSIG, Frame size E2N, Ics=Icu=65kA@415V AC, Icw=55kA for 1s | ACB | LV_Switchgear | 1SDA055949R1 | ABB | 2000A | 65kA | Nos. | None | Inventory | 2000A FP 65kA MDO Emax ACB with O/C,S/C,E/F protection, Microprocessor based Release PR122/P-LSIG, Frame size E2N, Ics=Icu=65kA@415V AC, Icw=55kA for 1s
1056 | 2000A FP 65kA EDO Emax ACB with O/C,S/C,E/F protection & 240V AC Motor,240V AC Closing, 240V AC Shunt, Microprocessor based Release PR122/P-LSIG, Frame size E2N, Isc=Icu=65kA@415V AC, Icw=55kA for 1s | ACB | LV_Switchgear | 1SDA055949R1-EDO_240VAC-M_240VAC-CC_240VAC-ST | ABB | 2000A | 65kA | Nos. | None | Inventory | 2000A FP 65kA EDO Emax ACB with O/C,S/C,E/F protection & 240V AC Motor,240V AC Closing, 240V AC Shunt, Microprocessor based Release PR122/P-LSIG, Frame size E2N, Isc=Icu=65kA@415V AC, Icw=55kA for 1s
1057 | 2000A FP 65kA MDO Emax ACB with O/C,S/C,E/F protection, Microprocessor based Release PR123/P-LSIG, Frame size E2N, Ics=Icu=65kA@415V AC, Icw=55kA for 1s | ACB | LV_Switchgear | 1SDA055951R1 | ABB | 2000A | 65kA | Nos. | None | Inventory | 2000A FP 65kA MDO Emax ACB with O/C,S/C,E/F protection, Microprocessor based Release PR123/P-LSIG, Frame size E2N, Ics=Icu=65kA@415V AC, Icw=55kA for 1s
1058 | 2000A FP 65kA EDO Emax ACB with O/C,S/C,E/F protection & 240V AC Motor,240V AC Closing, 240V AC Shunt, Microprocessor based Release PR123/P-LSIG, Frame size E2N, Isc=Icu=65kA@415V AC, Icw=55kA for 1s | ACB | LV_Switchgear | 1SDA055951R1-EDO_240VAC-M_240VAC-CC_240VAC-ST | ABB | 2000A | 65kA | Nos. | None | Inventory | 2000A FP 65kA EDO Emax ACB with O/C,S/C,E/F protection & 240V AC Motor,240V AC Closing, 240V AC Shunt, Microprocessor based Release PR123/P-LSIG, Frame size E2N, Isc=Icu=65kA@415V AC, Icw=55kA for 1s
1059 | 1250A TP 85kA MDO Emax ACB with O/C,S/C protection, Microprocessor based Release PR121/P-LI, Frame size E2S, Ics=Icu=85kA@415V AC, Icw=65kA for 1s | ACB | LV_Switchgear | 1SDA055968R1 | ABB | 1250A | 85kA | Nos. | None | Inventory | 1250A TP 85kA MDO Emax ACB with O/C,S/C protection, Microprocessor based Release PR121/P-LI, Frame size E2S, Ics=Icu=85kA@415V AC, Icw=65kA for 1s
1060 | 1250A TP 85kA EDO Emax ACB with O/C,S/C protection & 240V AC Motor,240V AC Closing, 240V AC Shunt, Microprocessor based Release PR121/P-LI, Frame size E2S, Isc=Icu=85kA@415V AC, Icw=65kA for 1s | ACB | LV_Switchgear | 1SDA055968R1-EDO_240VAC-M_240VAC-CC_240VAC-ST | ABB | 1250A | 85kA | Nos. | None | Inventory | 1250A TP 85kA EDO Emax ACB with O/C,S/C protection & 240V AC Motor,240V AC Closing, 240V AC Shunt, Microprocessor based Release PR121/P-LI, Frame size E2S, Isc=Icu=85kA@415V AC, Icw=65kA for 1s
1061 | 1250A TP 85kA MDO Emax ACB with O/C,S/C,E/F protection, Microprocessor based Release PR121/P-LSIG, Frame size E2S, Ics=Icu=85kA@415V AC, Icw=65kA for 1s | ACB | LV_Switchgear | 1SDA055970R1 | ABB | 1250A | 85kA | Nos. | None | Inventory | 1250A TP 85kA MDO Emax ACB with O/C,S/C,E/F protection, Microprocessor based Release PR121/P-LSIG, Frame size E2S, Ics=Icu=85kA@415V AC, Icw=65kA for 1s
1062 | 1250A TP 85kA EDO Emax ACB with O/C,S/C,E/F protection & 240V AC Motor,240V AC Closing, 240V AC Shunt, Microprocessor based Release PR121/P-LSIG, Frame size E2S, Isc=Icu=85kA@415V AC, Icw=65kA for 1s | ACB | LV_Switchgear | 1SDA055970R1-EDO_240VAC-M_240VAC-CC_240VAC-ST | ABB | 1250A | 85kA | Nos. | None | Inventory | 1250A TP 85kA EDO Emax ACB with O/C,S/C,E/F protection & 240V AC Motor,240V AC Closing, 240V AC Shunt, Microprocessor based Release PR121/P-LSIG, Frame size E2S, Isc=Icu=85kA@415V AC, Icw=65kA for 1s
1063 | 1250A TP 85kA MDO Emax ACB with O/C,S/C,E/F protection, Microprocessor based Release PR122/P-LSIG, Frame size E2S, Ics=Icu=85kA@415V AC, Icw=65kA for 1s | ACB | LV_Switchgear | 1SDA055973R1 | ABB | 1250A | 85kA | Nos. | None | Inventory | 1250A TP 85kA MDO Emax ACB with O/C,S/C,E/F protection, Microprocessor based Release PR122/P-LSIG, Frame size E2S, Ics=Icu=85kA@415V AC, Icw=65kA for 1s
1064 | 1250A TP 85kA EDO Emax ACB with O/C,S/C,E/F protection & 240V AC Motor,240V AC Closing, 240V AC Shunt, Microprocessor based Release PR122/P-LSIG, Frame size E2S, Isc=Icu=85kA@415V AC, Icw=65kA for 1s | ACB | LV_Switchgear | 1SDA055973R1-EDO_240VAC-M_240VAC-CC_240VAC-ST | ABB | 1250A | 85kA | Nos. | None | Inventory | 1250A TP 85kA EDO Emax ACB with O/C,S/C,E/F protection & 240V AC Motor,240V AC Closing, 240V AC Shunt, Microprocessor based Release PR122/P-LSIG, Frame size E2S, Isc=Icu=85kA@415V AC, Icw=65kA for 1s
1065 | 1250A TP 85kA MDO Emax ACB with O/C,S/C,E/F protection, Microprocessor based Release PR123/P-LSIG, Frame size E2S, Ics=Icu=85kA@415V AC, Icw=65kA for 1s | ACB | LV_Switchgear | 1SDA055975R1 | ABB | 1250A | 85kA | Nos. | None | Inventory | 1250A TP 85kA MDO Emax ACB with O/C,S/C,E/F protection, Microprocessor based Release PR123/P-LSIG, Frame size E2S, Ics=Icu=85kA@415V AC, Icw=65kA for 1s
1066 | 1250A TP 85kA EDO Emax ACB with O/C,S/C,E/F protection & 240V AC Motor,240V AC Closing, 240V AC Shunt, Microprocessor based Release PR123/P-LSIG, Frame size E2S, Isc=Icu=85kA@415V AC, Icw=65kA for 1s | ACB | LV_Switchgear | 1SDA055975R1-EDO_240VAC-M_240VAC-CC_240VAC-ST | ABB | 1250A | 85kA | Nos. | None | Inventory | 1250A TP 85kA EDO Emax ACB with O/C,S/C,E/F protection & 240V AC Motor,240V AC Closing, 240V AC Shunt, Microprocessor based Release PR123/P-LSIG, Frame size E2S, Isc=Icu=85kA@415V AC, Icw=65kA for 1s
1067 | 1250A FP 85kA MDO Emax ACB with O/C,S/C protection, Microprocessor based Release PR121/P-LI, Frame size E2S, Ics=Icu=85kA@415V AC, Icw=65kA for 1s | ACB | LV_Switchgear | 1SDA055976R1 | ABB | 1250A | 85kA | Nos. | None | Inventory | 1250A FP 85kA MDO Emax ACB with O/C,S/C protection, Microprocessor based Release PR121/P-LI, Frame size E2S, Ics=Icu=85kA@415V AC, Icw=65kA for 1s
1068 | 1250A FP 85kA EDO Emax ACB with O/C,S/C protection & 240V AC Motor,240V AC Closing, 240V AC Shunt, Microprocessor based Release PR121/P-LI, Frame size E2S, Isc=Icu=85kA@415V AC, Icw=65kA for 1s | ACB | LV_Switchgear | 1SDA055976R1-EDO_240VAC-M_240VAC-CC_240VAC-ST | ABB | 1250A | 85kA | Nos. | None | Inventory | 1250A FP 85kA EDO Emax ACB with O/C,S/C protection & 240V AC Motor,240V AC Closing, 240V AC Shunt, Microprocessor based Release PR121/P-LI, Frame size E2S, Isc=Icu=85kA@415V AC, Icw=65kA for 1s
1069 | 1250A FP 85kA MDO Emax ACB with O/C,S/C,E/F protection, Microprocessor based Release PR121/P-LSIG, Frame size E2S, Ics=Icu=85kA@415V AC, Icw=65kA for 1s | ACB | LV_Switchgear | 1SDA055978R1 | ABB | 1250A | 85kA | Nos. | None | Inventory | 1250A FP 85kA MDO Emax ACB with O/C,S/C,E/F protection, Microprocessor based Release PR121/P-LSIG, Frame size E2S, Ics=Icu=85kA@415V AC, Icw=65kA for 1s
1070 | 1250A FP 85kA EDO Emax ACB with O/C,S/C,E/F protection & 240V AC Motor,240V AC Closing, 240V AC Shunt, Microprocessor based Release PR121/P-LSIG, Frame size E2S, Isc=Icu=85kA@415V AC, Icw=65kA for 1s | ACB | LV_Switchgear | 1SDA055978R1-EDO_240VAC-M_240VAC-CC_240VAC-ST | ABB | 1250A | 85kA | Nos. | None | Inventory | 1250A FP 85kA EDO Emax ACB with O/C,S/C,E/F protection & 240V AC Motor,240V AC Closing, 240V AC Shunt, Microprocessor based Release PR121/P-LSIG, Frame size E2S, Isc=Icu=85kA@415V AC, Icw=65kA for 1s
1071 | 1250A FP 85kA MDO Emax ACB with O/C,S/C,E/F protection, Microprocessor based Release PR122/P-LSIG, Frame size E2S, Ics=Icu=85kA@415V AC, Icw=65kA for 1s | ACB | LV_Switchgear | 1SDA055981R1 | ABB | 1250A | 85kA | Nos. | None | Inventory | 1250A FP 85kA MDO Emax ACB with O/C,S/C,E/F protection, Microprocessor based Release PR122/P-LSIG, Frame size E2S, Ics=Icu=85kA@415V AC, Icw=65kA for 1s
1072 | 1250A FP 85kA EDO Emax ACB with O/C,S/C,E/F protection & 240V AC Motor,240V AC Closing, 240V AC Shunt, Microprocessor based Release PR122/P-LSIG, Frame size E2S, Isc=Icu=85kA@415V AC, Icw=65kA for 1s | ACB | LV_Switchgear | 1SDA055981R1-EDO_240VAC-M_240VAC-CC_240VAC-ST | ABB | 1250A | 85kA | Nos. | None | Inventory | 1250A FP 85kA EDO Emax ACB with O/C,S/C,E/F protection & 240V AC Motor,240V AC Closing, 240V AC Shunt, Microprocessor based Release PR122/P-LSIG, Frame size E2S, Isc=Icu=85kA@415V AC, Icw=65kA for 1s
1073 | 1250A FP 85kA MDO Emax ACB with O/C,S/C,E/F protection, Microprocessor based Release PR123/P-LSIG, Frame size E2S, Ics=Icu=85kA@415V AC, Icw=65kA for 1s | ACB | LV_Switchgear | 1SDA055983R1 | ABB | 1250A | 85kA | Nos. | None | Inventory | 1250A FP 85kA MDO Emax ACB with O/C,S/C,E/F protection, Microprocessor based Release PR123/P-LSIG, Frame size E2S, Ics=Icu=85kA@415V AC, Icw=65kA for 1s
1074 | 1250A FP 85kA EDO Emax ACB with O/C,S/C,E/F protection & 240V AC Motor,240V AC Closing, 240V AC Shunt, Microprocessor based Release PR123/P-LSIG, Frame size E2S, Isc=Icu=85kA@415V AC, Icw=65kA for 1s | ACB | LV_Switchgear | 1SDA055983R1-EDO_240VAC-M_240VAC-CC_240VAC-ST | ABB | 1250A | 85kA | Nos. | None | Inventory | 1250A FP 85kA EDO Emax ACB with O/C,S/C,E/F protection & 240V AC Motor,240V AC Closing, 240V AC Shunt, Microprocessor based Release PR123/P-LSIG, Frame size E2S, Isc=Icu=85kA@415V AC, Icw=65kA for 1s
1075 | 1600A TP 85kA MDO Emax ACB with O/C,S/C protection, Microprocessor based Release PR121/P-LI, Frame size E2S, Ics=Icu=85kA@415V AC, Icw=65kA for 1s | ACB | LV_Switchgear | 1SDA056000R1 | ABB | 1600A | 85kA | Nos. | None | Inventory | 1600A TP 85kA MDO Emax ACB with O/C,S/C protection, Microprocessor based Release PR121/P-LI, Frame size E2S, Ics=Icu=85kA@415V AC, Icw=65kA for 1s
1076 | 1600A TP 85kA EDO Emax ACB with O/C,S/C protection & 240V AC Motor,240V AC Closing, 240V AC Shunt, Microprocessor based Release PR121/P-LI, Frame size E2S, Isc=Icu=85kA@415V AC, Icw=65kA for 1s | ACB | LV_Switchgear | 1SDA056000R1-EDO_240VAC-M_240VAC-CC_240VAC-ST | ABB | 1600A | 85kA | Nos. | None | Inventory | 1600A TP 85kA EDO Emax ACB with O/C,S/C protection & 240V AC Motor,240V AC Closing, 240V AC Shunt, Microprocessor based Release PR121/P-LI, Frame size E2S, Isc=Icu=85kA@415V AC, Icw=65kA for 1s
1077 | 1600A TP 85kA MDO Emax ACB with O/C,S/C,E/F protection, Microprocessor based Release PR121/P-LSIG, Frame size E2S, Ics=Icu=85kA@415V AC, Icw=65kA for 1s | ACB | LV_Switchgear | 1SDA056002R1 | ABB | 1600A | 85kA | Nos. | None | Inventory | 1600A TP 85kA MDO Emax ACB with O/C,S/C,E/F protection, Microprocessor based Release PR121/P-LSIG, Frame size E2S, Ics=Icu=85kA@415V AC, Icw=65kA for 1s
1078 | 1600A TP 85kA EDO Emax ACB with O/C,S/C,E/F protection & 240V AC Motor,240V AC Closing, 240V AC Shunt, Microprocessor based Release PR121/P-LSIG, Frame size E2S, Isc=Icu=85kA@415V AC, Icw=65kA for 1s | ACB | LV_Switchgear | 1SDA056002R1-EDO_240VAC-M_240VAC-CC_240VAC-ST | ABB | 1600A | 85kA | Nos. | None | Inventory | 1600A TP 85kA EDO Emax ACB with O/C,S/C,E/F protection & 240V AC Motor,240V AC Closing, 240V AC Shunt, Microprocessor based Release PR121/P-LSIG, Frame size E2S, Isc=Icu=85kA@415V AC, Icw=65kA for 1s
1079 | 1600A TP 85kA MDO Emax ACB with O/C,S/C,E/F protection, Microprocessor based Release PR122/P-LSIG, Frame size E2S, Ics=Icu=85kA@415V AC, Icw=65kA for 1s | ACB | LV_Switchgear | 1SDA056005R1 | ABB | 1600A | 85kA | Nos. | None | Inventory | 1600A TP 85kA MDO Emax ACB with O/C,S/C,E/F protection, Microprocessor based Release PR122/P-LSIG, Frame size E2S, Ics=Icu=85kA@415V AC, Icw=65kA for 1s
1080 | 1600A TP 85kA EDO Emax ACB with O/C,S/C,E/F protection & 240V AC Motor,240V AC Closing, 240V AC Shunt, Microprocessor based Release PR122/P-LSIG, Frame size E2S, Isc=Icu=85kA@415V AC, Icw=65kA for 1s | ACB | LV_Switchgear | 1SDA056005R1-EDO_240VAC-M_240VAC-CC_240VAC-ST | ABB | 1600A | 85kA | Nos. | None | Inventory | 1600A TP 85kA EDO Emax ACB with O/C,S/C,E/F protection & 240V AC Motor,240V AC Closing, 240V AC Shunt, Microprocessor based Release PR122/P-LSIG, Frame size E2S, Isc=Icu=85kA@415V AC, Icw=65kA for 1s
1081 | 1600A TP 85kA MDO Emax ACB with O/C,S/C,E/F protection, Microprocessor based Release PR123/P-LSIG, Frame size E2S, Ics=Icu=85kA@415V AC, Icw=65kA for 1s | ACB | LV_Switchgear | 1SDA056007R1 | ABB | 1600A | 85kA | Nos. | None | Inventory | 1600A TP 85kA MDO Emax ACB with O/C,S/C,E/F protection, Microprocessor based Release PR123/P-LSIG, Frame size E2S, Ics=Icu=85kA@415V AC, Icw=65kA for 1s
1082 | 1600A TP 85kA EDO Emax ACB with O/C,S/C,E/F protection & 240V AC Motor,240V AC Closing, 240V AC Shunt, Microprocessor based Release PR123/P-LSIG, Frame size E2S, Isc=Icu=85kA@415V AC, Icw=65kA for 1s | ACB | LV_Switchgear | 1SDA056007R1-EDO_240VAC-M_240VAC-CC_240VAC-ST | ABB | 1600A | 85kA | Nos. | None | Inventory | 1600A TP 85kA EDO Emax ACB with O/C,S/C,E/F protection & 240V AC Motor,240V AC Closing, 240V AC Shunt, Microprocessor based Release PR123/P-LSIG, Frame size E2S, Isc=Icu=85kA@415V AC, Icw=65kA for 1s
1083 | 1600A FP 85kA MDO Emax ACB with O/C,S/C protection, Microprocessor based Release PR121/P-LI, Frame size E2S, Ics=Icu=85kA@415V AC, Icw=65kA for 1s | ACB | LV_Switchgear | 1SDA056008R1 | ABB | 1600A | 85kA | Nos. | None | Inventory | 1600A FP 85kA MDO Emax ACB with O/C,S/C protection, Microprocessor based Release PR121/P-LI, Frame size E2S, Ics=Icu=85kA@415V AC, Icw=65kA for 1s
1084 | 1600A FP 85kA EDO Emax ACB with O/C,S/C protection & 240V AC Motor,240V AC Closing, 240V AC Shunt, Microprocessor based Release PR121/P-LI, Frame size E2S, Isc=Icu=85kA@415V AC, Icw=65kA for 1s | ACB | LV_Switchgear | 1SDA056008R1-EDO_240VAC-M_240VAC-CC_240VAC-ST | ABB | 1600A | 85kA | Nos. | None | Inventory | 1600A FP 85kA EDO Emax ACB with O/C,S/C protection & 240V AC Motor,240V AC Closing, 240V AC Shunt, Microprocessor based Release PR121/P-LI, Frame size E2S, Isc=Icu=85kA@415V AC, Icw=65kA for 1s
1085 | 1600A FP 85kA MDO Emax ACB with O/C,S/C,E/F protection, Microprocessor based Release PR121/P-LSIG, Frame size E2S, Ics=Icu=85kA@415V AC, Icw=65kA for 1s | ACB | LV_Switchgear | 1SDA056010R1 | ABB | 1600A | 85kA | Nos. | None | Inventory | 1600A FP 85kA MDO Emax ACB with O/C,S/C,E/F protection, Microprocessor based Release PR121/P-LSIG, Frame size E2S, Ics=Icu=85kA@415V AC, Icw=65kA for 1s
1086 | 1600A FP 85kA EDO Emax ACB with O/C,S/C,E/F protection & 240V AC Motor,240V AC Closing, 240V AC Shunt, Microprocessor based Release PR121/P-LSIG, Frame size E2S, Isc=Icu=85kA@415V AC, Icw=65kA for 1s | ACB | LV_Switchgear | 1SDA056010R1-EDO_240VAC-M_240VAC-CC_240VAC-ST | ABB | 1600A | 85kA | Nos. | None | Inventory | 1600A FP 85kA EDO Emax ACB with O/C,S/C,E/F protection & 240V AC Motor,240V AC Closing, 240V AC Shunt, Microprocessor based Release PR121/P-LSIG, Frame size E2S, Isc=Icu=85kA@415V AC, Icw=65kA for 1s
1087 | 1600A FP 85kA MDO Emax ACB with O/C,S/C,E/F protection, Microprocessor based Release PR122/P-LSIG, Frame size E2S, Ics=Icu=85kA@415V AC, Icw=65kA for 1s | ACB | LV_Switchgear | 1SDA056013R1 | ABB | 1600A | 85kA | Nos. | None | Inventory | 1600A FP 85kA MDO Emax ACB with O/C,S/C,E/F protection, Microprocessor based Release PR122/P-LSIG, Frame size E2S, Ics=Icu=85kA@415V AC, Icw=65kA for 1s
1088 | 1600A FP 85kA EDO Emax ACB with O/C,S/C,E/F protection & 240V AC Motor,240V AC Closing, 240V AC Shunt, Microprocessor based Release PR122/P-LSIG, Frame size E2S, Isc=Icu=85kA@415V AC, Icw=65kA for 1s | ACB | LV_Switchgear | 1SDA056013R1-EDO_240VAC-M_240VAC-CC_240VAC-ST | ABB | 1600A | 85kA | Nos. | None | Inventory | 1600A FP 85kA EDO Emax ACB with O/C,S/C,E/F protection & 240V AC Motor,240V AC Closing, 240V AC Shunt, Microprocessor based Release PR122/P-LSIG, Frame size E2S, Isc=Icu=85kA@415V AC, Icw=65kA for 1s
1089 | 1600A FP 85kA MDO Emax ACB with O/C,S/C,E/F protection, Microprocessor based Release PR123/P-LSIG, Frame size E2S, Ics=Icu=85kA@415V AC, Icw=65kA for 1s | ACB | LV_Switchgear | 1SDA056015R1 | ABB | 1600A | 85kA | Nos. | None | Inventory | 1600A FP 85kA MDO Emax ACB with O/C,S/C,E/F protection, Microprocessor based Release PR123/P-LSIG, Frame size E2S, Ics=Icu=85kA@415V AC, Icw=65kA for 1s
1090 | 1600A FP 85kA EDO Emax ACB with O/C,S/C,E/F protection & 240V AC Motor,240V AC Closing, 240V AC Shunt, Microprocessor based Release PR123/P-LSIG, Frame size E2S, Isc=Icu=85kA@415V AC, Icw=65kA for 1s | ACB | LV_Switchgear | 1SDA056015R1-EDO_240VAC-M_240VAC-CC_240VAC-ST | ABB | 1600A | 85kA | Nos. | None | Inventory | 1600A FP 85kA EDO Emax ACB with O/C,S/C,E/F protection & 240V AC Motor,240V AC Closing, 240V AC Shunt, Microprocessor based Release PR123/P-LSIG, Frame size E2S, Isc=Icu=85kA@415V AC, Icw=65kA for 1s
1091 | 2000A TP 85kA MDO Emax ACB with O/C,S/C protection, Microprocessor based Release PR121/P-LI, Frame size E2S, Ics=Icu=85kA@415V AC, Icw=65kA for 1s | ACB | LV_Switchgear | 1SDA056032R1 | ABB | 2000A | 85kA | Nos. | None | Inventory | 2000A TP 85kA MDO Emax ACB with O/C,S/C protection, Microprocessor based Release PR121/P-LI, Frame size E2S, Ics=Icu=85kA@415V AC, Icw=65kA for 1s
1092 | 2000A TP 85kA EDO Emax ACB with O/C,S/C protection & 240V AC Motor,240V AC Closing, 240V AC Shunt, Microprocessor based Release PR121/P-LI, Frame size E2S, Isc=Icu=85kA@415V AC, Icw=65kA for 1s | ACB | LV_Switchgear | 1SDA056032R1-EDO_240VAC-M_240VAC-CC_240VAC-ST | ABB | 2000A | 85kA | Nos. | None | Inventory | 2000A TP 85kA EDO Emax ACB with O/C,S/C protection & 240V AC Motor,240V AC Closing, 240V AC Shunt, Microprocessor based Release PR121/P-LI, Frame size E2S, Isc=Icu=85kA@415V AC, Icw=65kA for 1s
1093 | 2000A TP 85kA MDO Emax ACB with O/C,S/C,E/F protection, Microprocessor based Release PR121/P-LSIG, Frame size E2S, Ics=Icu=85kA@415V AC, Icw=65kA for 1s | ACB | LV_Switchgear | 1SDA056034R1 | ABB | 2000A | 85kA | Nos. | None | Inventory | 2000A TP 85kA MDO Emax ACB with O/C,S/C,E/F protection, Microprocessor based Release PR121/P-LSIG, Frame size E2S, Ics=Icu=85kA@415V AC, Icw=65kA for 1s
1094 | 2000A TP 85kA EDO Emax ACB with O/C,S/C,E/F protection & 240V AC Motor,240V AC Closing, 240V AC Shunt, Microprocessor based Release PR121/P-LSIG, Frame size E2S, Isc=Icu=85kA@415V AC, Icw=65kA for 1s | ACB | LV_Switchgear | 1SDA056034R1-EDO_240VAC-M_240VAC-CC_240VAC-ST | ABB | 2000A | 85kA | Nos. | None | Inventory | 2000A TP 85kA EDO Emax ACB with O/C,S/C,E/F protection & 240V AC Motor,240V AC Closing, 240V AC Shunt, Microprocessor based Release PR121/P-LSIG, Frame size E2S, Isc=Icu=85kA@415V AC, Icw=65kA for 1s
1095 | 2000A TP 85kA MDO Emax ACB with O/C,S/C,E/F protection, Microprocessor based Release PR122/P-LSIG, Frame size E2S, Ics=Icu=85kA@415V AC, Icw=65kA for 1s | ACB | LV_Switchgear | 1SDA056037R1 | ABB | 2000A | 85kA | Nos. | None | Inventory | 2000A TP 85kA MDO Emax ACB with O/C,S/C,E/F protection, Microprocessor based Release PR122/P-LSIG, Frame size E2S, Ics=Icu=85kA@415V AC, Icw=65kA for 1s
1096 | 2000A TP 85kA EDO Emax ACB with O/C,S/C,E/F protection & 240V AC Motor,240V AC Closing, 240V AC Shunt, Microprocessor based Release PR122/P-LSIG, Frame size E2S, Isc=Icu=85kA@415V AC, Icw=65kA for 1s | ACB | LV_Switchgear | 1SDA056037R1-EDO_240VAC-M_240VAC-CC_240VAC-ST | ABB | 2000A | 85kA | Nos. | None | Inventory | 2000A TP 85kA EDO Emax ACB with O/C,S/C,E/F protection & 240V AC Motor,240V AC Closing, 240V AC Shunt, Microprocessor based Release PR122/P-LSIG, Frame size E2S, Isc=Icu=85kA@415V AC, Icw=65kA for 1s
1097 | 2000A TP 85kA MDO Emax ACB with O/C,S/C,E/F protection, Microprocessor based Release PR123/P-LSIG, Frame size E2S, Ics=Icu=85kA@415V AC, Icw=65kA for 1s | ACB | LV_Switchgear | 1SDA056039R1 | ABB | 2000A | 85kA | Nos. | None | Inventory | 2000A TP 85kA MDO Emax ACB with O/C,S/C,E/F protection, Microprocessor based Release PR123/P-LSIG, Frame size E2S, Ics=Icu=85kA@415V AC, Icw=65kA for 1s
1098 | 2000A TP 85kA EDO Emax ACB with O/C,S/C,E/F protection & 240V AC Motor,240V AC Closing, 240V AC Shunt, Microprocessor based Release PR123/P-LSIG, Frame size E2S, Isc=Icu=85kA@415V AC, Icw=65kA for 1s | ACB | LV_Switchgear | 1SDA056039R1-EDO_240VAC-M_240VAC-CC_240VAC-ST | ABB | 2000A | 85kA | Nos. | None | Inventory | 2000A TP 85kA EDO Emax ACB with O/C,S/C,E/F protection & 240V AC Motor,240V AC Closing, 240V AC Shunt, Microprocessor based Release PR123/P-LSIG, Frame size E2S, Isc=Icu=85kA@415V AC, Icw=65kA for 1s
1099 | 2000A FP 85kA MDO Emax ACB with O/C,S/C protection, Microprocessor based Release PR121/P-LI, Frame size E2S, Ics=Icu=85kA@415V AC, Icw=65kA for 1s | ACB | LV_Switchgear | 1SDA056040R1 | ABB | 2000A | 85kA | Nos. | None | Inventory | 2000A FP 85kA MDO Emax ACB with O/C,S/C protection, Microprocessor based Release PR121/P-LI, Frame size E2S, Ics=Icu=85kA@415V AC, Icw=65kA for 1s
1100 | 2000A FP 85kA EDO Emax ACB with O/C,S/C protection & 240V AC Motor,240V AC Closing, 240V AC Shunt, Microprocessor based Release PR121/P-LI, Frame size E2S, Isc=Icu=85kA@415V AC, Icw=65kA for 1s | ACB | LV_Switchgear | 1SDA056040R1-EDO_240VAC-M_240VAC-CC_240VAC-ST | ABB | 2000A | 85kA | Nos. | None | Inventory | 2000A FP 85kA EDO Emax ACB with O/C,S/C protection & 240V AC Motor,240V AC Closing, 240V AC Shunt, Microprocessor based Release PR121/P-LI, Frame size E2S, Isc=Icu=85kA@415V AC, Icw=65kA for 1s
1101 | 2000A FP 85kA MDO Emax ACB with O/C,S/C,E/F protection, Microprocessor based Release PR121/P-LSIG, Frame size E2S, Ics=Icu=85kA@415V AC, Icw=65kA for 1s | ACB | LV_Switchgear | 1SDA056042R1 | ABB | 2000A | 85kA | Nos. | None | Inventory | 2000A FP 85kA MDO Emax ACB with O/C,S/C,E/F protection, Microprocessor based Release PR121/P-LSIG, Frame size E2S, Ics=Icu=85kA@415V AC, Icw=65kA for 1s
1102 | 2000A FP 85kA EDO Emax ACB with O/C,S/C,E/F protection & 240V AC Motor,240V AC Closing, 240V AC Shunt, Microprocessor based Release PR121/P-LSIG, Frame size E2S, Isc=Icu=85kA@415V AC, Icw=65kA for 1s | ACB | LV_Switchgear | 1SDA056042R1-EDO_240VAC-M_240VAC-CC_240VAC-ST | ABB | 2000A | 85kA | Nos. | None | Inventory | 2000A FP 85kA EDO Emax ACB with O/C,S/C,E/F protection & 240V AC Motor,240V AC Closing, 240V AC Shunt, Microprocessor based Release PR121/P-LSIG, Frame size E2S, Isc=Icu=85kA@415V AC, Icw=65kA for 1s
1103 | 2000A FP 85kA MDO Emax ACB with O/C,S/C,E/F protection, Microprocessor based Release PR122/P-LSIG, Frame size E2S, Ics=Icu=85kA@415V AC, Icw=65kA for 1s | ACB | LV_Switchgear | 1SDA056045R1 | ABB | 2000A | 85kA | Nos. | None | Inventory | 2000A FP 85kA MDO Emax ACB with O/C,S/C,E/F protection, Microprocessor based Release PR122/P-LSIG, Frame size E2S, Ics=Icu=85kA@415V AC, Icw=65kA for 1s
1104 | 2000A FP 85kA EDO Emax ACB with O/C,S/C,E/F protection & 240V AC Motor,240V AC Closing, 240V AC Shunt, Microprocessor based Release PR122/P-LSIG, Frame size E2S, Isc=Icu=85kA@415V AC, Icw=65kA for 1s | ACB | LV_Switchgear | 1SDA056045R1-EDO_240VAC-M_240VAC-CC_240VAC-ST | ABB | 2000A | 85kA | Nos. | None | Inventory | 2000A FP 85kA EDO Emax ACB with O/C,S/C,E/F protection & 240V AC Motor,240V AC Closing, 240V AC Shunt, Microprocessor based Release PR122/P-LSIG, Frame size E2S, Isc=Icu=85kA@415V AC, Icw=65kA for 1s
1105 | 2000A FP 85kA MDO Emax ACB with O/C,S/C,E/F protection, Microprocessor based Release PR123/P-LSIG, Frame size E2S, Ics=Icu=85kA@415V AC, Icw=65kA for 1s | ACB | LV_Switchgear | 1SDA056047R1 | ABB | 2000A | 85kA | Nos. | None | Inventory | 2000A FP 85kA MDO Emax ACB with O/C,S/C,E/F protection, Microprocessor based Release PR123/P-LSIG, Frame size E2S, Ics=Icu=85kA@415V AC, Icw=65kA for 1s
1106 | 2000A FP 85kA EDO Emax ACB with O/C,S/C,E/F protection & 240V AC Motor,240V AC Closing, 240V AC Shunt, Microprocessor based Release PR123/P-LSIG, Frame size E2S, Isc=Icu=85kA@415V AC, Icw=65kA for 1s | ACB | LV_Switchgear | 1SDA056047R1-EDO_240VAC-M_240VAC-CC_240VAC-ST | ABB | 2000A | 85kA | Nos. | None | Inventory | 2000A FP 85kA EDO Emax ACB with O/C,S/C,E/F protection & 240V AC Motor,240V AC Closing, 240V AC Shunt, Microprocessor based Release PR123/P-LSIG, Frame size E2S, Isc=Icu=85kA@415V AC, Icw=65kA for 1s
1107 | 2500A TP 85kA MDO Emax ACB with O/C,S/C protection, Microprocessor based Release PR121/P-LI, Frame size E3N, Ics=Icu=85kA@415V AC, Icw=65kA for 1s | ACB | LV_Switchgear | 1SDA056128R1 | ABB | 2500A | 85kA | Nos. | None | Inventory | 2500A TP 85kA MDO Emax ACB with O/C,S/C protection, Microprocessor based Release PR121/P-LI, Frame size E3N, Ics=Icu=85kA@415V AC, Icw=65kA for 1s
1108 | 2500A TP 85kA EDO Emax ACB with O/C,S/C protection & 240V AC Motor,240V AC Closing, 240V AC Shunt, Microprocessor based Release PR121/P-LI, Frame size E3N, Isc=Icu=85kA@415V AC, Icw=65kA for 1s | ACB | LV_Switchgear | 1SDA056128R1-EDO_240VAC-M_240VAC-CC_240VAC-ST | ABB | 2500A | 85kA | Nos. | None | Inventory | 2500A TP 85kA EDO Emax ACB with O/C,S/C protection & 240V AC Motor,240V AC Closing, 240V AC Shunt, Microprocessor based Release PR121/P-LI, Frame size E3N, Isc=Icu=85kA@415V AC, Icw=65kA for 1s
1109 | 2500A TP 85kA MDO Emax ACB with O/C,S/C,E/F protection, Microprocessor based Release PR121/P-LSIG, Frame size E3N, Ics=Icu=85kA@415V AC, Icw=65kA for 1s | ACB | LV_Switchgear | 1SDA056130R1 | ABB | 2500A | 85kA | Nos. | None | Inventory | 2500A TP 85kA MDO Emax ACB with O/C,S/C,E/F protection, Microprocessor based Release PR121/P-LSIG, Frame size E3N, Ics=Icu=85kA@415V AC, Icw=65kA for 1s
1110 | 2500A TP 85kA EDO Emax ACB with O/C,S/C,E/F protection & 240V AC Motor,240V AC Closing, 240V AC Shunt, Microprocessor based Release PR121/P-LSIG, Frame size E3N, Isc=Icu=85kA@415V AC, Icw=65kA for 1s | ACB | LV_Switchgear | 1SDA056130R1-EDO_240VAC-M_240VAC-CC_240VAC-ST | ABB | 2500A | 85kA | Nos. | None | Inventory | 2500A TP 85kA EDO Emax ACB with O/C,S/C,E/F protection & 240V AC Motor,240V AC Closing, 240V AC Shunt, Microprocessor based Release PR121/P-LSIG, Frame size E3N, Isc=Icu=85kA@415V AC, Icw=65kA for 1s
1111 | 2500A TP 85kA MDO Emax ACB with O/C,S/C,E/F protection, Microprocessor based Release PR122/P-LSIG, Frame size E3N, Ics=Icu=85kA@415V AC, Icw=65kA for 1s | ACB | LV_Switchgear | 1SDA056133R1 | ABB | 2500A | 85kA | Nos. | None | Inventory | 2500A TP 85kA MDO Emax ACB with O/C,S/C,E/F protection, Microprocessor based Release PR122/P-LSIG, Frame size E3N, Ics=Icu=85kA@415V AC, Icw=65kA for 1s
1112 | 2500A TP 85kA EDO Emax ACB with O/C,S/C,E/F protection & 240V AC Motor,240V AC Closing, 240V AC Shunt, Microprocessor based Release PR122/P-LSIG, Frame size E3N, Isc=Icu=85kA@415V AC, Icw=65kA for 1s | ACB | LV_Switchgear | 1SDA056133R1-EDO_240VAC-M_240VAC-CC_240VAC-ST | ABB | 2500A | 85kA | Nos. | None | Inventory | 2500A TP 85kA EDO Emax ACB with O/C,S/C,E/F protection & 240V AC Motor,240V AC Closing, 240V AC Shunt, Microprocessor based Release PR122/P-LSIG, Frame size E3N, Isc=Icu=85kA@415V AC, Icw=65kA for 1s
1113 | 2500A TP 85kA MDO Emax ACB with O/C,S/C,E/F protection, Microprocessor based Release PR123/P-LSIG, Frame size E3N, Ics=Icu=85kA@415V AC, Icw=65kA for 1s | ACB | LV_Switchgear | 1SDA056135R1 | ABB | 2500A | 85kA | Nos. | None | Inventory | 2500A TP 85kA MDO Emax ACB with O/C,S/C,E/F protection, Microprocessor based Release PR123/P-LSIG, Frame size E3N, Ics=Icu=85kA@415V AC, Icw=65kA for 1s
1114 | 2500A TP 85kA EDO Emax ACB with O/C,S/C,E/F protection & 240V AC Motor,240V AC Closing, 240V AC Shunt, Microprocessor based Release PR123/P-LSIG, Frame size E3N, Isc=Icu=85kA@415V AC, Icw=65kA for 1s | ACB | LV_Switchgear | 1SDA056135R1-EDO_240VAC-M_240VAC-CC_240VAC-ST | ABB | 2500A | 85kA | Nos. | None | Inventory | 2500A TP 85kA EDO Emax ACB with O/C,S/C,E/F protection & 240V AC Motor,240V AC Closing, 240V AC Shunt, Microprocessor based Release PR123/P-LSIG, Frame size E3N, Isc=Icu=85kA@415V AC, Icw=65kA for 1s
1115 | 2500A FP 85kA MDO Emax ACB with O/C,S/C protection, Microprocessor based Release PR121/P-LI, Frame size E3N, Ics=Icu=85kA@415V AC, Icw=65kA for 1s | ACB | LV_Switchgear | 1SDA056136R1 | ABB | 2500A | 85kA | Nos. | None | Inventory | 2500A FP 85kA MDO Emax ACB with O/C,S/C protection, Microprocessor based Release PR121/P-LI, Frame size E3N, Ics=Icu=85kA@415V AC, Icw=65kA for 1s
1116 | 2500A FP 85kA EDO Emax ACB with O/C,S/C protection & 240V AC Motor,240V AC Closing, 240V AC Shunt, Microprocessor based Release PR121/P-LI, Frame size E3N, Isc=Icu=85kA@415V AC, Icw=65kA for 1s | ACB | LV_Switchgear | 1SDA056136R1-EDO_240VAC-M_240VAC-CC_240VAC-ST | ABB | 2500A | 85kA | Nos. | None | Inventory | 2500A FP 85kA EDO Emax ACB with O/C,S/C protection & 240V AC Motor,240V AC Closing, 240V AC Shunt, Microprocessor based Release PR121/P-LI, Frame size E3N, Isc=Icu=85kA@415V AC, Icw=65kA for 1s
1117 | 2500A FP 85kA MDO Emax ACB with O/C,S/C,E/F protection, Microprocessor based Release PR121/P-LSIG, Frame size E3N, Ics=Icu=85kA@415V AC, Icw=65kA for 1s | ACB | LV_Switchgear | 1SDA056138R1 | ABB | 2500A | 85kA | Nos. | None | Inventory | 2500A FP 85kA MDO Emax ACB with O/C,S/C,E/F protection, Microprocessor based Release PR121/P-LSIG, Frame size E3N, Ics=Icu=85kA@415V AC, Icw=65kA for 1s
1118 | 2500A FP 85kA EDO Emax ACB with O/C,S/C,E/F protection & 240V AC Motor,240V AC Closing, 240V AC Shunt, Microprocessor based Release PR121/P-LSIG, Frame size E3N, Isc=Icu=85kA@415V AC, Icw=65kA for 1s | ACB | LV_Switchgear | 1SDA056138R1-EDO_240VAC-M_240VAC-CC_240VAC-ST | ABB | 2500A | 85kA | Nos. | None | Inventory | 2500A FP 85kA EDO Emax ACB with O/C,S/C,E/F protection & 240V AC Motor,240V AC Closing, 240V AC Shunt, Microprocessor based Release PR121/P-LSIG, Frame size E3N, Isc=Icu=85kA@415V AC, Icw=65kA for 1s
1119 | 2500A FP 85kA MDO Emax ACB with O/C,S/C,E/F protection, Microprocessor based Release PR122/P-LSIG, Frame size E3N, Ics=Icu=85kA@415V AC, Icw=65kA for 1s | ACB | LV_Switchgear | 1SDA056141R1 | ABB | 2500A | 85kA | Nos. | None | Inventory | 2500A FP 85kA MDO Emax ACB with O/C,S/C,E/F protection, Microprocessor based Release PR122/P-LSIG, Frame size E3N, Ics=Icu=85kA@415V AC, Icw=65kA for 1s
1120 | 2500A FP 85kA EDO Emax ACB with O/C,S/C,E/F protection & 240V AC Motor,240V AC Closing, 240V AC Shunt, Microprocessor based Release PR122/P-LSIG, Frame size E3N, Isc=Icu=85kA@415V AC, Icw=65kA for 1s | ACB | LV_Switchgear | 1SDA056141R1-EDO_240VAC-M_240VAC-CC_240VAC-ST | ABB | 2500A | 85kA | Nos. | None | Inventory | 2500A FP 85kA EDO Emax ACB with O/C,S/C,E/F protection & 240V AC Motor,240V AC Closing, 240V AC Shunt, Microprocessor based Release PR122/P-LSIG, Frame size E3N, Isc=Icu=85kA@415V AC, Icw=65kA for 1s
1121 | 2500A FP 85kA MDO Emax ACB with O/C,S/C,E/F protection, Microprocessor based Release PR123/P-LSIG, Frame size E3N, Ics=Icu=85kA@415V AC, Icw=65kA for 1s | ACB | LV_Switchgear | 1SDA056143R1 | ABB | 2500A | 85kA | Nos. | None | Inventory | 2500A FP 85kA MDO Emax ACB with O/C,S/C,E/F protection, Microprocessor based Release PR123/P-LSIG, Frame size E3N, Ics=Icu=85kA@415V AC, Icw=65kA for 1s
1122 | 2500A FP 85kA EDO Emax ACB with O/C,S/C,E/F protection & 240V AC Motor,240V AC Closing, 240V AC Shunt, Microprocessor based Release PR123/P-LSIG, Frame size E3N, Isc=Icu=85kA@415V AC, Icw=65kA for 1s | ACB | LV_Switchgear | 1SDA056143R1-EDO_240VAC-M_240VAC-CC_240VAC-ST | ABB | 2500A | 85kA | Nos. | None | Inventory | 2500A FP 85kA EDO Emax ACB with O/C,S/C,E/F protection & 240V AC Motor,240V AC Closing, 240V AC Shunt, Microprocessor based Release PR123/P-LSIG, Frame size E3N, Isc=Icu=85kA@415V AC, Icw=65kA for 1s
1123 | 3200A TP 85kA MDO Emax ACB with O/C,S/C protection, Microprocessor based Release PR121/P-LI, Frame size E3N, Ics=Icu=85kA@415V AC, Icw=65kA for 1s | ACB | LV_Switchgear | 1SDA056160R1 | ABB | 3200A | 85kA | Nos. | None | Inventory | 3200A TP 85kA MDO Emax ACB with O/C,S/C protection, Microprocessor based Release PR121/P-LI, Frame size E3N, Ics=Icu=85kA@415V AC, Icw=65kA for 1s
1124 | 3200A TP 85kA EDO Emax ACB with O/C,S/C protection & 240V AC Motor,240V AC Closing, 240V AC Shunt, Microprocessor based Release PR121/P-LI, Frame size E3N, Isc=Icu=85kA@415V AC, Icw=65kA for 1s | ACB | LV_Switchgear | 1SDA056160R1-EDO_240VAC-M_240VAC-CC_240VAC-ST | ABB | 3200A | 85kA | Nos. | None | Inventory | 3200A TP 85kA EDO Emax ACB with O/C,S/C protection & 240V AC Motor,240V AC Closing, 240V AC Shunt, Microprocessor based Release PR121/P-LI, Frame size E3N, Isc=Icu=85kA@415V AC, Icw=65kA for 1s
1125 | 3200A TP 85kA MDO Emax ACB with O/C,S/C,E/F protection, Microprocessor based Release PR121/P-LSIG, Frame size E3N, Ics=Icu=85kA@415V AC, Icw=65kA for 1s | ACB | LV_Switchgear | 1SDA056162R1 | ABB | 3200A | 85kA | Nos. | None | Inventory | 3200A TP 85kA MDO Emax ACB with O/C,S/C,E/F protection, Microprocessor based Release PR121/P-LSIG, Frame size E3N, Ics=Icu=85kA@415V AC, Icw=65kA for 1s
1126 | 3200A TP 85kA EDO Emax ACB with O/C,S/C,E/F protection & 240V AC Motor,240V AC Closing, 240V AC Shunt, Microprocessor based Release PR121/P-LSIG, Frame size E3N, Isc=Icu=85kA@415V AC, Icw=65kA for 1s | ACB | LV_Switchgear | 1SDA056162R1-EDO_240VAC-M_240VAC-CC_240VAC-ST | ABB | 3200A | 85kA | Nos. | None | Inventory | 3200A TP 85kA EDO Emax ACB with O/C,S/C,E/F protection & 240V AC Motor,240V AC Closing, 240V AC Shunt, Microprocessor based Release PR121/P-LSIG, Frame size E3N, Isc=Icu=85kA@415V AC, Icw=65kA for 1s
1127 | 3200A TP 85kA MDO Emax ACB with O/C,S/C,E/F protection, Microprocessor based Release PR122/P-LSIG, Frame size E3N, Ics=Icu=85kA@415V AC, Icw=65kA for 1s | ACB | LV_Switchgear | 1SDA056165R1 | ABB | 3200A | 85kA | Nos. | None | Inventory | 3200A TP 85kA MDO Emax ACB with O/C,S/C,E/F protection, Microprocessor based Release PR122/P-LSIG, Frame size E3N, Ics=Icu=85kA@415V AC, Icw=65kA for 1s
1128 | 3200A TP 85kA EDO Emax ACB with O/C,S/C,E/F protection & 240V AC Motor,240V AC Closing, 240V AC Shunt, Microprocessor based Release PR122/P-LSIG, Frame size E3N, Isc=Icu=85kA@415V AC, Icw=65kA for 1s | ACB | LV_Switchgear | 1SDA056165R1-EDO_240VAC-M_240VAC-CC_240VAC-ST | ABB | 3200A | 85kA | Nos. | None | Inventory | 3200A TP 85kA EDO Emax ACB with O/C,S/C,E/F protection & 240V AC Motor,240V AC Closing, 240V AC Shunt, Microprocessor based Release PR122/P-LSIG, Frame size E3N, Isc=Icu=85kA@415V AC, Icw=65kA for 1s
1129 | 3200A TP 85kA MDO Emax ACB with O/C,S/C,E/F protection, Microprocessor based Release PR123/P-LSIG, Frame size E3N, Ics=Icu=85kA@415V AC, Icw=65kA for 1s | ACB | LV_Switchgear | 1SDA056167R1 | ABB | 3200A | 85kA | Nos. | None | Inventory | 3200A TP 85kA MDO Emax ACB with O/C,S/C,E/F protection, Microprocessor based Release PR123/P-LSIG, Frame size E3N, Ics=Icu=85kA@415V AC, Icw=65kA for 1s
1130 | 3200A TP 85kA EDO Emax ACB with O/C,S/C,E/F protection & 240V AC Motor,240V AC Closing, 240V AC Shunt, Microprocessor based Release PR123/P-LSIG, Frame size E3N, Isc=Icu=85kA@415V AC, Icw=65kA for 1s | ACB | LV_Switchgear | 1SDA056167R1-EDO_240VAC-M_240VAC-CC_240VAC-ST | ABB | 3200A | 85kA | Nos. | None | Inventory | 3200A TP 85kA EDO Emax ACB with O/C,S/C,E/F protection & 240V AC Motor,240V AC Closing, 240V AC Shunt, Microprocessor based Release PR123/P-LSIG, Frame size E3N, Isc=Icu=85kA@415V AC, Icw=65kA for 1s
1131 | 3200A FP 85kA MDO Emax ACB with O/C,S/C protection, Microprocessor based Release PR121/P-LI, Frame size E3N, Ics=Icu=85kA@415V AC, Icw=65kA for 1s | ACB | LV_Switchgear | 1SDA056168R1 | ABB | 3200A | 85kA | Nos. | None | Inventory | 3200A FP 85kA MDO Emax ACB with O/C,S/C protection, Microprocessor based Release PR121/P-LI, Frame size E3N, Ics=Icu=85kA@415V AC, Icw=65kA for 1s
1132 | 3200A FP 85kA EDO Emax ACB with O/C,S/C protection & 240V AC Motor,240V AC Closing, 240V AC Shunt, Microprocessor based Release PR121/P-LI, Frame size E3N, Isc=Icu=85kA@415V AC, Icw=65kA for 1s | ACB | LV_Switchgear | 1SDA056168R1-EDO_240VAC-M_240VAC-CC_240VAC-ST | ABB | 3200A | 85kA | Nos. | None | Inventory | 3200A FP 85kA EDO Emax ACB with O/C,S/C protection & 240V AC Motor,240V AC Closing, 240V AC Shunt, Microprocessor based Release PR121/P-LI, Frame size E3N, Isc=Icu=85kA@415V AC, Icw=65kA for 1s
1133 | 3200A FP 85kA MDO Emax ACB with O/C,S/C,E/F protection, Microprocessor based Release PR121/P-LSIG, Frame size E3N, Ics=Icu=85kA@415V AC, Icw=65kA for 1s | ACB | LV_Switchgear | 1SDA056170R1 | ABB | 3200A | 85kA | Nos. | None | Inventory | 3200A FP 85kA MDO Emax ACB with O/C,S/C,E/F protection, Microprocessor based Release PR121/P-LSIG, Frame size E3N, Ics=Icu=85kA@415V AC, Icw=65kA for 1s
1134 | 3200A FP 85kA EDO Emax ACB with O/C,S/C,E/F protection & 240V AC Motor,240V AC Closing, 240V AC Shunt, Microprocessor based Release PR121/P-LSIG, Frame size E3N, Isc=Icu=85kA@415V AC, Icw=65kA for 1s | ACB | LV_Switchgear | 1SDA056170R1-EDO_240VAC-M_240VAC-CC_240VAC-ST | ABB | 3200A | 85kA | Nos. | None | Inventory | 3200A FP 85kA EDO Emax ACB with O/C,S/C,E/F protection & 240V AC Motor,240V AC Closing, 240V AC Shunt, Microprocessor based Release PR121/P-LSIG, Frame size E3N, Isc=Icu=85kA@415V AC, Icw=65kA for 1s
1135 | 3200A FP 85kA MDO Emax ACB with O/C,S/C,E/F protection, Microprocessor based Release PR122/P-LSIG, Frame size E3N, Ics=Icu=85kA@415V AC, Icw=65kA for 1s | ACB | LV_Switchgear | 1SDA056173R1 | ABB | 3200A | 85kA | Nos. | None | Inventory | 3200A FP 85kA MDO Emax ACB with O/C,S/C,E/F protection, Microprocessor based Release PR122/P-LSIG, Frame size E3N, Ics=Icu=85kA@415V AC, Icw=65kA for 1s
1136 | 3200A FP 85kA EDO Emax ACB with O/C,S/C,E/F protection & 240V AC Motor,240V AC Closing, 240V AC Shunt, Microprocessor based Release PR122/P-LSIG, Frame size E3N, Isc=Icu=85kA@415V AC, Icw=65kA for 1s | ACB | LV_Switchgear | 1SDA056173R1-EDO_240VAC-M_240VAC-CC_240VAC-ST | ABB | 3200A | 85kA | Nos. | None | Inventory | 3200A FP 85kA EDO Emax ACB with O/C,S/C,E/F protection & 240V AC Motor,240V AC Closing, 240V AC Shunt, Microprocessor based Release PR122/P-LSIG, Frame size E3N, Isc=Icu=85kA@415V AC, Icw=65kA for 1s
1137 | 3200A FP 85kA MDO Emax ACB with O/C,S/C,E/F protection, Microprocessor based Release PR123/P-LSIG, Frame size E3N, Ics=Icu=85kA@415V AC, Icw=65kA for 1s | ACB | LV_Switchgear | 1SDA056175R1 | ABB | 3200A | 85kA | Nos. | None | Inventory | 3200A FP 85kA MDO Emax ACB with O/C,S/C,E/F protection, Microprocessor based Release PR123/P-LSIG, Frame size E3N, Ics=Icu=85kA@415V AC, Icw=65kA for 1s
1138 | 3200A FP 85kA EDO Emax ACB with O/C,S/C,E/F protection & 240V AC Motor,240V AC Closing, 240V AC Shunt, Microprocessor based Release PR123/P-LSIG, Frame size E3N, Isc=Icu=85kA@415V AC, Icw=65kA for 1s | ACB | LV_Switchgear | 1SDA056175R1-EDO_240VAC-M_240VAC-CC_240VAC-ST | ABB | 3200A | 85kA | Nos. | None | Inventory | 3200A FP 85kA EDO Emax ACB with O/C,S/C,E/F protection & 240V AC Motor,240V AC Closing, 240V AC Shunt, Microprocessor based Release PR123/P-LSIG, Frame size E3N, Isc=Icu=85kA@415V AC, Icw=65kA for 1s
1139 | 4000A TP 75kA MDO Emax ACB with O/C,S/C protection, Microprocessor based Release PR121/P-LI, Frame size E4S, Ics=Icu=75kA@415V AC, Icw=75kA for 1s | ACB | LV_Switchgear | 1SDA056800R1 | ABB | 4000A | 75kA | Nos. | None | Inventory | 4000A TP 75kA MDO Emax ACB with O/C,S/C protection, Microprocessor based Release PR121/P-LI, Frame size E4S, Ics=Icu=75kA@415V AC, Icw=75kA for 1s
1140 | 4000A TP 75kA EDO Emax ACB with O/C,S/C protection & 240V AC Motor,240V AC Closing, 240V AC Shunt, Microprocessor based Release PR121/P-LI, Frame size E4S, Isc=Icu=75kA@415V AC, Icw=75kA for 1s | ACB | LV_Switchgear | 1SDA056800R1-EDO_240VAC-M_240VAC-CC_240VAC-ST | ABB | 4000A | 75kA | Nos. | None | Inventory | 4000A TP 75kA EDO Emax ACB with O/C,S/C protection & 240V AC Motor,240V AC Closing, 240V AC Shunt, Microprocessor based Release PR121/P-LI, Frame size E4S, Isc=Icu=75kA@415V AC, Icw=75kA for 1s
1141 | 4000A TP 75kA MDO Emax ACB with O/C,S/C,E/F protection, Microprocessor based Release PR121/P-LSIG, Frame size E4S, Ics=Icu=75kA@415V AC, Icw=75kA for 1s | ACB | LV_Switchgear | 1SDA056802R1 | ABB | 4000A | 75kA | Nos. | None | Inventory | 4000A TP 75kA MDO Emax ACB with O/C,S/C,E/F protection, Microprocessor based Release PR121/P-LSIG, Frame size E4S, Ics=Icu=75kA@415V AC, Icw=75kA for 1s
1142 | 4000A TP 75kA EDO Emax ACB with O/C,S/C,E/F protection & 240V AC Motor,240V AC Closing, 240V AC Shunt, Microprocessor based Release PR121/P-LSIG, Frame size E4S, Isc=Icu=75kA@415V AC, Icw=75kA for 1s | ACB | LV_Switchgear | 1SDA056802R1-EDO_240VAC-M_240VAC-CC_240VAC-ST | ABB | 4000A | 75kA | Nos. | None | Inventory | 4000A TP 75kA EDO Emax ACB with O/C,S/C,E/F protection & 240V AC Motor,240V AC Closing, 240V AC Shunt, Microprocessor based Release PR121/P-LSIG, Frame size E4S, Isc=Icu=75kA@415V AC, Icw=75kA for 1s
1143 | 4000A TP 75kA MDO Emax ACB with O/C,S/C,E/F protection, Microprocessor based Release PR122/P-LSIG, Frame size E4S, Ics=Icu=75kA@415V AC, Icw=75kA for 1s | ACB | LV_Switchgear | 1SDA056805R1 | ABB | 4000A | 75kA | Nos. | None | Inventory | 4000A TP 75kA MDO Emax ACB with O/C,S/C,E/F protection, Microprocessor based Release PR122/P-LSIG, Frame size E4S, Ics=Icu=75kA@415V AC, Icw=75kA for 1s
1144 | 4000A TP 75kA EDO Emax ACB with O/C,S/C,E/F protection & 240V AC Motor,240V AC Closing, 240V AC Shunt, Microprocessor based Release PR122/P-LSIG, Frame size E4S, Isc=Icu=75kA@415V AC, Icw=75kA for 1s | ACB | LV_Switchgear | 1SDA056805R1-EDO_240VAC-M_240VAC-CC_240VAC-ST | ABB | 4000A | 75kA | Nos. | None | Inventory | 4000A TP 75kA EDO Emax ACB with O/C,S/C,E/F protection & 240V AC Motor,240V AC Closing, 240V AC Shunt, Microprocessor based Release PR122/P-LSIG, Frame size E4S, Isc=Icu=75kA@415V AC, Icw=75kA for 1s
1145 | 4000A TP 75kA MDO Emax ACB with O/C,S/C,E/F protection, Microprocessor based Release PR123/P-LSIG, Frame size E4S, Ics=Icu=75kA@415V AC, Icw=75kA for 1s | ACB | LV_Switchgear | 1SDA056807R1 | ABB | 4000A | 75kA | Nos. | None | Inventory | 4000A TP 75kA MDO Emax ACB with O/C,S/C,E/F protection, Microprocessor based Release PR123/P-LSIG, Frame size E4S, Ics=Icu=75kA@415V AC, Icw=75kA for 1s
1146 | 4000A TP 75kA EDO Emax ACB with O/C,S/C,E/F protection & 240V AC Motor,240V AC Closing, 240V AC Shunt, Microprocessor based Release PR123/P-LSIG, Frame size E4S, Isc=Icu=75kA@415V AC, Icw=75kA for 1s | ACB | LV_Switchgear | 1SDA056807R1-EDO_240VAC-M_240VAC-CC_240VAC-ST | ABB | 4000A | 75kA | Nos. | None | Inventory | 4000A TP 75kA EDO Emax ACB with O/C,S/C,E/F protection & 240V AC Motor,240V AC Closing, 240V AC Shunt, Microprocessor based Release PR123/P-LSIG, Frame size E4S, Isc=Icu=75kA@415V AC, Icw=75kA for 1s
1147 | 4000A FP 75kA MDO Emax ACB with O/C,S/C protection, Microprocessor based Release PR121/P-LI, Frame size E4S, Ics=Icu=75kA@415V AC, Icw=75kA for 1s | ACB | LV_Switchgear | 1SDA056808R1 | ABB | 4000A | 75kA | Nos. | None | Inventory | 4000A FP 75kA MDO Emax ACB with O/C,S/C protection, Microprocessor based Release PR121/P-LI, Frame size E4S, Ics=Icu=75kA@415V AC, Icw=75kA for 1s
1148 | 4000A FP 75kA EDO Emax ACB with O/C,S/C protection & 240V AC Motor,240V AC Closing, 240V AC Shunt, Microprocessor based Release PR121/P-LI, Frame size E4S, Isc=Icu=75kA@415V AC, Icw=75kA for 1s | ACB | LV_Switchgear | 1SDA056808R1-EDO_240VAC-M_240VAC-CC_240VAC-ST | ABB | 4000A | 75kA | Nos. | None | Inventory | 4000A FP 75kA EDO Emax ACB with O/C,S/C protection & 240V AC Motor,240V AC Closing, 240V AC Shunt, Microprocessor based Release PR121/P-LI, Frame size E4S, Isc=Icu=75kA@415V AC, Icw=75kA for 1s
1149 | 4000A FP 75kA MDO Emax ACB with O/C,S/C,E/F protection, Microprocessor based Release PR121/P-LSIG, Frame size E4S, Ics=Icu=75kA@415V AC, Icw=75kA for 1s | ACB | LV_Switchgear | 1SDA056810R1 | ABB | 4000A | 75kA | Nos. | None | Inventory | 4000A FP 75kA MDO Emax ACB with O/C,S/C,E/F protection, Microprocessor based Release PR121/P-LSIG, Frame size E4S, Ics=Icu=75kA@415V AC, Icw=75kA for 1s
1150 | 4000A FP 75kA EDO Emax ACB with O/C,S/C,E/F protection & 240V AC Motor,240V AC Closing, 240V AC Shunt, Microprocessor based Release PR121/P-LSIG, Frame size E4S, Isc=Icu=75kA@415V AC, Icw=75kA for 1s | ACB | LV_Switchgear | 1SDA056810R1-EDO_240VAC-M_240VAC-CC_240VAC-ST | ABB | 4000A | 75kA | Nos. | None | Inventory | 4000A FP 75kA EDO Emax ACB with O/C,S/C,E/F protection & 240V AC Motor,240V AC Closing, 240V AC Shunt, Microprocessor based Release PR121/P-LSIG, Frame size E4S, Isc=Icu=75kA@415V AC, Icw=75kA for 1s
1151 | 4000A FP 75kA MDO Emax ACB with O/C,S/C,E/F protection, Microprocessor based Release PR122/P-LSIG, Frame size E4S, Ics=Icu=75kA@415V AC, Icw=75kA for 1s | ACB | LV_Switchgear | 1SDA056813R1 | ABB | 4000A | 75kA | Nos. | None | Inventory | 4000A FP 75kA MDO Emax ACB with O/C,S/C,E/F protection, Microprocessor based Release PR122/P-LSIG, Frame size E4S, Ics=Icu=75kA@415V AC, Icw=75kA for 1s
1152 | 4000A FP 75kA EDO Emax ACB with O/C,S/C,E/F protection & 240V AC Motor,240V AC Closing, 240V AC Shunt, Microprocessor based Release PR122/P-LSIG, Frame size E4S, Isc=Icu=75kA@415V AC, Icw=75kA for 1s | ACB | LV_Switchgear | 1SDA056813R1-EDO_240VAC-M_240VAC-CC_240VAC-ST | ABB | 4000A | 75kA | Nos. | None | Inventory | 4000A FP 75kA EDO Emax ACB with O/C,S/C,E/F protection & 240V AC Motor,240V AC Closing, 240V AC Shunt, Microprocessor based Release PR122/P-LSIG, Frame size E4S, Isc=Icu=75kA@415V AC, Icw=75kA for 1s
1153 | 4000A FP 75kA MDO Emax ACB with O/C,S/C,E/F protection, Microprocessor based Release PR123/P-LSIG, Frame size E4S, Ics=Icu=75kA@415V AC, Icw=75kA for 1s | ACB | LV_Switchgear | 1SDA056815R1 | ABB | 4000A | 75kA | Nos. | None | Inventory | 4000A FP 75kA MDO Emax ACB with O/C,S/C,E/F protection, Microprocessor based Release PR123/P-LSIG, Frame size E4S, Ics=Icu=75kA@415V AC, Icw=75kA for 1s
1154 | 4000A FP 75kA EDO Emax ACB with O/C,S/C,E/F protection & 240V AC Motor,240V AC Closing, 240V AC Shunt, Microprocessor based Release PR123/P-LSIG, Frame size E4S, Isc=Icu=75kA@415V AC, Icw=75kA for 1s | ACB | LV_Switchgear | 1SDA056815R1-EDO_240VAC-M_240VAC-CC_240VAC-ST | ABB | 4000A | 75kA | Nos. | None | Inventory | 4000A FP 75kA EDO Emax ACB with O/C,S/C,E/F protection & 240V AC Motor,240V AC Closing, 240V AC Shunt, Microprocessor based Release PR123/P-LSIG, Frame size E4S, Isc=Icu=75kA@415V AC, Icw=75kA for 1s
1155 | PR120/D-M COMMUNICATION MODULE MODBUS FOR PR122-PR123 E1-6 | ACB Accessories | LV_Switchgear | 1SDA058254R1 | ABB | - | - | Nos. |  | Inventory | PR120/D-M COMMUNICATION MODULE MODBUS FOR PR122-PR123 E1-6
1156 | ELECTRICAL I1/4 INDICATION TRIP PR121-PR122-PR123 ACB, Frame size E1-6, T8 | ACB Accessories | LV_Switchgear | 1SDA058260R1 | ABB | 0 | - | Nos. |  | Inventory | ELECTRICAL I1/4 INDICATION TRIP PR121-PR122-PR123 ACB, Frame size E1-6, T8
1157 | KEY LOCK WITH SAME KEYS N.20005 IN OPEN POSITION E1/6 NEW | ACB Accessories | LV_Switchgear | 1SDA058270R1 | ABB | - | - | Nos. |  | Inventory | KEY LOCK WITH SAME KEYS N.20005 IN OPEN POSITION E1/6 NEW
1158 | 800A TP 85kA MDO Emax ACB with O/C,S/C protection, Microprocessor based Release PR121/P-LI, Frame size E2S, Ics=Icu=85kA@415V AC, Icw=65kA for 1s | ACB | LV_Switchgear | 1SDA058298R1 | ABB | 800A | 85kA | Nos. | None | Inventory | 800A TP 85kA MDO Emax ACB with O/C,S/C protection, Microprocessor based Release PR121/P-LI, Frame size E2S, Ics=Icu=85kA@415V AC, Icw=65kA for 1s
1159 | 800A TP 85kA EDO Emax ACB with O/C,S/C protection & 240V AC Motor,240V AC Closing, 240V AC Shunt, Microprocessor based Release PR121/P-LI, Frame size E2S, Isc=Icu=85kA@415V AC, Icw=65kA for 1s | ACB | LV_Switchgear | 1SDA058298R1-EDO_240VAC-M_240VAC-CC_240VAC-ST | ABB | 800A | 85kA | Nos. | None | Inventory | 800A TP 85kA EDO Emax ACB with O/C,S/C protection & 240V AC Motor,240V AC Closing, 240V AC Shunt, Microprocessor based Release PR121/P-LI, Frame size E2S, Isc=Icu=85kA@415V AC, Icw=65kA for 1s
1160 | 800A TP 85kA MDO Emax ACB with O/C,S/C,E/F protection, Microprocessor based Release PR121/P-LSIG, Frame size E2S, Ics=Icu=85kA@415V AC, Icw=65kA for 1s | ACB | LV_Switchgear | 1SDA058300R1 | ABB | 800A | 85kA | Nos. | None | Inventory | 800A TP 85kA MDO Emax ACB with O/C,S/C,E/F protection, Microprocessor based Release PR121/P-LSIG, Frame size E2S, Ics=Icu=85kA@415V AC, Icw=65kA for 1s
1161 | 800A TP 85kA EDO Emax ACB with O/C,S/C,E/F protection & 240V AC Motor,240V AC Closing, 240V AC Shunt, Microprocessor based Release PR121/P-LSIG, Frame size E2S, Isc=Icu=85kA@415V AC, Icw=65kA for 1s | ACB | LV_Switchgear | 1SDA058300R1-EDO_240VAC-M_240VAC-CC_240VAC-ST | ABB | 800A | 85kA | Nos. | None | Inventory | 800A TP 85kA EDO Emax ACB with O/C,S/C,E/F protection & 240V AC Motor,240V AC Closing, 240V AC Shunt, Microprocessor based Release PR121/P-LSIG, Frame size E2S, Isc=Icu=85kA@415V AC, Icw=65kA for 1s
1162 | 800A TP 85kA MDO Emax ACB with O/C,S/C,E/F protection, Microprocessor based Release PR122/P-LSIG, Frame size E2S, Ics=Icu=85kA@415V AC, Icw=65kA for 1s | ACB | LV_Switchgear | 1SDA058303R1 | ABB | 800A | 85kA | Nos. | None | Inventory | 800A TP 85kA MDO Emax ACB with O/C,S/C,E/F protection, Microprocessor based Release PR122/P-LSIG, Frame size E2S, Ics=Icu=85kA@415V AC, Icw=65kA for 1s
1163 | 800A TP 85kA EDO Emax ACB with O/C,S/C,E/F protection & 240V AC Motor,240V AC Closing, 240V AC Shunt, Microprocessor based Release PR122/P-LSIG, Frame size E2S, Isc=Icu=85kA@415V AC, Icw=65kA for 1s | ACB | LV_Switchgear | 1SDA058303R1-EDO_240VAC-M_240VAC-CC_240VAC-ST | ABB | 800A | 85kA | Nos. | None | Inventory | 800A TP 85kA EDO Emax ACB with O/C,S/C,E/F protection & 240V AC Motor,240V AC Closing, 240V AC Shunt, Microprocessor based Release PR122/P-LSIG, Frame size E2S, Isc=Icu=85kA@415V AC, Icw=65kA for 1s
1164 | 800A TP 85kA MDO Emax ACB with O/C,S/C,E/F protection, Microprocessor based Release PR123/P-LSIG, Frame size E2S, Ics=Icu=85kA@415V AC, Icw=65kA for 1s | ACB | LV_Switchgear | 1SDA058305R1 | ABB | 800A | 85kA | Nos. | None | Inventory | 800A TP 85kA MDO Emax ACB with O/C,S/C,E/F protection, Microprocessor based Release PR123/P-LSIG, Frame size E2S, Ics=Icu=85kA@415V AC, Icw=65kA for 1s
1165 | 800A TP 85kA EDO Emax ACB with O/C,S/C,E/F protection & 240V AC Motor,240V AC Closing, 240V AC Shunt, Microprocessor based Release PR123/P-LSIG, Frame size E2S, Isc=Icu=85kA@415V AC, Icw=65kA for 1s | ACB | LV_Switchgear | 1SDA058305R1-EDO_240VAC-M_240VAC-CC_240VAC-ST | ABB | 800A | 85kA | Nos. | None | Inventory | 800A TP 85kA EDO Emax ACB with O/C,S/C,E/F protection & 240V AC Motor,240V AC Closing, 240V AC Shunt, Microprocessor based Release PR123/P-LSIG, Frame size E2S, Isc=Icu=85kA@415V AC, Icw=65kA for 1s
1166 | 800A FP 85kA MDO Emax ACB with O/C,S/C protection, Microprocessor based Release PR121/P-LI, Frame size E2S, Ics=Icu=85kA@415V AC, Icw=65kA for 1s | ACB | LV_Switchgear | 1SDA058306R1 | ABB | 800A | 85kA | Nos. | None | Inventory | 800A FP 85kA MDO Emax ACB with O/C,S/C protection, Microprocessor based Release PR121/P-LI, Frame size E2S, Ics=Icu=85kA@415V AC, Icw=65kA for 1s
1167 | 800A FP 85kA EDO Emax ACB with O/C,S/C protection & 240V AC Motor,240V AC Closing, 240V AC Shunt, Microprocessor based Release PR121/P-LI, Frame size E2S, Isc=Icu=85kA@415V AC, Icw=65kA for 1s | ACB | LV_Switchgear | 1SDA058306R1-EDO_240VAC-M_240VAC-CC_240VAC-ST | ABB | 800A | 85kA | Nos. | None | Inventory | 800A FP 85kA EDO Emax ACB with O/C,S/C protection & 240V AC Motor,240V AC Closing, 240V AC Shunt, Microprocessor based Release PR121/P-LI, Frame size E2S, Isc=Icu=85kA@415V AC, Icw=65kA for 1s
1168 | 800A FP 85kA MDO Emax ACB with O/C,S/C,E/F protection, Microprocessor based Release PR121/P-LSIG, Frame size E2S, Ics=Icu=85kA@415V AC, Icw=65kA for 1s | ACB | LV_Switchgear | 1SDA058308R1 | ABB | 800A | 85kA | Nos. | None | Inventory | 800A FP 85kA MDO Emax ACB with O/C,S/C,E/F protection, Microprocessor based Release PR121/P-LSIG, Frame size E2S, Ics=Icu=85kA@415V AC, Icw=65kA for 1s
1169 | 800A FP 85kA EDO Emax ACB with O/C,S/C,E/F protection & 240V AC Motor,240V AC Closing, 240V AC Shunt, Microprocessor based Release PR121/P-LSIG, Frame size E2S, Isc=Icu=85kA@415V AC, Icw=65kA for 1s | ACB | LV_Switchgear | 1SDA058308R1-EDO_240VAC-M_240VAC-CC_240VAC-ST | ABB | 800A | 85kA | Nos. | None | Inventory | 800A FP 85kA EDO Emax ACB with O/C,S/C,E/F protection & 240V AC Motor,240V AC Closing, 240V AC Shunt, Microprocessor based Release PR121/P-LSIG, Frame size E2S, Isc=Icu=85kA@415V AC, Icw=65kA for 1s
1170 | 800A FP 85kA MDO Emax ACB with O/C,S/C,E/F protection, Microprocessor based Release PR122/P-LSIG, Frame size E2S, Ics=Icu=85kA@415V AC, Icw=65kA for 1s | ACB | LV_Switchgear | 1SDA058311R1 | ABB | 800A | 85kA | Nos. | None | Inventory | 800A FP 85kA MDO Emax ACB with O/C,S/C,E/F protection, Microprocessor based Release PR122/P-LSIG, Frame size E2S, Ics=Icu=85kA@415V AC, Icw=65kA for 1s
1171 | 800A FP 85kA EDO Emax ACB with O/C,S/C,E/F protection & 240V AC Motor,240V AC Closing, 240V AC Shunt, Microprocessor based Release PR122/P-LSIG, Frame size E2S, Isc=Icu=85A@415V AC, Icw=65kA for 1s | ACB | LV_Switchgear | 1SDA058311R1-EDO_240VAC-M_240VAC-CC_240VAC-ST | ABB | 800A | 85kA | Nos. | None | Inventory | 800A FP 85kA EDO Emax ACB with O/C,S/C,E/F protection & 240V AC Motor,240V AC Closing, 240V AC Shunt, Microprocessor based Release PR122/P-LSIG, Frame size E2S, Isc=Icu=85A@415V AC, Icw=65kA for 1s
1172 | 800A FP 85kA MDO Emax ACB with O/C,S/C,E/F protection, Microprocessor based Release PR123/P-LSIG, Frame size E2S, Ics=Icu=85kA@415V AC, Icw=65kA for 1s | ACB | LV_Switchgear | 1SDA058313R1 | ABB | 800A | 85kA | Nos. | None | Inventory | 800A FP 85kA MDO Emax ACB with O/C,S/C,E/F protection, Microprocessor based Release PR123/P-LSIG, Frame size E2S, Ics=Icu=85kA@415V AC, Icw=65kA for 1s
1173 | 800A FP 85kA EDO Emax ACB with O/C,S/C,E/F protection & 240V AC Motor,240V AC Closing, 240V AC Shunt, Microprocessor based Release PR123/P-LSIG, Frame size E2S, Isc=Icu=85kA@415V AC, Icw=65kA for 1s | ACB | LV_Switchgear | 1SDA058313R1-EDO_240VAC-M_240VAC-CC_240VAC-ST | ABB | 800A | 85kA | Nos. | None | Inventory | 800A FP 85kA EDO Emax ACB with O/C,S/C,E/F protection & 240V AC Motor,240V AC Closing, 240V AC Shunt, Microprocessor based Release PR123/P-LSIG, Frame size E2S, Isc=Icu=85kA@415V AC, Icw=65kA for 1s
1174 | 1600A TP 50kA MDO Emax ACB without Release, Frame size E1N, Ics=Icu=50kA@415V AC, Icw=50kA for 1s | ACB | LV_Switchgear | 1SDA058863R1 | ABB | 1600A | 50kA | Nos. | None | Inventory | 1600A TP 50kA MDO Emax ACB without Release, Frame size E1N, Ics=Icu=50kA@415V AC, Icw=50kA for 1s
1175 | 1600A TP 50kA EDO Emax ACB without Release & 240V AC Motor,240V AC Closing, 240V AC Shunt, Frame size E1N, Isc=Icu=50kA@415V AC, Icw=50kA for 1s | ACB | LV_Switchgear | 1SDA058863R1-EDO_240VAC-M_240VAC-CC_240VAC-ST | ABB | 1600A | 50kA | Nos. | None | Inventory | 1600A TP 50kA EDO Emax ACB without Release & 240V AC Motor,240V AC Closing, 240V AC Shunt, Frame size E1N, Isc=Icu=50kA@415V AC, Icw=50kA for 1s
1176 | 1600A FP 50kA MDO Emax ACB without Release, Frame size E1N, Ics=Icu=50kA@415V AC, Icw=50kA for 1s | ACB | LV_Switchgear | 1SDA058864R1 | ABB | 1600A | 50kA | Nos. | None | Inventory | 1600A FP 50kA MDO Emax ACB without Release, Frame size E1N, Ics=Icu=50kA@415V AC, Icw=50kA for 1s
1177 | 1600A FP 50kA EDO Emax ACB without Release & 240V AC Motor,240V AC Closing, 240V AC Shunt, Frame size E1N, Isc=Icu=50kA@415V AC, Icw=50kA for 1s | ACB | LV_Switchgear | 1SDA058864R1-EDO_240VAC-M_240VAC-CC_240VAC-ST | ABB | 1600A | 50kA | Nos. | None | Inventory | 1600A FP 50kA EDO Emax ACB without Release & 240V AC Motor,240V AC Closing, 240V AC Shunt, Frame size E1N, Isc=Icu=50kA@415V AC, Icw=50kA for 1s
1178 | 1250A TP 85kA MDO Emax ACB without Release, Frame size E2S, Ics=Icu=85kA@415V AC, Icw=65kA for 1s | ACB | LV_Switchgear | 1SDA058867R1 | ABB | 1250A | 85kA | Nos. | None | Inventory | 1250A TP 85kA MDO Emax ACB without Release, Frame size E2S, Ics=Icu=85kA@415V AC, Icw=65kA for 1s
1179 | 1250A TP 85kA EDO Emax ACB without Release & 240V AC Motor,240V AC Closing, 240V AC Shunt, Frame size E2S, Isc=Icu=85kA@415V AC, Icw=65kA for 1s | ACB | LV_Switchgear | 1SDA058867R1-EDO_240VAC-M_240VAC-CC_240VAC-ST | ABB | 1250A | 85kA | Nos. | None | Inventory | 1250A TP 85kA EDO Emax ACB without Release & 240V AC Motor,240V AC Closing, 240V AC Shunt, Frame size E2S, Isc=Icu=85kA@415V AC, Icw=65kA for 1s
1180 | 1250A FP 85kA MDO Emax ACB without Release, Frame size E2S, Ics=Icu=85kA@415V AC, Icw=65kA for 1s | ACB | LV_Switchgear | 1SDA058868R1 | ABB | 1250A | 85kA | Nos. | None | Inventory | 1250A FP 85kA MDO Emax ACB without Release, Frame size E2S, Ics=Icu=85kA@415V AC, Icw=65kA for 1s
1181 | 1250A FP 85kA EDO Emax ACB without Release & 240V AC Motor,240V AC Closing, 240V AC Shunt, Frame size E2S, Isc=Icu=85kA@415V AC, Icw=65kA for 1s | ACB | LV_Switchgear | 1SDA058868R1-EDO_240VAC-M_240VAC-CC_240VAC-ST | ABB | 1250A | 85kA | Nos. | None | Inventory | 1250A FP 85kA EDO Emax ACB without Release & 240V AC Motor,240V AC Closing, 240V AC Shunt, Frame size E2S, Isc=Icu=85kA@415V AC, Icw=65kA for 1s
1182 | 1600A TP 85kA MDO Emax ACB without Release, Frame size E2S, Ics=Icu=85kA@415V AC, Icw=65kA for 1s | ACB | LV_Switchgear | 1SDA058871R1 | ABB | 1600A | 85kA | Nos. | None | Inventory | 1600A TP 85kA MDO Emax ACB without Release, Frame size E2S, Ics=Icu=85kA@415V AC, Icw=65kA for 1s
1183 | 1600A TP 85kA EDO Emax ACB without Release & 240V AC Motor,240V AC Closing, 240V AC Shunt, Frame size E2S, Isc=Icu=85kA@415V AC, Icw=65kA for 1s | ACB | LV_Switchgear | 1SDA058871R1-EDO_240VAC-M_240VAC-CC_240VAC-ST | ABB | 1600A | 85kA | Nos. | None | Inventory | 1600A TP 85kA EDO Emax ACB without Release & 240V AC Motor,240V AC Closing, 240V AC Shunt, Frame size E2S, Isc=Icu=85kA@415V AC, Icw=65kA for 1s
1184 | 1600A FP 85kA MDO Emax ACB without Release, Frame size E2S, Ics=Icu=85kA@415V AC, Icw=65kA for 1s | ACB | LV_Switchgear | 1SDA058872R1 | ABB | 1600A | 85kA | Nos. | None | Inventory | 1600A FP 85kA MDO Emax ACB without Release, Frame size E2S, Ics=Icu=85kA@415V AC, Icw=65kA for 1s
1185 | 1600A FP 85kA EDO Emax ACB without Release & 240V AC Motor,240V AC Closing, 240V AC Shunt, Frame size E2S, Isc=Icu=85kA@415V AC, Icw=65kA for 1s | ACB | LV_Switchgear | 1SDA058872R1-EDO_240VAC-M_240VAC-CC_240VAC-ST | ABB | 1600A | 85kA | Nos. | None | Inventory | 1600A FP 85kA EDO Emax ACB without Release & 240V AC Motor,240V AC Closing, 240V AC Shunt, Frame size E2S, Isc=Icu=85kA@415V AC, Icw=65kA for 1s
1186 | 2000A TP 85kA MDO Emax ACB without Release, Frame size E2S, Ics=Icu=85kA@415V AC, Icw=65kA for 1s | ACB | LV_Switchgear | 1SDA058875R1 | ABB | 2000A | 85kA | Nos. | None | Inventory | 2000A TP 85kA MDO Emax ACB without Release, Frame size E2S, Ics=Icu=85kA@415V AC, Icw=65kA for 1s
1187 | 2000A TP 85kA EDO Emax ACB without Release & 240V AC Motor,240V AC Closing, 240V AC Shunt, Frame size E2S, Isc=Icu=85kA@415V AC, Icw=65kA for 1s | ACB | LV_Switchgear | 1SDA058875R1-EDO_240VAC-M_240VAC-CC_240VAC-ST | ABB | 2000A | 85kA | Nos. | None | Inventory | 2000A TP 85kA EDO Emax ACB without Release & 240V AC Motor,240V AC Closing, 240V AC Shunt, Frame size E2S, Isc=Icu=85kA@415V AC, Icw=65kA for 1s
1188 | 2000A FP 85kA MDO Emax ACB without Release, Frame size E2S, Ics=Icu=85kA@415V AC, Icw=65kA for 1s | ACB | LV_Switchgear | 1SDA058876R1 | ABB | 2000A | 85kA | Nos. | None | Inventory | 2000A FP 85kA MDO Emax ACB without Release, Frame size E2S, Ics=Icu=85kA@415V AC, Icw=65kA for 1s
1189 | 2000A FP 85kA EDO Emax ACB without Release & 240V AC Motor,240V AC Closing, 240V AC Shunt, Frame size E2S, Isc=Icu=85kA@415V AC, Icw=65kA for 1s | ACB | LV_Switchgear | 1SDA058876R1-EDO_240VAC-M_240VAC-CC_240VAC-ST | ABB | 2000A | 85kA | Nos. | None | Inventory | 2000A FP 85kA EDO Emax ACB without Release & 240V AC Motor,240V AC Closing, 240V AC Shunt, Frame size E2S, Isc=Icu=85kA@415V AC, Icw=65kA for 1s
1190 | 800A TP 50kA MDO Emax ACB without Release, Frame size E1N, Ics=Icu=50kA@415V AC, Icw=50kA for 1s | ACB | LV_Switchgear | 1SDA058941R1 | ABB | 800A | 50kA | Nos. | None | Inventory | 800A TP 50kA MDO Emax ACB without Release, Frame size E1N, Ics=Icu=50kA@415V AC, Icw=50kA for 1s
1191 | 800A TP 50kA EDO Emax ACB without Release & 240V AC Motor,240V AC Closing, 240V AC Shunt, Frame size E1N, Isc=Icu=50kA@415V AC, Icw=50kA for 1s | ACB | LV_Switchgear | 1SDA058941R1-EDO_240VAC-M_240VAC-CC_240VAC-ST | ABB | 800A | 50kA | Nos. | None | Inventory | 800A TP 50kA EDO Emax ACB without Release & 240V AC Motor,240V AC Closing, 240V AC Shunt, Frame size E1N, Isc=Icu=50kA@415V AC, Icw=50kA for 1s
1192 | 800A FP 50kA MDO Emax ACB without Release, Frame size E1N, Ics=Icu=50kA@415V AC, Icw=50kA for 1s | ACB | LV_Switchgear | 1SDA058942R1 | ABB | 800A | 50kA | Nos. | None | Inventory | 800A FP 50kA MDO Emax ACB without Release, Frame size E1N, Ics=Icu=50kA@415V AC, Icw=50kA for 1s
1193 | 800A FP 50kA EDO Emax ACB without Release & 240V AC Motor,240V AC Closing, 240V AC Shunt, Frame size E1N, Isc=Icu=50kA@415V AC, Icw=50kA for 1s | ACB | LV_Switchgear | 1SDA058942R1-EDO_240VAC-M_240VAC-CC_240VAC-ST | ABB | 800A | 50kA | Nos. | None | Inventory | 800A FP 50kA EDO Emax ACB without Release & 240V AC Motor,240V AC Closing, 240V AC Shunt, Frame size E1N, Isc=Icu=50kA@415V AC, Icw=50kA for 1s
1194 | 1250A TP 50kA MDO Emax ACB without Release, Frame size E1N, Ics=Icu=50kA@415V AC, Icw=50kA for 1s | ACB | LV_Switchgear | 1SDA058945R1 | ABB | 1250A | 50kA | Nos. | None | Inventory | 1250A TP 50kA MDO Emax ACB without Release, Frame size E1N, Ics=Icu=50kA@415V AC, Icw=50kA for 1s
1195 | 1250A TP 50kA EDO Emax ACB without Release & 240V AC Motor,240V AC Closing, 240V AC Shunt, Frame size E1N, Isc=Icu=50kA@415V AC, Icw=50kA for 1s | ACB | LV_Switchgear | 1SDA058945R1-EDO_240VAC-M_240VAC-CC_240VAC-ST | ABB | 1250A | 50kA | Nos. | None | Inventory | 1250A TP 50kA EDO Emax ACB without Release & 240V AC Motor,240V AC Closing, 240V AC Shunt, Frame size E1N, Isc=Icu=50kA@415V AC, Icw=50kA for 1s
1196 | 1250A FP 50kA MDO Emax ACB without Release, Frame size E1N, Ics=Icu=50kA@415V AC, Icw=50kA for 1s | ACB | LV_Switchgear | 1SDA058946R1 | ABB | 1250A | 50kA | Nos. | None | Inventory | 1250A FP 50kA MDO Emax ACB without Release, Frame size E1N, Ics=Icu=50kA@415V AC, Icw=50kA for 1s
1197 | 1250A FP 50kA EDO Emax ACB without Release & 240V AC Motor,240V AC Closing, 240V AC Shunt, Frame size E1N, Isc=Icu=50kA@415V AC, Icw=50kA for 1s | ACB | LV_Switchgear | 1SDA058946R1-EDO_240VAC-M_240VAC-CC_240VAC-ST | ABB | 1250A | 50kA | Nos. | None | Inventory | 1250A FP 50kA EDO Emax ACB without Release & 240V AC Motor,240V AC Closing, 240V AC Shunt, Frame size E1N, Isc=Icu=50kA@415V AC, Icw=50kA for 1s
1198 | 2000A TP 65kA MDO Emax ACB without Release, Frame size E2N, Ics=Icu=65kA@415V AC, Icw=55kA for 1s | ACB | LV_Switchgear | 1SDA058965R1 | ABB | 2000A | 65kA | Nos. | None | Inventory | 2000A TP 65kA MDO Emax ACB without Release, Frame size E2N, Ics=Icu=65kA@415V AC, Icw=55kA for 1s
1199 | 2000A TP 65kA EDO Emax ACB without Release & 240V AC Motor,240V AC Closing, 240V AC Shunt, Frame size E2N, Isc=Icu=65kA@415V AC, Icw=55kA for 1s | ACB | LV_Switchgear | 1SDA058965R1-EDO_240VAC-M_240VAC-CC_240VAC-ST | ABB | 2000A | 65kA | Nos. | None | Inventory | 2000A TP 65kA EDO Emax ACB without Release & 240V AC Motor,240V AC Closing, 240V AC Shunt, Frame size E2N, Isc=Icu=65kA@415V AC, Icw=55kA for 1s
1200 | 2000A FP 65kA MDO Emax ACB without Release, Frame size E2N, Ics=Icu=65kA@415V AC, Icw=55kA for 1s | ACB | LV_Switchgear | 1SDA058966R1 | ABB | 2000A | 65kA | Nos. | None | Inventory | 2000A FP 65kA MDO Emax ACB without Release, Frame size E2N, Ics=Icu=65kA@415V AC, Icw=55kA for 1s
1201 | 2000A FP 65kA EDO Emax ACB without Release & 240V AC Motor,240V AC Closing, 240V AC Shunt, Frame size E2N, Isc=Icu=65kA@415V AC, Icw=55kA for 1s | ACB | LV_Switchgear | 1SDA058966R1-EDO_240VAC-M_240VAC-CC_240VAC-ST | ABB | 2000A | 65kA | Nos. | None | Inventory | 2000A FP 65kA EDO Emax ACB without Release & 240V AC Motor,240V AC Closing, 240V AC Shunt, Frame size E2N, Isc=Icu=65kA@415V AC, Icw=55kA for 1s
1202 | 2500A TP 85kA MDO Emax ACB without Release, Frame size E3N, Ics=Icu=85kA@415V AC, Icw=65kA for 1s | ACB | LV_Switchgear | 1SDA058987R1 | ABB | 2500A | 85kA | Nos. | None | Inventory | 2500A TP 85kA MDO Emax ACB without Release, Frame size E3N, Ics=Icu=85kA@415V AC, Icw=65kA for 1s
1203 | 2500A TP 85kA EDO Emax ACB without Release & 240V AC Motor,240V AC Closing, 240V AC Shunt, Frame size E3N, Isc=Icu=85kA@415V AC, Icw=65kA for 1s | ACB | LV_Switchgear | 1SDA058987R1-EDO_240VAC-M_240VAC-CC_240VAC-ST | ABB | 2500A | 85kA | Nos. | None | Inventory | 2500A TP 85kA EDO Emax ACB without Release & 240V AC Motor,240V AC Closing, 240V AC Shunt, Frame size E3N, Isc=Icu=85kA@415V AC, Icw=65kA for 1s
1204 | 2500A FP 85kA MDO Emax ACB without Release, Frame size E3N, Ics=Icu=85kA@415V AC, Icw=65kA for 1s | ACB | LV_Switchgear | 1SDA058988R1 | ABB | 2500A | 85kA | Nos. | None | Inventory | 2500A FP 85kA MDO Emax ACB without Release, Frame size E3N, Ics=Icu=85kA@415V AC, Icw=65kA for 1s
1205 | 2500A FP 85kA EDO Emax ACB without Release & 240V AC Motor,240V AC Closing, 240V AC Shunt, Frame size E3N, Isc=Icu=85kA@415V AC, Icw=65kA for 1s | ACB | LV_Switchgear | 1SDA058988R1-EDO_240VAC-M_240VAC-CC_240VAC-ST | ABB | 2500A | 85kA | Nos. | None | Inventory | 2500A FP 85kA EDO Emax ACB without Release & 240V AC Motor,240V AC Closing, 240V AC Shunt, Frame size E3N, Isc=Icu=85kA@415V AC, Icw=65kA for 1s
1206 | 3200A TP 85kA MDO Emax ACB without Release, Frame size E3N, Ics=Icu=85kA@415V AC, Icw=65kA for 1s | ACB | LV_Switchgear | 1SDA058991R1 | ABB | 3200A | 85kA | Nos. | None | Inventory | 3200A TP 85kA MDO Emax ACB without Release, Frame size E3N, Ics=Icu=85kA@415V AC, Icw=65kA for 1s
1207 | 3200A TP 85kA EDO Emax ACB without Release & 240V AC Motor,240V AC Closing, 240V AC Shunt, Frame size E3N, Isc=Icu=85kA@415V AC, Icw=65kA for 1s | ACB | LV_Switchgear | 1SDA058991R1-EDO_240VAC-M_240VAC-CC_240VAC-ST | ABB | 3200A | 85kA | Nos. | None | Inventory | 3200A TP 85kA EDO Emax ACB without Release & 240V AC Motor,240V AC Closing, 240V AC Shunt, Frame size E3N, Isc=Icu=85kA@415V AC, Icw=65kA for 1s
1208 | 3200A FP 85kA MDO Emax ACB without Release, Frame size E3N, Ics=Icu=85kA@415V AC, Icw=65kA for 1s | ACB | LV_Switchgear | 1SDA058992R1 | ABB | 3200A | 85kA | Nos. | None | Inventory | 3200A FP 85kA MDO Emax ACB without Release, Frame size E3N, Ics=Icu=85kA@415V AC, Icw=65kA for 1s
1209 | 3200A FP 85kA EDO Emax ACB without Release & 240V AC Motor,240V AC Closing, 240V AC Shunt, Frame size E3N, Isc=Icu=85kA@415V AC, Icw=65kA for 1s | ACB | LV_Switchgear | 1SDA058992R1-EDO_240VAC-M_240VAC-CC_240VAC-ST | ABB | 3200A | 85kA | Nos. | None | Inventory | 3200A FP 85kA EDO Emax ACB without Release & 240V AC Motor,240V AC Closing, 240V AC Shunt, Frame size E3N, Isc=Icu=85kA@415V AC, Icw=65kA for 1s
1210 | 4000A TP 75kA MDO Emax ACB without Release, Frame size E4S, Ics=Icu=75kA@415V AC, Icw=75kA for 1s | ACB | LV_Switchgear | 1SDA059003R1 | ABB | 4000A | 75kA | Nos. | None | Inventory | 4000A TP 75kA MDO Emax ACB without Release, Frame size E4S, Ics=Icu=75kA@415V AC, Icw=75kA for 1s
1211 | 4000A TP 75kA EDO Emax ACB without Release & 240V AC Motor,240V AC Closing, 240V AC Shunt, Frame size E4S, Isc=Icu=75kA@415V AC, Icw=75kA for 1s | ACB | LV_Switchgear | 1SDA059003R1-EDO_240VAC-M_240VAC-CC_240VAC-ST | ABB | 4000A | 75kA | Nos. | None | Inventory | 4000A TP 75kA EDO Emax ACB without Release & 240V AC Motor,240V AC Closing, 240V AC Shunt, Frame size E4S, Isc=Icu=75kA@415V AC, Icw=75kA for 1s
1212 | 4000A FP 75kA MDO Emax ACB without Release, Frame size E4S, Ics=Icu=75kA@415V AC, Icw=75kA for 1s | ACB | LV_Switchgear | 1SDA059004R1 | ABB | 4000A | 75kA | Nos. | None | Inventory | 4000A FP 75kA MDO Emax ACB without Release, Frame size E4S, Ics=Icu=75kA@415V AC, Icw=75kA for 1s
1213 | 4000A FP 75kA EDO Emax ACB without Release & 240V AC Motor,240V AC Closing, 240V AC Shunt, Frame size E4S, Isc=Icu=75kA@415V AC, Icw=75kA for 1s | ACB | LV_Switchgear | 1SDA059004R1-EDO_240VAC-M_240VAC-CC_240VAC-ST | ABB | 4000A | 75kA | Nos. | None | Inventory | 4000A FP 75kA EDO Emax ACB without Release & 240V AC Motor,240V AC Closing, 240V AC Shunt, Frame size E4S, Isc=Icu=75kA@415V AC, Icw=75kA for 1s
1214 | 1000A TP 50kA MDO Emax ACB with O/C,S/C protection, Microprocessor based Release PR121/P-LI, Frame size E1N, Ics=Icu=50kA@415V AC, Icw=50kA for 1s | ACB | LV_Switchgear | 1SDA059214R1 | ABB | 1000A | 50kA | Nos. | None | Inventory | 1000A TP 50kA MDO Emax ACB with O/C,S/C protection, Microprocessor based Release PR121/P-LI, Frame size E1N, Ics=Icu=50kA@415V AC, Icw=50kA for 1s
1215 | 1000A TP 50kA EDO Emax ACB with O/C,S/C protection & 240V AC Motor,240V AC Closing, 240V AC Shunt, Microprocessor based Release PR121/P-LI, Frame size E1N, Isc=Icu=50kA@415V AC, Icw=50kA for 1s | ACB | LV_Switchgear | 1SDA059214R1-EDO_240VAC-M_240VAC-CC_240VAC-ST | ABB | 1000A | 50kA | Nos. | None | Inventory | 1000A TP 50kA EDO Emax ACB with O/C,S/C protection & 240V AC Motor,240V AC Closing, 240V AC Shunt, Microprocessor based Release PR121/P-LI, Frame size E1N, Isc=Icu=50kA@415V AC, Icw=50kA for 1s
1216 | 1000A FP 50kA MDO Emax ACB with O/C,S/C protection, Microprocessor based Release PR121/P-LI, Frame size E1N, Ics=Icu=50kA@415V AC, Icw=50kA for 1s | ACB | LV_Switchgear | 1SDA059216R1 | ABB | 1000A | 50kA | Nos. | None | Inventory | 1000A FP 50kA MDO Emax ACB with O/C,S/C protection, Microprocessor based Release PR121/P-LI, Frame size E1N, Ics=Icu=50kA@415V AC, Icw=50kA for 1s
1217 | 1000A FP 50kA EDO Emax ACB with O/C,S/C protection & 240V AC Motor,240V AC Closing, 240V AC Shunt, Microprocessor based Release PR121/P-LI, Frame size E1N, Isc=Icu=50kA@415V AC, Icw=50kA for 1s | ACB | LV_Switchgear | 1SDA059216R1-EDO_240VAC-M_240VAC-CC_240VAC-ST | ABB | 1000A | 50kA | Nos. | None | Inventory | 1000A FP 50kA EDO Emax ACB with O/C,S/C protection & 240V AC Motor,240V AC Closing, 240V AC Shunt, Microprocessor based Release PR121/P-LI, Frame size E1N, Isc=Icu=50kA@415V AC, Icw=50kA for 1s
1218 | 1000A TP 50kA MDO Emax ACB with O/C,S/C,E/F protection, Microprocessor based Release PR121/P-LSIG, Frame size E1N, Ics=Icu=50kA@415V AC, Icw=50kA for 1s | ACB | LV_Switchgear | 1SDA059222R1 | ABB | 1000A | 50kA | Nos. | None | Inventory | 1000A TP 50kA MDO Emax ACB with O/C,S/C,E/F protection, Microprocessor based Release PR121/P-LSIG, Frame size E1N, Ics=Icu=50kA@415V AC, Icw=50kA for 1s
1219 | 1000A TP 50kA EDO Emax ACB with O/C,S/C,E/F protection & 240V AC Motor,240V AC Closing, 240V AC Shunt, Microprocessor based Release PR121/P-LSIG, Frame size E1N, Isc=Icu=50kA@415V AC, Icw=50kA for 1s | ACB | LV_Switchgear | 1SDA059222R1-EDO_240VAC-M_240VAC-CC_240VAC-ST | ABB | 1000A | 50kA | Nos. | None | Inventory | 1000A TP 50kA EDO Emax ACB with O/C,S/C,E/F protection & 240V AC Motor,240V AC Closing, 240V AC Shunt, Microprocessor based Release PR121/P-LSIG, Frame size E1N, Isc=Icu=50kA@415V AC, Icw=50kA for 1s
1220 | 1000A FP 50kA MDO Emax ACB with O/C,S/C,E/F protection, Microprocessor based Release PR121/P-LSIG, Frame size E1N, Ics=Icu=50kA@415V AC, Icw=50kA for 1s | ACB | LV_Switchgear | 1SDA059224R1 | ABB | 1000A | 50kA | Nos. | None | Inventory | 1000A FP 50kA MDO Emax ACB with O/C,S/C,E/F protection, Microprocessor based Release PR121/P-LSIG, Frame size E1N, Ics=Icu=50kA@415V AC, Icw=50kA for 1s
1221 | 1000A FP 50kA EDO Emax ACB with O/C,S/C,E/F protection & 240V AC Motor,240V AC Closing, 240V AC Shunt, Microprocessor based Release PR121/P-LSIG, Frame size E1N, Isc=Icu=50kA@415V AC, Icw=50kA for 1s | ACB | LV_Switchgear | 1SDA059224R1-EDO_240VAC-M_240VAC-CC_240VAC-ST | ABB | 1000A | 50kA | Nos. | None | Inventory | 1000A FP 50kA EDO Emax ACB with O/C,S/C,E/F protection & 240V AC Motor,240V AC Closing, 240V AC Shunt, Microprocessor based Release PR121/P-LSIG, Frame size E1N, Isc=Icu=50kA@415V AC, Icw=50kA for 1s
1222 | 1000A TP 50kA MDO Emax ACB with O/C,S/C,E/F protection, Microprocessor based Release PR122/P-LSIG, Frame size E1N, Ics=Icu=50kA@415V AC, Icw=50kA for 1s | ACB | LV_Switchgear | 1SDA059234R1 | ABB | 1000A | 50kA | Nos. | None | Inventory | 1000A TP 50kA MDO Emax ACB with O/C,S/C,E/F protection, Microprocessor based Release PR122/P-LSIG, Frame size E1N, Ics=Icu=50kA@415V AC, Icw=50kA for 1s
1223 | 1000A TP 50kA EDO Emax ACB with O/C,S/C,E/F protection & 240V AC Motor,240V AC Closing, 240V AC Shunt, Microprocessor based Release PR122/P-LSIG, Frame size E1N, Isc=Icu=50kA@415V AC, Icw=50kA for 1s | ACB | LV_Switchgear | 1SDA059234R1-EDO_240VAC-M_240VAC-CC_240VAC-ST | ABB | 1000A | 50kA | Nos. | None | Inventory | 1000A TP 50kA EDO Emax ACB with O/C,S/C,E/F protection & 240V AC Motor,240V AC Closing, 240V AC Shunt, Microprocessor based Release PR122/P-LSIG, Frame size E1N, Isc=Icu=50kA@415V AC, Icw=50kA for 1s
1224 | 1000A FP 50kA MDO Emax ACB with O/C,S/C,E/F protection, Microprocessor based Release PR122/P-LSIG, Frame size E1N, Ics=Icu=50kA@415V AC, Icw=50kA for 1s | ACB | LV_Switchgear | 1SDA059236R1 | ABB | 1000A | 50kA | Nos. | None | Inventory | 1000A FP 50kA MDO Emax ACB with O/C,S/C,E/F protection, Microprocessor based Release PR122/P-LSIG, Frame size E1N, Ics=Icu=50kA@415V AC, Icw=50kA for 1s
1225 | 1000A FP 50kA EDO Emax ACB with O/C,S/C,E/F protection & 240V AC Motor,240V AC Closing, 240V AC Shunt, Microprocessor based Release PR122/P-LSIG, Frame size E1N, Isc=Icu=50kA@415V AC, Icw=50kA for 1s | ACB | LV_Switchgear | 1SDA059236R1-EDO_240VAC-M_240VAC-CC_240VAC-ST | ABB | 1000A | 50kA | Nos. | None | Inventory | 1000A FP 50kA EDO Emax ACB with O/C,S/C,E/F protection & 240V AC Motor,240V AC Closing, 240V AC Shunt, Microprocessor based Release PR122/P-LSIG, Frame size E1N, Isc=Icu=50kA@415V AC, Icw=50kA for 1s
1226 | 1000A TP 50kA MDO Emax ACB with O/C,S/C,E/F protection, Microprocessor based Release PR123/P-LSIG, Frame size E1N, Ics=Icu=50kA@415V AC, Icw=50kA for 1s | ACB | LV_Switchgear | 1SDA059246R1 | ABB | 1000A | 50kA | Nos. | None | Inventory | 1000A TP 50kA MDO Emax ACB with O/C,S/C,E/F protection, Microprocessor based Release PR123/P-LSIG, Frame size E1N, Ics=Icu=50kA@415V AC, Icw=50kA for 1s
1227 | 1000A TP 50kA EDO Emax ACB with O/C,S/C,E/F protection & 240V AC Motor,240V AC Closing, 240V AC Shunt, Microprocessor based Release PR123/P-LSIG, Frame size E1N, Isc=Icu=50kA@415V AC, Icw=50kA for 1s | ACB | LV_Switchgear | 1SDA059246R1-EDO_240VAC-M_240VAC-CC_240VAC-ST | ABB | 1000A | 50kA | Nos. | None | Inventory | 1000A TP 50kA EDO Emax ACB with O/C,S/C,E/F protection & 240V AC Motor,240V AC Closing, 240V AC Shunt, Microprocessor based Release PR123/P-LSIG, Frame size E1N, Isc=Icu=50kA@415V AC, Icw=50kA for 1s
1228 | 1000A FP 50kA MDO Emax ACB with O/C,S/C,E/F protection, Microprocessor based Release PR123/P-LSIG, Frame size E1N, Ics=Icu=50kA@415V AC, Icw=50kA for 1s | ACB | LV_Switchgear | 1SDA059248R1 | ABB | 1000A | 50kA | Nos. | None | Inventory | 1000A FP 50kA MDO Emax ACB with O/C,S/C,E/F protection, Microprocessor based Release PR123/P-LSIG, Frame size E1N, Ics=Icu=50kA@415V AC, Icw=50kA for 1s
1229 | 1000A FP 50kA EDO Emax ACB with O/C,S/C,E/F protection & 240V AC Motor,240V AC Closing, 240V AC Shunt, Microprocessor based Release PR123/P-LSIG, Frame size E1N, Isc=Icu=50kA@415V AC, Icw=50kA for 1s | ACB | LV_Switchgear | 1SDA059248R1-EDO_240VAC-M_240VAC-CC_240VAC-ST | ABB | 1000A | 50kA | Nos. | None | Inventory | 1000A FP 50kA EDO Emax ACB with O/C,S/C,E/F protection & 240V AC Motor,240V AC Closing, 240V AC Shunt, Microprocessor based Release PR123/P-LSIG, Frame size E1N, Isc=Icu=50kA@415V AC, Icw=50kA for 1s
1230 | 1000A TP 50kA MDO Emax ACB without Release, Frame size E1N, Ics=Icu=50kA@415V AC, Icw=50kA for 1s | ACB | LV_Switchgear | 1SDA059254R1 | ABB | 1000A | 50kA | Nos. | None | Inventory | 1000A TP 50kA MDO Emax ACB without Release, Frame size E1N, Ics=Icu=50kA@415V AC, Icw=50kA for 1s
1231 | 1000A TP 50kA EDO Emax ACB without Release & 240V AC Motor,240V AC Closing, 240V AC Shunt, Frame size E1N, Isc=Icu=50kA@415V AC, Icw=50kA for 1s | ACB | LV_Switchgear | 1SDA059254R1-EDO_240VAC-M_240VAC-CC_240VAC-ST | ABB | 1000A | 50kA | Nos. | None | Inventory | 1000A TP 50kA EDO Emax ACB without Release & 240V AC Motor,240V AC Closing, 240V AC Shunt, Frame size E1N, Isc=Icu=50kA@415V AC, Icw=50kA for 1s
1232 | 1000A FP 50kA MDO Emax ACB without Release, Frame size E1N, Ics=Icu=50kA@415V AC, Icw=50kA for 1s | ACB | LV_Switchgear | 1SDA059256R1 | ABB | 1000A | 50kA | Nos. | None | Inventory | 1000A FP 50kA MDO Emax ACB without Release, Frame size E1N, Ics=Icu=50kA@415V AC, Icw=50kA for 1s
1233 | 1000A FP 50kA EDO Emax ACB without Release & 240V AC Motor,240V AC Closing, 240V AC Shunt, Frame size E1N, Isc=Icu=50kA@415V AC, Icw=50kA for 1s | ACB | LV_Switchgear | 1SDA059256R1-EDO_240VAC-M_240VAC-CC_240VAC-ST | ABB | 1000A | 50kA | Nos. | None | Inventory | 1000A FP 50kA EDO Emax ACB without Release & 240V AC Motor,240V AC Closing, 240V AC Shunt, Frame size E1N, Isc=Icu=50kA@415V AC, Icw=50kA for 1s
1234 | 1000A TP 85kA MDO Emax ACB with O/C,S/C protection, Microprocessor based Release PR121/P-LI, Frame size E2S, Ics=Icu=85kA@415V AC, Icw=65kA for 1s | ACB | LV_Switchgear | 1SDA059302R1 | ABB | 1000A | 85kA | Nos. | None | Inventory | 1000A TP 85kA MDO Emax ACB with O/C,S/C protection, Microprocessor based Release PR121/P-LI, Frame size E2S, Ics=Icu=85kA@415V AC, Icw=65kA for 1s
1235 | 1000A TP 85kA EDO Emax ACB with O/C,S/C protection & 240V AC Motor,240V AC Closing, 240V AC Shunt, Microprocessor based Release PR121/P-LI, Frame size E2S, Isc=Icu=85kA@415V AC, Icw=65kA for 1s | ACB | LV_Switchgear | 1SDA059302R1-EDO_240VAC-M_240VAC-CC_240VAC-ST | ABB | 1000A | 85kA | Nos. | None | Inventory | 1000A TP 85kA EDO Emax ACB with O/C,S/C protection & 240V AC Motor,240V AC Closing, 240V AC Shunt, Microprocessor based Release PR121/P-LI, Frame size E2S, Isc=Icu=85kA@415V AC, Icw=65kA for 1s
1236 | 1000A FP 85kA MDO Emax ACB with O/C,S/C protection, Microprocessor based Release PR121/P-LI, Frame size E2S, Ics=Icu=85kA@415V AC, Icw=65kA for 1s | ACB | LV_Switchgear | 1SDA059304R1 | ABB | 1000A | 85kA | Nos. | None | Inventory | 1000A FP 85kA MDO Emax ACB with O/C,S/C protection, Microprocessor based Release PR121/P-LI, Frame size E2S, Ics=Icu=85kA@415V AC, Icw=65kA for 1s
1237 | 1000A FP 85kA EDO Emax ACB with O/C,S/C protection & 240V AC Motor,240V AC Closing, 240V AC Shunt, Microprocessor based Release PR121/P-LI, Frame size E2S, Isc=Icu=85kA@415V AC, Icw=65kA for 1s | ACB | LV_Switchgear | 1SDA059304R1-EDO_240VAC-M_240VAC-CC_240VAC-ST | ABB | 1000A | 85kA | Nos. | None | Inventory | 1000A FP 85kA EDO Emax ACB with O/C,S/C protection & 240V AC Motor,240V AC Closing, 240V AC Shunt, Microprocessor based Release PR121/P-LI, Frame size E2S, Isc=Icu=85kA@415V AC, Icw=65kA for 1s
1238 | 1000A TP 85kA MDO Emax ACB with O/C,S/C,E/F protection, Microprocessor based Release PR121/P-LSIG, Frame size E2S, Ics=Icu=85kA@415V AC, Icw=65kA for 1s | ACB | LV_Switchgear | 1SDA059310R1 | ABB | 1000A | 85kA | Nos. | None | Inventory | 1000A TP 85kA MDO Emax ACB with O/C,S/C,E/F protection, Microprocessor based Release PR121/P-LSIG, Frame size E2S, Ics=Icu=85kA@415V AC, Icw=65kA for 1s
1239 | 1000A TP 85kA EDO Emax ACB with O/C,S/C,E/F protection & 240V AC Motor,240V AC Closing, 240V AC Shunt, Microprocessor based Release PR121/P-LSIG, Frame size E2S, Isc=Icu=85kA@415V AC, Icw=65kA for 1s | ACB | LV_Switchgear | 1SDA059310R1-EDO_240VAC-M_240VAC-CC_240VAC-ST | ABB | 1000A | 85kA | Nos. | None | Inventory | 1000A TP 85kA EDO Emax ACB with O/C,S/C,E/F protection & 240V AC Motor,240V AC Closing, 240V AC Shunt, Microprocessor based Release PR121/P-LSIG, Frame size E2S, Isc=Icu=85kA@415V AC, Icw=65kA for 1s
1240 | 1000A FP 85kA MDO Emax ACB with O/C,S/C,E/F protection, Microprocessor based Release PR121/P-LSIG, Frame size E2S, Ics=Icu=85kA@415V AC, Icw=65kA for 1s | ACB | LV_Switchgear | 1SDA059312R1 | ABB | 1000A | 85kA | Nos. | None | Inventory | 1000A FP 85kA MDO Emax ACB with O/C,S/C,E/F protection, Microprocessor based Release PR121/P-LSIG, Frame size E2S, Ics=Icu=85kA@415V AC, Icw=65kA for 1s
1241 | 1000A FP 85kA EDO Emax ACB with O/C,S/C,E/F protection & 240V AC Motor,240V AC Closing, 240V AC Shunt, Microprocessor based Release PR121/P-LSIG, Frame size E2S, Isc=Icu=85kA@415V AC, Icw=65kA for 1s | ACB | LV_Switchgear | 1SDA059312R1-EDO_240VAC-M_240VAC-CC_240VAC-ST | ABB | 1000A | 85kA | Nos. | None | Inventory | 1000A FP 85kA EDO Emax ACB with O/C,S/C,E/F protection & 240V AC Motor,240V AC Closing, 240V AC Shunt, Microprocessor based Release PR121/P-LSIG, Frame size E2S, Isc=Icu=85kA@415V AC, Icw=65kA for 1s
1242 | 1000A TP 85kA MDO Emax ACB with O/C,S/C,E/F protection, Microprocessor based Release PR122/P-LSIG, Frame size E2S, Ics=Icu=85kA@415V AC, Icw=65kA for 1s | ACB | LV_Switchgear | 1SDA059322R1 | ABB | 1000A | 85kA | Nos. | None | Inventory | 1000A TP 85kA MDO Emax ACB with O/C,S/C,E/F protection, Microprocessor based Release PR122/P-LSIG, Frame size E2S, Ics=Icu=85kA@415V AC, Icw=65kA for 1s
1243 | 1000A TP 85kA EDO Emax ACB with O/C,S/C,E/F protection & 240V AC Motor,240V AC Closing, 240V AC Shunt, Microprocessor based Release PR122/P-LSIG, Frame size E2S, Isc=Icu=85kA@415V AC, Icw=65kA for 1s | ACB | LV_Switchgear | 1SDA059322R1-EDO_240VAC-M_240VAC-CC_240VAC-ST | ABB | 1000A | 85kA | Nos. | None | Inventory | 1000A TP 85kA EDO Emax ACB with O/C,S/C,E/F protection & 240V AC Motor,240V AC Closing, 240V AC Shunt, Microprocessor based Release PR122/P-LSIG, Frame size E2S, Isc=Icu=85kA@415V AC, Icw=65kA for 1s
1244 | 1000A FP 85kA MDO Emax ACB with O/C,S/C,E/F protection, Microprocessor based Release PR122/P-LSIG, Frame size E2S, Ics=Icu=85kA@415V AC, Icw=65kA for 1s | ACB | LV_Switchgear | 1SDA059324R1 | ABB | 1000A | 85kA | Nos. | None | Inventory | 1000A FP 85kA MDO Emax ACB with O/C,S/C,E/F protection, Microprocessor based Release PR122/P-LSIG, Frame size E2S, Ics=Icu=85kA@415V AC, Icw=65kA for 1s
1245 | 1000A FP 85kA EDO Emax ACB with O/C,S/C,E/F protection & 240V AC Motor,240V AC Closing, 240V AC Shunt, Microprocessor based Release PR122/P-LSIG, Frame size E2S, Isc=Icu=85kA@415V AC, Icw=65kA for 1s | ACB | LV_Switchgear | 1SDA059324R1-EDO_240VAC-M_240VAC-CC_240VAC-ST | ABB | 1000A | 85kA | Nos. | None | Inventory | 1000A FP 85kA EDO Emax ACB with O/C,S/C,E/F protection & 240V AC Motor,240V AC Closing, 240V AC Shunt, Microprocessor based Release PR122/P-LSIG, Frame size E2S, Isc=Icu=85kA@415V AC, Icw=65kA for 1s
1246 | 1000A TP 85kA MDO Emax ACB with O/C,S/C,E/F protection, Microprocessor based Release PR123/P-LSIG, Frame size E2S, Ics=Icu=85kA@415V AC, Icw=65kA for 1s | ACB | LV_Switchgear | 1SDA059334R1 | ABB | 1000A | 85kA | Nos. | None | Inventory | 1000A TP 85kA MDO Emax ACB with O/C,S/C,E/F protection, Microprocessor based Release PR123/P-LSIG, Frame size E2S, Ics=Icu=85kA@415V AC, Icw=65kA for 1s
1247 | 1000A TP 85kA EDO Emax ACB with O/C,S/C,E/F protection & 240V AC Motor,240V AC Closing, 240V AC Shunt, Microprocessor based Release PR123/P-LSIG, Frame size E2S, Isc=Icu=85kA@415V AC, Icw=65kA for 1s | ACB | LV_Switchgear | 1SDA059334R1-EDO_240VAC-M_240VAC-CC_240VAC-ST | ABB | 1000A | 85kA | Nos. | None | Inventory | 1000A TP 85kA EDO Emax ACB with O/C,S/C,E/F protection & 240V AC Motor,240V AC Closing, 240V AC Shunt, Microprocessor based Release PR123/P-LSIG, Frame size E2S, Isc=Icu=85kA@415V AC, Icw=65kA for 1s
1248 | 1000A FP 85kA MDO Emax ACB with O/C,S/C,E/F protection, Microprocessor based Release PR123/P-LSIG, Frame size E2S, Ics=Icu=85kA@415V AC, Icw=65kA for 1s | ACB | LV_Switchgear | 1SDA059336R1 | ABB | 1000A | 85kA | Nos. | None | Inventory | 1000A FP 85kA MDO Emax ACB with O/C,S/C,E/F protection, Microprocessor based Release PR123/P-LSIG, Frame size E2S, Ics=Icu=85kA@415V AC, Icw=65kA for 1s
1249 | 1000A FP 85kA EDO Emax ACB with O/C,S/C,E/F protection & 240V AC Motor,240V AC Closing, 240V AC Shunt, Microprocessor based Release PR123/P-LSIG, Frame size E2S, Isc=Icu=85kA@415V AC, Icw=65kA for 1s | ACB | LV_Switchgear | 1SDA059336R1-EDO_240VAC-M_240VAC-CC_240VAC-ST | ABB | 1000A | 85kA | Nos. | None | Inventory | 1000A FP 85kA EDO Emax ACB with O/C,S/C,E/F protection & 240V AC Motor,240V AC Closing, 240V AC Shunt, Microprocessor based Release PR123/P-LSIG, Frame size E2S, Isc=Icu=85kA@415V AC, Icw=65kA for 1s
1250 | 1000A TP 85kA MDO Emax ACB without Release, Frame size E2S, Ics=Icu=85kA@415V AC, Icw=65kA for 1s | ACB | LV_Switchgear | 1SDA059342R1 | ABB | 1000A | 85kA | Nos. | None | Inventory | 1000A TP 85kA MDO Emax ACB without Release, Frame size E2S, Ics=Icu=85kA@415V AC, Icw=65kA for 1s
1251 | 1000A TP 85kA EDO Emax ACB without Release & 240V AC Motor,240V AC Closing, 240V AC Shunt, Frame size E2S, Isc=Icu=85kA@415V AC, Icw=65kA for 1s | ACB | LV_Switchgear | 1SDA059342R1-EDO_240VAC-M_240VAC-CC_240VAC-ST | ABB | 1000A | 85kA | Nos. | None | Inventory | 1000A TP 85kA EDO Emax ACB without Release & 240V AC Motor,240V AC Closing, 240V AC Shunt, Frame size E2S, Isc=Icu=85kA@415V AC, Icw=65kA for 1s
1252 | 1000A FP 85kA MDO Emax ACB without Release, Frame size E2S, Ics=Icu=85kA@415V AC, Icw=65kA for 1s | ACB | LV_Switchgear | 1SDA059344R1 | ABB | 1000A | 85kA | Nos. | None | Inventory | 1000A FP 85kA MDO Emax ACB without Release, Frame size E2S, Ics=Icu=85kA@415V AC, Icw=65kA for 1s
1253 | 1000A FP 85kA EDO Emax ACB without Release & 240V AC Motor,240V AC Closing, 240V AC Shunt, Frame size E2S, Isc=Icu=85kA@415V AC, Icw=65kA for 1s | ACB | LV_Switchgear | 1SDA059344R1-EDO_240VAC-M_240VAC-CC_240VAC-ST | ABB | 1000A | 85kA | Nos. | None | Inventory | 1000A FP 85kA EDO Emax ACB without Release & 240V AC Motor,240V AC Closing, 240V AC Shunt, Frame size E2S, Isc=Icu=85kA@415V AC, Icw=65kA for 1s
1254 | EMAX E2N/E 1250 VERSION SPECIAL 1150V AC NEW (EXTRA-CODE FOR 1150V AC SYSTEM) | ACB Accessories | LV_Switchgear | 1SDA059635R1 | ABB | - | NA | Nos. |  | Inventory | EMAX E2N/E 1250 VERSION SPECIAL 1150V AC NEW (EXTRA-CODE FOR 1150V AC SYSTEM)
1255 | TP HR-HR Terminal Adaptors for Draw-out type Emax ACB, Frame size E1 | ACB Accessories | LV_Switchgear | 1SDA059666R1 | ABB | 0 | Terminal Adaptors | Nos. | None | Inventory | TP HR-HR Terminal Adaptors for Draw-out type Emax ACB, Frame size E1
1256 | TP HR-HR Terminal Adaptors for Draw-out type Emax ACB, Frame size E2 | ACB Accessories | LV_Switchgear | 1SDA059667R1 | ABB | 0 | Terminal Adaptors | Nos. | None | Inventory | TP HR-HR Terminal Adaptors for Draw-out type Emax ACB, Frame size E2
1257 | TP HR-HR Terminal Adaptors for Draw-out type Emax ACB, Frame size E2S | ACB Accessories | LV_Switchgear | 1SDA059668R1 | ABB | 0 | Terminal Adaptors | Nos. | None | Inventory | TP HR-HR Terminal Adaptors for Draw-out type Emax ACB, Frame size E2S
1258 | TP HR-HR Terminal Adaptors for Draw-out type Emax ACB, Frame size E3 | ACB Accessories | LV_Switchgear | 1SDA059669R1 | ABB | 0 | Terminal Adaptors | Nos. | None | Inventory | TP HR-HR Terminal Adaptors for Draw-out type Emax ACB, Frame size E3
1259 | TP HR-HR Terminal Adaptors for Draw-out type Emax ACB, Frame size E4 | ACB Accessories | LV_Switchgear | 1SDA059670R1 | ABB | 0 | Terminal Adaptors | Nos. | None | Inventory | TP HR-HR Terminal Adaptors for Draw-out type Emax ACB, Frame size E4
1260 | TP VR-VR Terminal Adaptors for Draw-out type Emax ACB, Frame size E1 | ACB Accessories | LV_Switchgear | 1SDA059672R1 | ABB | 0 | Terminal Adaptors | Nos. | None | Inventory | TP VR-VR Terminal Adaptors for Draw-out type Emax ACB, Frame size E1
1261 | TP VR-VR Terminal Adaptors for Draw-out type Emax ACB, Frame size E2 | ACB Accessories | LV_Switchgear | 1SDA059673R1 | ABB | 0 | Terminal Adaptors | Nos. | None | Inventory | TP VR-VR Terminal Adaptors for Draw-out type Emax ACB, Frame size E2
1262 | TP VR-VR Terminal Adaptors for Draw-out type Emax ACB, Frame size E2S | ACB Accessories | LV_Switchgear | 1SDA059674R1 | ABB | 0 | Terminal Adaptors | Nos. | None | Inventory | TP VR-VR Terminal Adaptors for Draw-out type Emax ACB, Frame size E2S
1263 | TP VR-VR Terminal Adaptors for Draw-out type Emax ACB, Frame size E3 | ACB Accessories | LV_Switchgear | 1SDA059675R1 | ABB | 0 | Terminal Adaptors | Nos. | None | Inventory | TP VR-VR Terminal Adaptors for Draw-out type Emax ACB, Frame size E3
1264 | TP VR-VR Terminal Adaptors for Draw-out type Emax ACB, Frame size E4 | ACB Accessories | LV_Switchgear | 1SDA059676R1 | ABB | 0 | Terminal Adaptors | Nos. | None | Inventory | TP VR-VR Terminal Adaptors for Draw-out type Emax ACB, Frame size E4
1265 | TP HR-VR Terminal Adaptors for Draw-out type Emax ACB, Frame size E1~ | ACB Accessories | LV_Switchgear | 1SDA059690R1~ | ABB | 0 | Terminal Adaptors | Nos. | None | Inventory | TP HR-VR Terminal Adaptors for Draw-out type Emax ACB, Frame size E1~
1266 | TP HR-VR Terminal Adaptors for Draw-out type Emax ACB, Frame size E2 | ACB Accessories | LV_Switchgear | 1SDA059691R1 | ABB | 0 | Terminal Adaptors | Nos. | None | Inventory | TP HR-VR Terminal Adaptors for Draw-out type Emax ACB, Frame size E2
1267 | TP HR-VR Terminal Adaptors for Draw-out type Emax ACB, Frame size E2S | ACB Accessories | LV_Switchgear | 1SDA059692R1 | ABB | 0 | Terminal Adaptors | Nos. | None | Inventory | TP HR-VR Terminal Adaptors for Draw-out type Emax ACB, Frame size E2S
1268 | TP HR-VR Terminal Adaptors for Draw-out type Emax ACB, Frame size E3 | ACB Accessories | LV_Switchgear | 1SDA059693R1 | ABB | 0 | Terminal Adaptors | Nos. | None | Inventory | TP HR-VR Terminal Adaptors for Draw-out type Emax ACB, Frame size E3
1269 | TP HR-VR Terminal Adaptors for Draw-out type Emax ACB, Frame size E4 | ACB Accessories | LV_Switchgear | 1SDA059694R1 | ABB | 0 | Terminal Adaptors | Nos. | None | Inventory | TP HR-VR Terminal Adaptors for Draw-out type Emax ACB, Frame size E4
1270 | TP VR-HR Terminal Adaptors for Draw-out type Emax ACB, Frame size E1 | ACB Accessories | LV_Switchgear | 1SDA059708R1 | ABB | 0 | Terminal Adaptors | Nos. | None | Inventory | TP VR-HR Terminal Adaptors for Draw-out type Emax ACB, Frame size E1
1271 | TP VR-HR Terminal Adaptors for Draw-out type Emax ACB, Frame size E2 | ACB Accessories | LV_Switchgear | 1SDA059709R1 | ABB | 0 | Terminal Adaptors | Nos. | None | Inventory | TP VR-HR Terminal Adaptors for Draw-out type Emax ACB, Frame size E2
1272 | TP VR-HR Terminal Adaptors for Draw-out type Emax ACB, Frame size E2S | ACB Accessories | LV_Switchgear | 1SDA059710R1 | ABB | 0 | Terminal Adaptors | Nos. | None | Inventory | TP VR-HR Terminal Adaptors for Draw-out type Emax ACB, Frame size E2S
1273 | TP VR-HR Terminal Adaptors for Draw-out type Emax ACB, Frame size E3 | ACB Accessories | LV_Switchgear | 1SDA059711R1 | ABB | 0 | Terminal Adaptors | Nos. | None | Inventory | TP VR-HR Terminal Adaptors for Draw-out type Emax ACB, Frame size E3
1274 | TP VR-HR Terminal Adaptors for Draw-out type Emax ACB, Frame size E4 | ACB Accessories | LV_Switchgear | 1SDA059712R1 | ABB | 0 | Terminal Adaptors | Nos. | None | Inventory | TP VR-HR Terminal Adaptors for Draw-out type Emax ACB, Frame size E4
1275 | FP HR-HR Terminal Adaptors for Draw-out type Emax ACB, Frame size E1 | ACB Accessories | LV_Switchgear | 1SDA059762R1 | ABB | 0 | Terminal Adaptors | Nos. | None | Inventory | FP HR-HR Terminal Adaptors for Draw-out type Emax ACB, Frame size E1
1276 | FP HR-HR Terminal Adaptors for Draw-out type Emax ACB, Frame size E2 | ACB Accessories | LV_Switchgear | 1SDA059763R1 | ABB | 0 | Terminal Adaptors | Nos. | None | Inventory | FP HR-HR Terminal Adaptors for Draw-out type Emax ACB, Frame size E2
1277 | FP HR-HR Terminal Adaptors for Draw-out type Emax ACB, Frame size E2S | ACB Accessories | LV_Switchgear | 1SDA059764R1 | ABB | 0 | Terminal Adaptors | Nos. | None | Inventory | FP HR-HR Terminal Adaptors for Draw-out type Emax ACB, Frame size E2S
1278 | FP HR-HR Terminal Adaptors for Draw-out type Emax ACB, Frame size E3 | ACB Accessories | LV_Switchgear | 1SDA059765R1 | ABB | 0 | Terminal Adaptors | Nos. | None | Inventory | FP HR-HR Terminal Adaptors for Draw-out type Emax ACB, Frame size E3
1279 | FP HR-HR Terminal Adaptors for Draw-out type Emax ACB, Frame size E4 | ACB Accessories | LV_Switchgear | 1SDA059766R1 | ABB | 0 | Terminal Adaptors | Nos. | None | Inventory | FP HR-HR Terminal Adaptors for Draw-out type Emax ACB, Frame size E4
1280 | FP VR-VR Terminal Adaptors for Draw-out type Emax ACB, Frame size E1 | ACB Accessories | LV_Switchgear | 1SDA059770R1 | ABB | 0 | Terminal Adaptors | Nos. | None | Inventory | FP VR-VR Terminal Adaptors for Draw-out type Emax ACB, Frame size E1
1281 | FP VR-VR Terminal Adaptors for Draw-out type Emax ACB, Frame size E2 | ACB Accessories | LV_Switchgear | 1SDA059771R1 | ABB | 0 | Terminal Adaptors | Nos. | None | Inventory | FP VR-VR Terminal Adaptors for Draw-out type Emax ACB, Frame size E2
1282 | FP VR-VR Terminal Adaptors for Draw-out type Emax ACB, Frame size E2S | ACB Accessories | LV_Switchgear | 1SDA059772R1 | ABB | 0 | Terminal Adaptors | Nos. | None | Inventory | FP VR-VR Terminal Adaptors for Draw-out type Emax ACB, Frame size E2S
1283 | FP VR-VR Terminal Adaptors for Draw-out type Emax ACB, Frame size E3 | ACB Accessories | LV_Switchgear | 1SDA059773R1 | ABB | 0 | Terminal Adaptors | Nos. | None | Inventory | FP VR-VR Terminal Adaptors for Draw-out type Emax ACB, Frame size E3
1284 | FP VR-VR Terminal Adaptors for Draw-out type Emax ACB, Frame size E4 | ACB Accessories | LV_Switchgear | 1SDA059774R1 | ABB | 0 | Terminal Adaptors | Nos. | None | Inventory | FP VR-VR Terminal Adaptors for Draw-out type Emax ACB, Frame size E4
1285 | FP HR-VR Terminal Adaptors for Draw-out type Emax ACB, Frame size E1 | ACB Accessories | LV_Switchgear | 1SDA059794R1 | ABB | 0 | Terminal Adaptors | Nos. | None | Inventory | FP HR-VR Terminal Adaptors for Draw-out type Emax ACB, Frame size E1
1286 | FP HR-VR Terminal Adaptors for Draw-out type Emax ACB, Frame size E2 | ACB Accessories | LV_Switchgear | 1SDA059795R1 | ABB | 0 | Terminal Adaptors | Nos. | None | Inventory | FP HR-VR Terminal Adaptors for Draw-out type Emax ACB, Frame size E2
1287 | FP HR-VR Terminal Adaptors for Draw-out type Emax ACB, Frame size E2S | ACB Accessories | LV_Switchgear | 1SDA059796R1 | ABB | 0 | Terminal Adaptors | Nos. | None | Inventory | FP HR-VR Terminal Adaptors for Draw-out type Emax ACB, Frame size E2S
1288 | FP HR-VR Terminal Adaptors for Draw-out type Emax ACB, Frame size E3 | ACB Accessories | LV_Switchgear | 1SDA059797R1 | ABB | 0 | Terminal Adaptors | Nos. | None | Inventory | FP HR-VR Terminal Adaptors for Draw-out type Emax ACB, Frame size E3
1289 | FP HR-VR Terminal Adaptors for Draw-out type Emax ACB, Frame size E4 | ACB Accessories | LV_Switchgear | 1SDA059798R1 | ABB | 0 | Terminal Adaptors | Nos. | None | Inventory | FP HR-VR Terminal Adaptors for Draw-out type Emax ACB, Frame size E4
1290 | FP VR-HR Terminal Adaptors for Draw-out type Emax ACB, Frame size E1 | ACB Accessories | LV_Switchgear | 1SDA059818R1 | ABB | 0 | Terminal Adaptors | Nos. | None | Inventory | FP VR-HR Terminal Adaptors for Draw-out type Emax ACB, Frame size E1
1291 | FP VR-HR Terminal Adaptors for Draw-out type Emax ACB, Frame size E2 | ACB Accessories | LV_Switchgear | 1SDA059819R1 | ABB | 0 | Terminal Adaptors | Nos. | None | Inventory | FP VR-HR Terminal Adaptors for Draw-out type Emax ACB, Frame size E2
1292 | FP VR-HR Terminal Adaptors for Draw-out type Emax ACB, Frame size E2S | ACB Accessories | LV_Switchgear | 1SDA059820R1 | ABB | 0 | Terminal Adaptors | Nos. | None | Inventory | FP VR-HR Terminal Adaptors for Draw-out type Emax ACB, Frame size E2S
1293 | FP VR-HR Terminal Adaptors for Draw-out type Emax ACB, Frame size E3 | ACB Accessories | LV_Switchgear | 1SDA059821R1 | ABB | 0 | Terminal Adaptors | Nos. | None | Inventory | FP VR-HR Terminal Adaptors for Draw-out type Emax ACB, Frame size E3
1294 | FP VR-HR Terminal Adaptors for Draw-out type Emax ACB, Frame size E4 | ACB Accessories | LV_Switchgear | 1SDA059822R1 | ABB | 0 | Terminal Adaptors | Nos. | None | Inventory | FP VR-HR Terminal Adaptors for Draw-out type Emax ACB, Frame size E4
1295 | 630A TP 36kA Tmax MCCB with O/C,S/C protection, Thermal-Magnetic Release TMA, Frame size T6-630N, Ics=Icu=36kA@415V AC | MCCB | LV_Switchgear | 1SDA060202R1 | ABB | 630A | 36kA | Nos. | None | Inventory | 630A TP 36kA Tmax MCCB with O/C,S/C protection, Thermal-Magnetic Release TMA, Frame size T6-630N, Ics=Icu=36kA@415V AC
1296 | 630A TP 50kA Tmax MCCB with O/C,S/C protection, Thermal-Magnetic Release TMA, Frame size T6-630S, Ics=Icu=50kA@415V AC | MCCB | LV_Switchgear | 1SDA060204R1 | ABB | 630A | 50kA | Nos. | None | Inventory | 630A TP 50kA Tmax MCCB with O/C,S/C protection, Thermal-Magnetic Release TMA, Frame size T6-630S, Ics=Icu=50kA@415V AC
1297 | 630A TP 70kA Tmax MCCB with O/C,S/C protection, Thermal-Magnetic Release TMA, Frame size T6-630H, Ics=Icu=70kA@415V AC | MCCB | LV_Switchgear | 1SDA060206R1 | ABB | 630A | 70kA | Nos. | None | Inventory | 630A TP 70kA Tmax MCCB with O/C,S/C protection, Thermal-Magnetic Release TMA, Frame size T6-630H, Ics=Icu=70kA@415V AC
1298 | 630A FP 36kA Tmax MCCB with O/C,S/C protection, Thermal-Magnetic Release TMA, Frame size T6-630N, Ics=Icu=36kA@415V AC | MCCB | LV_Switchgear | 1SDA060210R1 | ABB | 630A | 36kA | Nos. | None | Inventory | 630A FP 36kA Tmax MCCB with O/C,S/C protection, Thermal-Magnetic Release TMA, Frame size T6-630N, Ics=Icu=36kA@415V AC
1299 | 630A FP 50kA Tmax MCCB with O/C,S/C protection, Thermal-Magnetic Release TMA, Frame size T6-630S, Ics=Icu=50kA@415V AC | MCCB | LV_Switchgear | 1SDA060211R1 | ABB | 630A | 50kA | Nos. | None | Inventory | 630A FP 50kA Tmax MCCB with O/C,S/C protection, Thermal-Magnetic Release TMA, Frame size T6-630S, Ics=Icu=50kA@415V AC
1300 | 630A FP 70kA Tmax MCCB with O/C,S/C protection, Thermal-Magnetic Release TMA, Frame size T6-630H, Ics=Icu=70kA@415V AC | MCCB | LV_Switchgear | 1SDA060212R1 | ABB | 630A | 70kA | Nos. | None | Inventory | 630A FP 70kA Tmax MCCB with O/C,S/C protection, Thermal-Magnetic Release TMA, Frame size T6-630H, Ics=Icu=70kA@415V AC
1301 | 800A TP 36kA Tmax MCCB with O/C,S/C protection, Thermal-Magnetic Release TMA, Frame size T6-800N, Ics=Icu=36kA@415V AC | MCCB | LV_Switchgear | 1SDA060214R1 | ABB | 800A | 36kA | Nos. | None | Inventory | 800A TP 36kA Tmax MCCB with O/C,S/C protection, Thermal-Magnetic Release TMA, Frame size T6-800N, Ics=Icu=36kA@415V AC
1302 | 800A TP 50kA Tmax MCCB with O/C,S/C protection, Thermal-Magnetic Release TMA, Frame size T6-800S, Ics=Icu=50kA@415V AC | MCCB | LV_Switchgear | 1SDA060216R1 | ABB | 800A | 50kA | Nos. | None | Inventory | 800A TP 50kA Tmax MCCB with O/C,S/C protection, Thermal-Magnetic Release TMA, Frame size T6-800S, Ics=Icu=50kA@415V AC
1303 | 800A TP 70kA Tmax MCCB with O/C,S/C protection, Thermal-Magnetic Release TMA, Frame size T6-800H, Ics=Icu=70kA@415V AC | MCCB | LV_Switchgear | 1SDA060218R1 | ABB | 800A | 70kA | Nos. | None | Inventory | 800A TP 70kA Tmax MCCB with O/C,S/C protection, Thermal-Magnetic Release TMA, Frame size T6-800H, Ics=Icu=70kA@415V AC
1304 | 800A FP 36kA Tmax MCCB with O/C,S/C protection, Thermal-Magnetic Release TMA, Frame size T6-800N, Ics=Icu=36kA@415V AC | MCCB | LV_Switchgear | 1SDA060222R1 | ABB | 800A | 36kA | Nos. | None | Inventory | 800A FP 36kA Tmax MCCB with O/C,S/C protection, Thermal-Magnetic Release TMA, Frame size T6-800N, Ics=Icu=36kA@415V AC
1305 | 800A FP 50kA Tmax MCCB with O/C,S/C protection, Thermal-Magnetic Release TMA, Frame size T6-800S, Ics=Icu=50kA@415V AC | MCCB | LV_Switchgear | 1SDA060223R1 | ABB | 800A | 50kA | Nos. | None | Inventory | 800A FP 50kA Tmax MCCB with O/C,S/C protection, Thermal-Magnetic Release TMA, Frame size T6-800S, Ics=Icu=50kA@415V AC
1306 | 800A FP 70kA Tmax MCCB with O/C,S/C protection, Thermal-Magnetic Release TMA, Frame size T6-800H, Ics=Icu=70kA@415V AC | MCCB | LV_Switchgear | 1SDA060224R1 | ABB | 800A | 70kA | Nos. | None | Inventory | 800A FP 70kA Tmax MCCB with O/C,S/C protection, Thermal-Magnetic Release TMA, Frame size T6-800H, Ics=Icu=70kA@415V AC
1307 | T6N 630 PR222DS/P-LSIG In=630 3p F F | MCCB | LV_Switchgear | 1SDA060229R1 | ABB | - | - | Nos. |  | Inventory | T6N 630 PR222DS/P-LSIG In=630 3p F F
1308 | T6S 630 PR222DS/P-LSIG In=630 3p F F | MCCB | LV_Switchgear | 1SDA060239R1 | ABB | - | - | Nos. |  | Inventory | T6S 630 PR222DS/P-LSIG In=630 3p F F
1309 | T6S 630 PR222DS/P-LSIG In=630 4p F F | MCCB | LV_Switchgear | 1SDA060244R1 | ABB | - | - | Nos. |  | Inventory | T6S 630 PR222DS/P-LSIG In=630 4p F F
1310 | 800A TP 36kA Tmax MCCB with O/C,S/C protection, Microprocessor based Release PR221-LS/I, Frame size T6-800N, Ics=Icu=36kA@415V AC | MCCB | LV_Switchgear | 1SDA060268R1 | ABB | 800A | 36kA | Nos. | None | Inventory | 800A TP 36kA Tmax MCCB with O/C,S/C protection, Microprocessor based Release PR221-LS/I, Frame size T6-800N, Ics=Icu=36kA@415V AC
1311 | 800A TP 36kA Tmax MCCB with S/C protection, Microprocessor based Release PR221DS-I, Frame size T6-800N, Ics=Icu=36kA@415V AC | MCCB | LV_Switchgear | 1SDA060269R1 | ABB | 800A | 36kA | Nos. | None | Inventory | 800A TP 36kA Tmax MCCB with S/C protection, Microprocessor based Release PR221DS-I, Frame size T6-800N, Ics=Icu=36kA@415V AC
1312 | 800A TP 36kA Tmax MCCB with O/C,S/C,E/F protection, Microprocessor based Release PR222DS/P-LSIG, Frame size T6-800N, Ics=Icu=36kA@415V AC | MCCB | LV_Switchgear | 1SDA060271R1 | ABB | 800A | 36kA | Nos. | None | Inventory | 800A TP 36kA Tmax MCCB with O/C,S/C,E/F protection, Microprocessor based Release PR222DS/P-LSIG, Frame size T6-800N, Ics=Icu=36kA@415V AC
1313 | 800A FP 36kA Tmax MCCB with O/C,S/C protection, Microprocessor based Release PR221-LS/I, Frame size T6-800N, Ics=Icu=36kA@415V AC | MCCB | LV_Switchgear | 1SDA060273R1 | ABB | 800A | 36kA | Nos. | None | Inventory | 800A FP 36kA Tmax MCCB with O/C,S/C protection, Microprocessor based Release PR221-LS/I, Frame size T6-800N, Ics=Icu=36kA@415V AC
1314 | 800A FP 36kA Tmax MCCB with O/C,S/C,E/F protection, Microprocessor based Release PR222DS/P-LSIG, Frame size T6-800N, Ics=Icu=36kA@415V AC | MCCB | LV_Switchgear | 1SDA060276R1 | ABB | 800A | 36kA | Nos. | None | Inventory | 800A FP 36kA Tmax MCCB with O/C,S/C,E/F protection, Microprocessor based Release PR222DS/P-LSIG, Frame size T6-800N, Ics=Icu=36kA@415V AC
1315 | 800A TP 50kA Tmax MCCB with O/C,S/C protection, Microprocessor based Release PR221-LS/I, Frame size T6-800S, Ics=Icu=50kA@415V AC | MCCB | LV_Switchgear | 1SDA060278R1 | ABB | 800A | 50kA | Nos. | None | Inventory | 800A TP 50kA Tmax MCCB with O/C,S/C protection, Microprocessor based Release PR221-LS/I, Frame size T6-800S, Ics=Icu=50kA@415V AC
1316 | 800A TP 50kA Tmax MCCB with S/C protection, Microprocessor based Release PR221DS-I, Frame size T6-800S, Ics=Icu=50kA@415V AC | MCCB | LV_Switchgear | 1SDA060279R1 | ABB | 800A | 50kA | Nos. | None | Inventory | 800A TP 50kA Tmax MCCB with S/C protection, Microprocessor based Release PR221DS-I, Frame size T6-800S, Ics=Icu=50kA@415V AC
1317 | 800A TP 50kA Tmax MCCB with O/C,S/C,E/F protection, Microprocessor based Release PR222DS/P-LSIG, Frame size T6-800S, Ics=Icu=50kA@415V AC | MCCB | LV_Switchgear | 1SDA060281R1 | ABB | 800A | 50kA | Nos. | None | Inventory | 800A TP 50kA Tmax MCCB with O/C,S/C,E/F protection, Microprocessor based Release PR222DS/P-LSIG, Frame size T6-800S, Ics=Icu=50kA@415V AC
1318 | 800A FP 50kA Tmax MCCB with O/C,S/C protection, Microprocessor based Release PR221-LS/I, Frame size T6-800S, Ics=Icu=50kA@415V AC | MCCB | LV_Switchgear | 1SDA060283R1 | ABB | 800A | 50kA | Nos. | None | Inventory | 800A FP 50kA Tmax MCCB with O/C,S/C protection, Microprocessor based Release PR221-LS/I, Frame size T6-800S, Ics=Icu=50kA@415V AC
1319 | 800A FP 50kA Tmax MCCB with O/C,S/C,E/F protection, Microprocessor based Release PR222DS/P-LSIG, Frame size T6-800S, Ics=Icu=50kA@415V AC | MCCB | LV_Switchgear | 1SDA060286R1 | ABB | 800A | 50kA | Nos. | None | Inventory | 800A FP 50kA Tmax MCCB with O/C,S/C,E/F protection, Microprocessor based Release PR222DS/P-LSIG, Frame size T6-800S, Ics=Icu=50kA@415V AC
1320 | 800A TP 70kA Tmax MCCB with O/C,S/C protection, Microprocessor based Release PR221-LS/I, Frame size T6-800H, Ics=Icu=70kA@415V AC | MCCB | LV_Switchgear | 1SDA060289R1 | ABB | 800A | 70kA | Nos. | None | Inventory | 800A TP 70kA Tmax MCCB with O/C,S/C protection, Microprocessor based Release PR221-LS/I, Frame size T6-800H, Ics=Icu=70kA@415V AC
1321 | 800A TP 70kA Tmax MCCB with S/C protection, Microprocessor based Release PR221DS-I, Frame size T6-800H, Ics=Icu=70kA@415V AC | MCCB | LV_Switchgear | 1SDA060290R1 | ABB | 800A | 70kA | Nos. | None | Inventory | 800A TP 70kA Tmax MCCB with S/C protection, Microprocessor based Release PR221DS-I, Frame size T6-800H, Ics=Icu=70kA@415V AC
1322 | 800A TP 70kA Tmax MCCB with O/C,S/C,E/F protection, Microprocessor based Release PR222DS/P-LSIG, Frame size T6-800H, Ics=Icu=70kA@415V AC | MCCB | LV_Switchgear | 1SDA060292R1 | ABB | 800A | 70kA | Nos. | None | Inventory | 800A TP 70kA Tmax MCCB with O/C,S/C,E/F protection, Microprocessor based Release PR222DS/P-LSIG, Frame size T6-800H, Ics=Icu=70kA@415V AC
1323 | 800A FP 70kA Tmax MCCB with O/C,S/C protection, Microprocessor based Release PR221-LS/I, Frame size T6-800H, Ics=Icu=70kA@415V AC | MCCB | LV_Switchgear | 1SDA060294R1 | ABB | 800A | 70kA | Nos. | None | Inventory | 800A FP 70kA Tmax MCCB with O/C,S/C protection, Microprocessor based Release PR221-LS/I, Frame size T6-800H, Ics=Icu=70kA@415V AC
1324 | 800A FP 70kA Tmax MCCB with O/C,S/C,E/F protection, Microprocessor based Release PR222DS/P-LSIG, Frame size T6-800H, Ics=Icu=70kA@415V AC | MCCB | LV_Switchgear | 1SDA060297R1 | ABB | 800A | 70kA | Nos. | None | Inventory | 800A FP 70kA Tmax MCCB with O/C,S/C,E/F protection, Microprocessor based Release PR222DS/P-LSIG, Frame size T6-800H, Ics=Icu=70kA@415V AC
1325 | 630A TP Tmax MCCB Switch Disconnector, Frame size T6-630D | Switch Disconnector | LV_Switchgear | 1SDA060343R1 | ABB | 630A | MCCB Switch Disconnector | Nos. | None | Inventory | 630A TP Tmax MCCB Switch Disconnector, Frame size T6-630D
1326 | 630A FP Tmax MCCB Switch Disconnector, Frame size T6-630D | Switch Disconnector | LV_Switchgear | 1SDA060344R1 | ABB | 630A | MCCB Switch Disconnector | Nos. | None | Inventory | 630A FP Tmax MCCB Switch Disconnector, Frame size T6-630D
1327 | 800A TP Tmax MCCB Switch Disconnector, Frame size T6-800D | Switch Disconnector | LV_Switchgear | 1SDA060345R1 | ABB | 800A | MCCB Switch Disconnector | Nos. | None | Inventory | 800A TP Tmax MCCB Switch Disconnector, Frame size T6-800D
1328 | 800A FP Tmax MCCB Switch Disconnector, Frame size T6-800D | Switch Disconnector | LV_Switchgear | 1SDA060346R1 | ABB | 800A | MCCB Switch Disconnector | Nos. | None | Inventory | 800A FP Tmax MCCB Switch Disconnector, Frame size T6-800D
1329 | Motor mechanism MOE 24V DC for Tmax MCCB, Frame size T6 | MCCB Accessories | LV_Switchgear | 1SDA060395R1 | ABB | 0 | Motor | Nos. | None | Inventory | Motor mechanism MOE 24V DC for Tmax MCCB, Frame size T6
1330 | Motor mechanism MOE 48-60V DC for Tmax MCCB, Frame size T6 | MCCB Accessories | LV_Switchgear | 1SDA060396R1 | ABB | 0 | Motor | Nos. | None | Inventory | Motor mechanism MOE 48-60V DC for Tmax MCCB, Frame size T6
1331 | Motor mechanism MOE 110-125V AC/DC for Tmax MCCB, Frame size T6 | MCCB Accessories | LV_Switchgear | 1SDA060397R1 | ABB | 0 | Motor | Nos. | None | Inventory | Motor mechanism MOE 110-125V AC/DC for Tmax MCCB, Frame size T6
1332 | Motor mechanism MOE 220-250V AC/DC for Tmax MCCB, Frame size T6 | MCCB Accessories | LV_Switchgear | 1SDA060398R1 | ABB | 0 | Motor | Nos. | None | Inventory | Motor mechanism MOE 220-250V AC/DC for Tmax MCCB, Frame size T6
1333 | Motor mechanism MOE 380V AC for Tmax MCCB, Frame size T6 | MCCB Accessories | LV_Switchgear | 1SDA060399R1 | ABB | 0 | Motor | Nos. | None | Inventory | Motor mechanism MOE 380V AC for Tmax MCCB, Frame size T6
1334 | RHD T6 F STAND. DIRECT | MCCB Accessories | LV_Switchgear | 1SDA060405R1 | ABB | - | - | Nos. |  | Inventory | RHD T6 F STAND. DIRECT
1335 | Extended rotary handle RHE for fixed type Tmax MCCB, Frame size T6 | MCCB Accessories | LV_Switchgear | 1SDA060409R1 | ABB | 0 | Rotary Handle | Nos. | None | Inventory | Extended rotary handle RHE for fixed type Tmax MCCB, Frame size T6
1336 | Extended rotary handle RHE for withdrawable type Tmax MCCB, Frame size T6 | MCCB Accessories | LV_Switchgear | 1SDA060411R1 | ABB | 0 | Rotary Handle | Nos. | None | Inventory | Extended rotary handle RHE for withdrawable type Tmax MCCB, Frame size T6
1337 | REAR TERMINALS ADJUSTABLE 6pcs T6 | MCCB Accessories | LV_Switchgear | 1SDA060427R1 | ABB | - | - | Nos. |  | Inventory | REAR TERMINALS ADJUSTABLE 6pcs T6
1338 | KIT R T6 8pcs | MCCB Accessories | LV_Switchgear | 1SDA060428R1 | ABB | 0 | - | Nos. |  | Inventory | KIT R T6 8pcs
1339 | 1000A TP 36kA Tmax MCCB with O/C,S/C protection, Microprocessor based Release PR221-LS/I, Frame size T6-1000N, Ics=Icu=36kA@415V AC | MCCB | LV_Switchgear | 1SDA060537R1 | ABB | 1000A | 36kA | Nos. | None | Inventory | 1000A TP 36kA Tmax MCCB with O/C,S/C protection, Microprocessor based Release PR221-LS/I, Frame size T6-1000N, Ics=Icu=36kA@415V AC
1340 | 1000A TP 36kA Tmax MCCB with S/C protection, Microprocessor based Release PR221DS-I, Frame size T6-1000N, Ics=Icu=36kA@415V AC | MCCB | LV_Switchgear | 1SDA060538R1 | ABB | 1000A | 36kA | Nos. | None | Inventory | 1000A TP 36kA Tmax MCCB with S/C protection, Microprocessor based Release PR221DS-I, Frame size T6-1000N, Ics=Icu=36kA@415V AC
1341 | 1000A TP 36kA Tmax MCCB with O/C,S/C,E/F protection, Microprocessor based Release PR222DS/P-LSIG, Frame size T6-1000N, Ics=Icu=36kA@415V AC | MCCB | LV_Switchgear | 1SDA060540R1 | ABB | 1000A | 36kA | Nos. | None | Inventory | 1000A TP 36kA Tmax MCCB with O/C,S/C,E/F protection, Microprocessor based Release PR222DS/P-LSIG, Frame size T6-1000N, Ics=Icu=36kA@415V AC
1342 | 1000A FP 36kA Tmax MCCB with O/C,S/C protection, Microprocessor based Release PR221-LS/I, Frame size T6-1000N, Ics=Icu=36kA@415V AC | MCCB | LV_Switchgear | 1SDA060542R1 | ABB | 1000A | 36kA | Nos. | None | Inventory | 1000A FP 36kA Tmax MCCB with O/C,S/C protection, Microprocessor based Release PR221-LS/I, Frame size T6-1000N, Ics=Icu=36kA@415V AC
1343 | 1000A FP 36kA Tmax MCCB with O/C,S/C,E/F protection, Microprocessor based Release PR222DS/P-LSIG, Frame size T6-1000N, Ics=Icu=36kA@415V AC | MCCB | LV_Switchgear | 1SDA060545R1 | ABB | 1000A | 36kA | Nos. | None | Inventory | 1000A FP 36kA Tmax MCCB with O/C,S/C,E/F protection, Microprocessor based Release PR222DS/P-LSIG, Frame size T6-1000N, Ics=Icu=36kA@415V AC
1344 | 1000A TP 50kA Tmax MCCB with O/C,S/C protection, Microprocessor based Release PR221-LS/I, Frame size T6-1000S, Ics=Icu=50kA@415V AC | MCCB | LV_Switchgear | 1SDA060547R1 | ABB | 1000A | 50kA | Nos. | None | Inventory | 1000A TP 50kA Tmax MCCB with O/C,S/C protection, Microprocessor based Release PR221-LS/I, Frame size T6-1000S, Ics=Icu=50kA@415V AC
1345 | 1000A TP 50kA Tmax MCCB with S/C protection, Microprocessor based Release PR221DS-I, Frame size T6-1000S, Ics=Icu=50kA@415V AC | MCCB | LV_Switchgear | 1SDA060548R1 | ABB | 1000A | 50kA | Nos. | None | Inventory | 1000A TP 50kA Tmax MCCB with S/C protection, Microprocessor based Release PR221DS-I, Frame size T6-1000S, Ics=Icu=50kA@415V AC
1346 | 1000A TP 50kA Tmax MCCB with O/C,S/C,E/F protection, Microprocessor based Release PR222DS/P-LSIG, Frame size T6-1000S, Ics=Icu=50kA@415V AC | MCCB | LV_Switchgear | 1SDA060554R1 | ABB | 1000A | 50kA | Nos. | None | Inventory | 1000A TP 50kA Tmax MCCB with O/C,S/C,E/F protection, Microprocessor based Release PR222DS/P-LSIG, Frame size T6-1000S, Ics=Icu=50kA@415V AC
1347 | 1000A FP 50kA Tmax MCCB with O/C,S/C protection, Microprocessor based Release PR221-LS/I, Frame size T6-1000S, Ics=Icu=50kA@415V AC | MCCB | LV_Switchgear | 1SDA060556R1 | ABB | 1000A | 50kA | Nos. | None | Inventory | 1000A FP 50kA Tmax MCCB with O/C,S/C protection, Microprocessor based Release PR221-LS/I, Frame size T6-1000S, Ics=Icu=50kA@415V AC
1348 | 1000A FP 50kA Tmax MCCB with O/C,S/C,E/F protection, Microprocessor based Release PR222DS/P-LSIG, Frame size T6-1000S, Ics=Icu=50kA@415V AC | MCCB | LV_Switchgear | 1SDA060559R1 | ABB | 1000A | 50kA | Nos. | None | Inventory | 1000A FP 50kA Tmax MCCB with O/C,S/C,E/F protection, Microprocessor based Release PR222DS/P-LSIG, Frame size T6-1000S, Ics=Icu=50kA@415V AC
1349 | 1000A TP 70kA Tmax MCCB with O/C,S/C protection, Microprocessor based Release PR221-LS/I, Frame size T6-1000H, Ics=Icu=70kA@415V AC | MCCB | LV_Switchgear | 1SDA060561R1 | ABB | 1000A | 70kA | Nos. | None | Inventory | 1000A TP 70kA Tmax MCCB with O/C,S/C protection, Microprocessor based Release PR221-LS/I, Frame size T6-1000H, Ics=Icu=70kA@415V AC
1350 | 1000A TP 70kA Tmax MCCB with S/C protection, Microprocessor based Release PR221DS-I, Frame size T6-1000H, Ics=Icu=70kA@415V AC | MCCB | LV_Switchgear | 1SDA060562R1 | ABB | 1000A | 70kA | Nos. | None | Inventory | 1000A TP 70kA Tmax MCCB with S/C protection, Microprocessor based Release PR221DS-I, Frame size T6-1000H, Ics=Icu=70kA@415V AC
1351 | 1000A TP 70kA Tmax MCCB with O/C,S/C,E/F protection, Microprocessor based Release PR222DS/P-LSIG, Frame size T6-1000H, Ics=Icu=70kA@415V AC | MCCB | LV_Switchgear | 1SDA060564R1 | ABB | 1000A | 70kA | Nos. | None | Inventory | 1000A TP 70kA Tmax MCCB with O/C,S/C,E/F protection, Microprocessor based Release PR222DS/P-LSIG, Frame size T6-1000H, Ics=Icu=70kA@415V AC
1352 | 1000A FP 70kA Tmax MCCB with O/C,S/C protection, Microprocessor based Release PR221-LS/I, Frame size T6-1000H, Ics=Icu=70kA@415V AC | MCCB | LV_Switchgear | 1SDA060566R1 | ABB | 1000A | 70kA | Nos. | None | Inventory | 1000A FP 70kA Tmax MCCB with O/C,S/C protection, Microprocessor based Release PR221-LS/I, Frame size T6-1000H, Ics=Icu=70kA@415V AC
1353 | 1000A FP 70kA Tmax MCCB with O/C,S/C,E/F protection, Microprocessor based Release PR222DS/P-LSIG, Frame size T6-1000H, Ics=Icu=70kA@415V AC | MCCB | LV_Switchgear | 1SDA060569R1 | ABB | 1000A | 70kA | Nos. | None | Inventory | 1000A FP 70kA Tmax MCCB with O/C,S/C,E/F protection, Microprocessor based Release PR222DS/P-LSIG, Frame size T6-1000H, Ics=Icu=70kA@415V AC
1354 | 1000A TP Tmax MCCB Switch Disconnector, Frame size T6-1000D | Switch Disconnector | LV_Switchgear | 1SDA060594R1 | ABB | 1000A | MCCB Switch Disconnector | Nos. | None | Inventory | 1000A TP Tmax MCCB Switch Disconnector, Frame size T6-1000D
1355 | 1000A FP Tmax MCCB Switch Disconnector, Frame size T6-1000D | Switch Disconnector | LV_Switchgear | 1SDA060595R1 | ABB | 1000A | MCCB Switch Disconnector | Nos. | None | Inventory | 1000A FP Tmax MCCB Switch Disconnector, Frame size T6-1000D
1356 | Key lock for front/rotary handle (N.20005) type Tmax MCCB, Frame size T6 | MCCB Accessories | LV_Switchgear | 1SDA060659R1 | ABB | 0 | Rotary Handle | Nos. |  | Inventory | Key lock for front/rotary handle (N.20005) type Tmax MCCB, Frame size T6
1357 | T7S 800 PR331/P LSIG In=800A 3p F F | MCCB | LV_Switchgear | 1SDA061965R1 | ABB | - | - | Nos. |  | Inventory | T7S 800 PR331/P LSIG In=800A 3p F F
1358 | T7S 800 PR331/P LSIG In=800A 4p F F M | MCCB | LV_Switchgear | 1SDA061991R1 | ABB | 800A | - | Nos. |  | Inventory | T7S 800 PR331/P LSIG In=800A 4p F F M
1359 | 1000A TP Tmax MCCB Switch Disconnector, Frame size T7-1000D | Switch Disconnector | LV_Switchgear | 1SDA062032R1 | ABB | 1000A | MCCB Switch Disconnector | Nos. | None | Inventory | 1000A TP Tmax MCCB Switch Disconnector, Frame size T7-1000D
1360 | 1000A FP Tmax MCCB Switch Disconnector, Frame size T7-1000D | Switch Disconnector | LV_Switchgear | 1SDA062033R1 | ABB | 1000A | MCCB Switch Disconnector | Nos. | None | Inventory | 1000A FP Tmax MCCB Switch Disconnector, Frame size T7-1000D
1361 | 1250A TP Tmax MCCB Switch Disconnector, Frame size T7-1250D | Switch Disconnector | LV_Switchgear | 1SDA062036R1 | ABB | 1250A | MCCB Switch Disconnector | Nos. | None | Inventory | 1250A TP Tmax MCCB Switch Disconnector, Frame size T7-1250D
1362 | 1250A FP Tmax MCCB Switch Disconnector, Frame size T7-1250D | Switch Disconnector | LV_Switchgear | 1SDA062037R1 | ABB | 1250A | MCCB Switch Disconnector | Nos. | None | Inventory | 1250A FP Tmax MCCB Switch Disconnector, Frame size T7-1250D
1363 | 1600A TP Tmax MCCB Switch Disconnector, Frame size T7-1600D | Switch Disconnector | LV_Switchgear | 1SDA062040R1 | ABB | 1600A | MCCB Switch Disconnector | Nos. | None | Inventory | 1600A TP Tmax MCCB Switch Disconnector, Frame size T7-1600D
1364 | 1600A FP Tmax MCCB Switch Disconnector, Frame size T7-1600D | Switch Disconnector | LV_Switchgear | 1SDA062041R1 | ABB | 1600A | MCCB Switch Disconnector | Nos. | None | Inventory | 1600A FP Tmax MCCB Switch Disconnector, Frame size T7-1600D
1365 | UVR T7-T7M-X1 415...440Va.c. | MCCB Accessories | LV_Switchgear | 1SDA062094R1 | ABB | 0 | - | Nos. |  | Inventory | UVR T7-T7M-X1 415...440Va.c.
1366 | 2 CHANGEOVER CONTACTS OPEN-CLOSED V <(><<)> 400V AC T7-T7M-X1 | MCCB Accessories | LV_Switchgear | 1SDA062102R1 | ABB | 0 | Aux./Trip Contact | Nos. |  | Inventory | 2 CHANGEOVER CONTACTS OPEN-CLOSED V <(><<)> 400V AC T7-T7M-X1
1367 | 1 CHANGEOVER CONTACT OPEN-CLOSED + 1 CHANGEOVER FOR TRIPPED INDICATION, AUX T7 1Q + 1SY 400Va.c. | MCCB Accessories | LV_Switchgear | 1SDA062104R1 | ABB | - | - | Nos. |  | Inventory | 1 CHANGEOVER CONTACT OPEN-CLOSED + 1 CHANGEOVER FOR TRIPPED INDICATION, AUX T7 1Q + 1SY 400Va.c.
1368 | GEAR.MOTOR DEVICE T7M-X1 220...250Vac/dc | MCCB Accessories | LV_Switchgear | 1SDA062116R1 | ABB | 0 | - | Nos. |  | Inventory | GEAR.MOTOR DEVICE T7M-X1 220...250Vac/dc
1369 | RHD T7 F/W NORM. DIRECT | MCCB Accessories | LV_Switchgear | 1SDA062120R1 | ABB | - | - | Nos. |  | Inventory | RHD T7 F/W NORM. DIRECT
1370 | Extended rotary handle RHE for fixed/plug-in type Tmax MCCB, Frame size T7 | MCCB Accessories | LV_Switchgear | 1SDA062122R1 | ABB | 0 | Rotary Handle | Nos. | None | Inventory | Extended rotary handle RHE for fixed/plug-in type Tmax MCCB, Frame size T7
1371 | 1250A TP 50kA Tmax MCCB with S/C protection, Microprocessor based Release PR231/P-I, Frame size T7-1250S, Ics=Icu=50kA@415V AC | MCCB | LV_Switchgear | 1SDA062865R1 | ABB | 1250A | 50kA | Nos. | None | Inventory | 1250A TP 50kA Tmax MCCB with S/C protection, Microprocessor based Release PR231/P-I, Frame size T7-1250S, Ics=Icu=50kA@415V AC
1372 | 1250A TP 50kA Tmax MCCB with O/C,S/C protection, Microprocessor based Release PR231/P-LS/I, Frame size T7-1250S, Ics=Icu=50kA@415V AC | MCCB | LV_Switchgear | 1SDA062866R1 | ABB | 1250A | 50kA | Nos. | None | Inventory | 1250A TP 50kA Tmax MCCB with O/C,S/C protection, Microprocessor based Release PR231/P-LS/I, Frame size T7-1250S, Ics=Icu=50kA@415V AC
1373 | 1250A TP 50kA Tmax MCCB with O/C,S/C,E/F protection, Microprocessor based Release PR331/P-LSIG, Frame size T7-1250S, Ics=Icu=50kA@415V AC | MCCB | LV_Switchgear | 1SDA062868R1 | ABB | 1250A | 50kA | Nos. | None | Inventory | 1250A TP 50kA Tmax MCCB with O/C,S/C,E/F protection, Microprocessor based Release PR331/P-LSIG, Frame size T7-1250S, Ics=Icu=50kA@415V AC
1374 | 1250A FP 50kA Tmax MCCB with O/C,S/C protection, Microprocessor based Release PR231/P-LS/I, Frame size T7-1250S, Ics=Icu=50kA@415V AC | MCCB | LV_Switchgear | 1SDA062874R1 | ABB | 1250A | 50kA | Nos. | None | Inventory | 1250A FP 50kA Tmax MCCB with O/C,S/C protection, Microprocessor based Release PR231/P-LS/I, Frame size T7-1250S, Ics=Icu=50kA@415V AC
1375 | 1250A FP 50kA Tmax MCCB with O/C,S/C,E/F protection, Microprocessor based Release PR331/P-LSIG, Frame size T7-1250S, Ics=Icu=50kA@415V AC | MCCB | LV_Switchgear | 1SDA062876R1 | ABB | 1250A | 50kA | Nos. | None | Inventory | 1250A FP 50kA Tmax MCCB with O/C,S/C,E/F protection, Microprocessor based Release PR331/P-LSIG, Frame size T7-1250S, Ics=Icu=50kA@415V AC
1376 | 1250A TP 70kA Tmax MCCB with S/C protection, Microprocessor based Release PR231/P-I, Frame size T7-1250H, Ics=Icu=70kA@415V AC | MCCB | LV_Switchgear | 1SDA062897R1 | ABB | 1250A | 70kA | Nos. | None | Inventory | 1250A TP 70kA Tmax MCCB with S/C protection, Microprocessor based Release PR231/P-I, Frame size T7-1250H, Ics=Icu=70kA@415V AC
1377 | 1250A TP 70kA Tmax MCCB with O/C,S/C protection, Microprocessor based Release PR231/P-LS/I, Frame size T7-1250H, Ics=Icu=70kA@415V AC | MCCB | LV_Switchgear | 1SDA062898R1 | ABB | 1250A | 70kA | Nos. | None | Inventory | 1250A TP 70kA Tmax MCCB with O/C,S/C protection, Microprocessor based Release PR231/P-LS/I, Frame size T7-1250H, Ics=Icu=70kA@415V AC
1378 | 1250A TP 70kA Tmax MCCB with O/C,S/C,E/F protection, Microprocessor based Release PR331/P-LSIG, Frame size T7-1250H, Ics=Icu=70kA@415V AC | MCCB | LV_Switchgear | 1SDA062900R1 | ABB | 1250A | 70kA | Nos. | None | Inventory | 1250A TP 70kA Tmax MCCB with O/C,S/C,E/F protection, Microprocessor based Release PR331/P-LSIG, Frame size T7-1250H, Ics=Icu=70kA@415V AC
1379 | 1250A FP 70kA Tmax MCCB with O/C,S/C protection, Microprocessor based Release PR231/P-LS/I, Frame size T7-1250H, Ics=Icu=70kA@415V AC | MCCB | LV_Switchgear | 1SDA062906R1 | ABB | 1250A | 70kA | Nos. | None | Inventory | 1250A FP 70kA Tmax MCCB with O/C,S/C protection, Microprocessor based Release PR231/P-LS/I, Frame size T7-1250H, Ics=Icu=70kA@415V AC
1380 | 1250A FP 70kA Tmax MCCB with O/C,S/C,E/F protection, Microprocessor based Release PR331/P-LSIG, Frame size T7-1250H, Ics=Icu=70kA@415V AC | MCCB | LV_Switchgear | 1SDA062908R1 | ABB | 1250A | 70kA | Nos. | None | Inventory | 1250A FP 70kA Tmax MCCB with O/C,S/C,E/F protection, Microprocessor based Release PR331/P-LSIG, Frame size T7-1250H, Ics=Icu=70kA@415V AC
1381 | 1600A TP 50kA Tmax MCCB with S/C protection, Microprocessor based Release PR231/P-I, Frame size T7-1600S, Ics=Icu=50kA@415V AC | MCCB | LV_Switchgear | 1SDA062993R1 | ABB | 1600A | 50kA | Nos. | None | Inventory | 1600A TP 50kA Tmax MCCB with S/C protection, Microprocessor based Release PR231/P-I, Frame size T7-1600S, Ics=Icu=50kA@415V AC
1382 | 1600A TP 50kA Tmax MCCB with O/C,S/C protection, Microprocessor based Release PR231/P-LS/I, Frame size T7-1600S, Ics=Icu=50kA@415V AC | MCCB | LV_Switchgear | 1SDA062994R1 | ABB | 1600A | 50kA | Nos. | None | Inventory | 1600A TP 50kA Tmax MCCB with O/C,S/C protection, Microprocessor based Release PR231/P-LS/I, Frame size T7-1600S, Ics=Icu=50kA@415V AC
1383 | 1600A TP 50kA Tmax MCCB with O/C,S/C,E/F protection, Microprocessor based Release PR331/P-LSIG, Frame size T7-1600S, Ics=Icu=50kA@415V AC | MCCB | LV_Switchgear | 1SDA062996R1 | ABB | 1600A | 50kA | Nos. | None | Inventory | 1600A TP 50kA Tmax MCCB with O/C,S/C,E/F protection, Microprocessor based Release PR331/P-LSIG, Frame size T7-1600S, Ics=Icu=50kA@415V AC
1384 | 1600A FP 50kA Tmax MCCB with O/C,S/C protection, Microprocessor based Release PR231/P-LS/I, Frame size T7-1600S, Ics=Icu=50kA@415V AC | MCCB | LV_Switchgear | 1SDA063002R1 | ABB | 1600A | 50kA | Nos. | None | Inventory | 1600A FP 50kA Tmax MCCB with O/C,S/C protection, Microprocessor based Release PR231/P-LS/I, Frame size T7-1600S, Ics=Icu=50kA@415V AC
1385 | 1600A FP 50kA Tmax MCCB with O/C,S/C,E/F protection, Microprocessor based Release PR331/P-LSIG, Frame size T7-1600S, Ics=Icu=50kA@415V AC | MCCB | LV_Switchgear | 1SDA063004R1 | ABB | 1600A | 50kA | Nos. | None | Inventory | 1600A FP 50kA Tmax MCCB with O/C,S/C,E/F protection, Microprocessor based Release PR331/P-LSIG, Frame size T7-1600S, Ics=Icu=50kA@415V AC
1386 | 1600A TP 70kA Tmax MCCB with S/C protection, Microprocessor based Release PR231/P-I, Frame size T7-1600H, Ics=Icu=70kA@415V AC | MCCB | LV_Switchgear | 1SDA063025R1 | ABB | 1600A | 70kA | Nos. | None | Inventory | 1600A TP 70kA Tmax MCCB with S/C protection, Microprocessor based Release PR231/P-I, Frame size T7-1600H, Ics=Icu=70kA@415V AC
1387 | 1600A TP 70kA Tmax MCCB with O/C,S/C protection, Microprocessor based Release PR231/P-LS/I, Frame size T7-1600H, Ics=Icu=70kA@415V AC | MCCB | LV_Switchgear | 1SDA063026R1 | ABB | 1600A | 70kA | Nos. | None | Inventory | 1600A TP 70kA Tmax MCCB with O/C,S/C protection, Microprocessor based Release PR231/P-LS/I, Frame size T7-1600H, Ics=Icu=70kA@415V AC
1388 | 1600A TP 70kA Tmax MCCB with O/C,S/C,E/F protection, Microprocessor based Release PR331/P-LSIG, Frame size T7-1600H, Ics=Icu=70kA@415V AC | MCCB | LV_Switchgear | 1SDA063028R1 | ABB | 1600A | 70kA | Nos. | None | Inventory | 1600A TP 70kA Tmax MCCB with O/C,S/C,E/F protection, Microprocessor based Release PR331/P-LSIG, Frame size T7-1600H, Ics=Icu=70kA@415V AC
1389 | 1600A FP 70kA Tmax MCCB with O/C,S/C protection, Microprocessor based Release PR231/P-LS/I, Frame size T7-1600H, Ics=Icu=70kA@415V AC | MCCB | LV_Switchgear | 1SDA063034R1 | ABB | 1600A | 70kA | Nos. | None | Inventory | 1600A FP 70kA Tmax MCCB with O/C,S/C protection, Microprocessor based Release PR231/P-LS/I, Frame size T7-1600H, Ics=Icu=70kA@415V AC
1390 | 1600A FP 70kA Tmax MCCB with O/C,S/C,E/F protection, Microprocessor based Release PR331/P-LSIG, Frame size T7-1600H, Ics=Icu=70kA@415V AC | MCCB | LV_Switchgear | 1SDA063036R1 | ABB | 1600A | 70kA | Nos. | None | Inventory | 1600A FP 70kA Tmax MCCB with O/C,S/C,E/F protection, Microprocessor based Release PR331/P-LSIG, Frame size T7-1600H, Ics=Icu=70kA@415V AC
1391 | REAR TERMINALS ADJUSTABLE 6pcs T7-T7M-X1 | MCCB Accessories | LV_Switchgear | 1SDA063118R1 | ABB | - | - | Nos. |  | Inventory | REAR TERMINALS ADJUSTABLE 6pcs T7-T7M-X1
1392 | KIT R T7-T7M-X1 8pcs | MCCB Accessories | LV_Switchgear | 1SDA063119R1 | ABB | 0 | - | Nos. |  | Inventory | KIT R T7-T7M-X1 8pcs
1393 | 400A, TP, 1000V AC MCCB with O/C,S/C protection, Thermo-Magnetic Release, TMA, Icu =20kA , Ics = 10kA, insulation voltage 1000V , T5V 400 | MCCB | LV_Switchgear | 1SDA063438R1 | ABB | 400A | 10kA | Nos. |  | Inventory | 400A, TP, 1000V AC MCCB with O/C,S/C protection, Thermo-Magnetic Release, TMA, Icu =20kA , Ics = 10kA, insulation voltage 1000V , T5V 400
1394 | SHUNT OPENING RELEASE 220...240V AC-DC T7-T7M-X1 | MCCB Accessories | LV_Switchgear | 1SDA063548R1 | ABB | - | - | Nos. |  | Inventory | SHUNT OPENING RELEASE 220...240V AC-DC T7-T7M-X1
2238 | 2POLE,16A AC SH202M-C16 , | MCB | SWITCHGEAR | 1SYS271011R164 | ABB | _ | NA | Nos |  | Inventory | 2POLE,16A AC SH202M-C16 ,
1396 | 1 CHANGEOVER FOR TRIPPED INDICATION SA V <(><<)> 250V AC T7M-X1 | MCCB Accessories | LV_Switchgear | 1SDA063553R1 | ABB | 0 | Aux./Trip Contact | Nos. |  | Inventory | 1 CHANGEOVER FOR TRIPPED INDICATION SA V <(><<)> 250V AC T7M-X1
1397 | KIT CONVERSION WITH FRONT TERMINALS FOR FIXED VERSION 1000V 3p/4p (EXTRA-CODE) T4-T5L/V 1000V(EX) | MCCB Accessories | LV_Switchgear | 1SDA065722R1 | ABB | - | - | Nos. |  | Inventory | KIT CONVERSION WITH FRONT TERMINALS FOR FIXED VERSION 1000V 3p/4p (EXTRA-CODE) T4-T5L/V 1000V(EX)
1398 | Extended Rotary Handle Operating Mechanism-Extended, MCCB Frame: A1-A2 | MCCB Accessories | LV_Switchgear | 1SDA066158R1 | ABB | 0 | Rotary Handle | Nos. |  | Inventory | Extended Rotary Handle Operating Mechanism-Extended, MCCB Frame: A1-A2
1399 | Shunt release for MCCB (110V DC Coil) | MCCB Accessories | LV_Switchgear | 1SDA066316R1 | ABB | _ | - | Nos. |  | Inventory | Shunt release for MCCB (110V DC Coil)
1400 | Shunt Coil/Release SOR-C 220-240V AC / 220-250V DC for without cable fixed/plug-in type Tmax MCCB, Frame size XT1 to XT4 | MCCB Accessories | LV_Switchgear | 1SDA066317R1 | ABB | 0 | Shunt | Nos. |  | Inventory | Shunt Coil/Release SOR-C 220-240V AC / 220-250V DC for without cable fixed/plug-in type Tmax MCCB, Frame size XT1 to XT4
1401 | Shunt Coil/Release SOR-C 12V DC for fixed/plug-in type Tmax MCCB, Frame size XT1 to XT4 | MCCB Accessories | LV_Switchgear | 1SDA066321R1 | ABB | 0 | Shunt | Nos. | None | Inventory | Shunt Coil/Release SOR-C 12V DC for fixed/plug-in type Tmax MCCB, Frame size XT1 to XT4
1402 | Shunt Coil/Release SOR-C 24-30V AC/DC for fixed/plug-in type Tmax MCCB, Frame size XT1 to XT4 | MCCB Accessories | LV_Switchgear | 1SDA066322R1 | ABB | 0 | Shunt | Nos. | None | Inventory | Shunt Coil/Release SOR-C 24-30V AC/DC for fixed/plug-in type Tmax MCCB, Frame size XT1 to XT4
1403 | Shunt Coil/Release SOR-C 48-60V AC/DC for fixed/plug-in type Tmax MCCB, Frame size XT1 to XT4 | MCCB Accessories | LV_Switchgear | 1SDA066323R1 | ABB | 0 | Shunt | Nos. | None | Inventory | Shunt Coil/Release SOR-C 48-60V AC/DC for fixed/plug-in type Tmax MCCB, Frame size XT1 to XT4
1404 | Shunt Coil/Release SOR-C 110-127V AC / 110-125V DC for fixed/plug-in type Tmax MCCB, Frame size XT1 to XT4 | MCCB Accessories | LV_Switchgear | 1SDA066324R1 | ABB | 0 | Shunt | Nos. | None | Inventory | Shunt Coil/Release SOR-C 110-127V AC / 110-125V DC for fixed/plug-in type Tmax MCCB, Frame size XT1 to XT4
1405 | Shunt Coil/Release SOR-C 220-240V AC / 220-250V DC for fixed/plug-in type Tmax MCCB, Frame size XT1 to XT4 | MCCB Accessories | LV_Switchgear | 1SDA066325R1 | ABB | 0 | Shunt | Nos. | None | Inventory | Shunt Coil/Release SOR-C 220-240V AC / 220-250V DC for fixed/plug-in type Tmax MCCB, Frame size XT1 to XT4
1406 | Shunt Coil/Release SOR-C 380-440V AC for fixed/plug-in type Tmax MCCB, Frame size XT1 to XT4 | MCCB Accessories | LV_Switchgear | 1SDA066326R1 | ABB | 0 | Shunt | Nos. | None | Inventory | Shunt Coil/Release SOR-C 380-440V AC for fixed/plug-in type Tmax MCCB, Frame size XT1 to XT4
1407 | Shunt Coil/Release SOR-C 480-525V AC for fixed/plug-in type Tmax MCCB, Frame size XT1 to XT4 | MCCB Accessories | LV_Switchgear | 1SDA066327R1 | ABB | 0 | Shunt | Nos. | None | Inventory | Shunt Coil/Release SOR-C 480-525V AC for fixed/plug-in type Tmax MCCB, Frame size XT1 to XT4
1408 | Under-voltage Coil/Release UVR 220-240V AC / 220-250V DC for Tmax MCCB, Frame size XT1 to XT4 | MCCB Accessories | LV_Switchgear | 1SDA066392R1 | ABB | 0 | Undervoltage | Nos. |  | Inventory | Under-voltage Coil/Release UVR 220-240V AC / 220-250V DC for Tmax MCCB, Frame size XT1 to XT4
1409 | Under-voltage Coil/Release UVR-C 24-30V AC/DC for fixed/plug-in type Tmax MCCB, Frame size XT1 to XT4 | MCCB Accessories | LV_Switchgear | 1SDA066396R1 | ABB | 0 | Undervoltage | Nos. | None | Inventory | Under-voltage Coil/Release UVR-C 24-30V AC/DC for fixed/plug-in type Tmax MCCB, Frame size XT1 to XT4
1410 | Under-voltage Coil/Release UVR-C 60V AC/DC for fixed/plug-in type Tmax MCCB, Frame size XT1 to XT4 | MCCB Accessories | LV_Switchgear | 1SDA066397R1 | ABB | 0 | Undervoltage | Nos. | None | Inventory | Under-voltage Coil/Release UVR-C 60V AC/DC for fixed/plug-in type Tmax MCCB, Frame size XT1 to XT4
1411 | Under-voltage Coil/Release UVR-C 110-127V AC / 110-125V DC for fixed/plug-in type Tmax MCCB, Frame size XT1 to XT4 | MCCB Accessories | LV_Switchgear | 1SDA066398R1 | ABB | 0 | Undervoltage | Nos. | None | Inventory | Under-voltage Coil/Release UVR-C 110-127V AC / 110-125V DC for fixed/plug-in type Tmax MCCB, Frame size XT1 to XT4
1412 | Under-voltage Coil/Release UVR-C 220-240V AC / 220-250V DC for fixed/plug-in type Tmax MCCB, Frame size XT1 to XT4 | MCCB Accessories | LV_Switchgear | 1SDA066399R1 | ABB | 0 | Undervoltage | Nos. | None | Inventory | Under-voltage Coil/Release UVR-C 220-240V AC / 220-250V DC for fixed/plug-in type Tmax MCCB, Frame size XT1 to XT4
1413 | Under-voltage Coil/Release UVR-C 380-440V AC for fixed/plug-in type Tmax MCCB, Frame size XT1 to XT4 | MCCB Accessories | LV_Switchgear | 1SDA066400R1 | ABB | 0 | Undervoltage | Nos. | None | Inventory | Under-voltage Coil/Release UVR-C 380-440V AC for fixed/plug-in type Tmax MCCB, Frame size XT1 to XT4
1414 | Under-voltage Coil/Release UVR-C 480-525V AC for fixed/plug-in type Tmax MCCB, Frame size XT1 to XT4 | MCCB Accessories | LV_Switchgear | 1SDA066401R1 | ABB | 0 | Undervoltage | Nos. | None | Inventory | Under-voltage Coil/Release UVR-C 480-525V AC for fixed/plug-in type Tmax MCCB, Frame size XT1 to XT4
1415 | Auxiliary contact 1C/O, AUX 1Q 250V AC/DC (Uncabled version) for fixed/plug-in type Tmax MCCB, Frame size XT1 to XT4 | MCCB Accessories | LV_Switchgear | 1SDA066422R1 | ABB | 0 | Aux./Trip Contact | Nos. |  | Inventory | Auxiliary contact 1C/O, AUX 1Q 250V AC/DC (Uncabled version) for fixed/plug-in type Tmax MCCB, Frame size XT1 to XT4
1416 | XT2-XT4 AUX-C 3Q 250V AC Left | MCCB Accessories | LV_Switchgear | 1SDA066427R1 | ABB | - | Aux. Contact | Nos. |  | Inventory | XT2-XT4 AUX-C 3Q 250V AC Left
1417 | AUX-SA-C 1S51 250Vac/dc XT2-XT4 F/P - TRIP CONTACT | MCCB Accessories | LV_Switchgear | 1SDA066429R1 | ABB | - | Aux. Contact | Nos. |  | Inventory | AUX-SA-C 1S51 250Vac/dc XT2-XT4 F/P - TRIP CONTACT
1418 | Auxiliary contact 1C/O + Trip indication contact 1NO, AUX-C 1Q+1SY 250V AC/DC for fixed/plug-in type Tmax MCCB, Frame size XT1 to XT4 | MCCB Accessories | LV_Switchgear | 1SDA066431R1 | ABB | 0 | Aux./Trip Contact | Nos. | None | Inventory | Auxiliary contact 1C/O + Trip indication contact 1NO, AUX-C 1Q+1SY 250V AC/DC for fixed/plug-in type Tmax MCCB, Frame size XT1 to XT4
1419 | Auxiliary contact 2C/O + Trip indication contact 1NO, AUX-C 2Q+1SY 250V AC/DC for fixed/plug-in type Tmax MCCB, Frame size XT1 to XT4 | MCCB Accessories | LV_Switchgear | 1SDA066433R1 | ABB | 0 | Aux./Trip Contact | Nos. | None | Inventory | Auxiliary contact 2C/O + Trip indication contact 1NO, AUX-C 2Q+1SY 250V AC/DC for fixed/plug-in type Tmax MCCB, Frame size XT1 to XT4
1420 | Auxiliary contact 3C/O + Trip indication contact 1NO, AUX-C 3Q+1SY 250V AC/DC for fixed/plug-in type Tmax MCCB, Frame size XT2 to XT4 | MCCB Accessories | LV_Switchgear | 1SDA066434R1 | ABB | 0 | Aux./Trip Contact | Nos. | None | Inventory | Auxiliary contact 3C/O + Trip indication contact 1NO, AUX-C 3Q+1SY 250V AC/DC for fixed/plug-in type Tmax MCCB, Frame size XT2 to XT4
1421 | Auxiliary contact 3C/O + Trip indication contact 2NO, AUX-C 3Q+2SY 250V AC/DC for fixed/plug-in type Tmax MCCB, Frame size XT2 to XT4 | MCCB Accessories | LV_Switchgear | 1SDA066436R1 | ABB | 0 | Aux./Trip Contact | Nos. | None | Inventory | Auxiliary contact 3C/O + Trip indication contact 2NO, AUX-C 3Q+2SY 250V AC/DC for fixed/plug-in type Tmax MCCB, Frame size XT2 to XT4
1422 | Auxiliary contact 2C/O, AUX-C 2Q 400V AC for fixed/plug-in type Tmax MCCB, Frame size XT2 to XT4 | MCCB Accessories | LV_Switchgear | 1SDA066440R1 | ABB | 0 | Aux./Trip Contact | Nos. | None | Inventory | Auxiliary contact 2C/O, AUX-C 2Q 400V AC for fixed/plug-in type Tmax MCCB, Frame size XT2 to XT4
1423 | Auxiliary contact 1C/O + Trip indication contact 1NO, AUX-C 1Q+1SY 400V AC for fixed/plug-in type Tmax MCCB, Frame size XT2 to XT4 | MCCB Accessories | LV_Switchgear | 1SDA066444R1 | ABB | 0 | Aux./Trip Contact | Nos. | None | Inventory | Auxiliary contact 1C/O + Trip indication contact 1NO, AUX-C 1Q+1SY 400V AC for fixed/plug-in type Tmax MCCB, Frame size XT2 to XT4
1424 | Auxiliary contact 1C/O + Trip indication contact 1NO, AUX-C 1Q+1SY 24V DC for fixed/plug-in type Tmax MCCB, Frame size XT1 to XT4 | MCCB Accessories | LV_Switchgear | 1SDA066446R1 | ABB | 0 | Aux./Trip Contact | Nos. | None | Inventory | Auxiliary contact 1C/O + Trip indication contact 1NO, AUX-C 1Q+1SY 24V DC for fixed/plug-in type Tmax MCCB, Frame size XT1 to XT4
1425 | Auxiliary contact 3C/O + Trip indication contact 1NO, AUX-C 3Q+1SY 24V DC for fixed/plug-in type Tmax MCCB, Frame size XT2 to XT4 | MCCB Accessories | LV_Switchgear | 1SDA066448R1 | ABB | 0 | Aux./Trip Contact | Nos. | None | Inventory | Auxiliary contact 3C/O + Trip indication contact 1NO, AUX-C 3Q+1SY 24V DC for fixed/plug-in type Tmax MCCB, Frame size XT2 to XT4
1426 | Motor mechanism MOD 24V DC for Tmax MCCB, Frame size XT1 & XT3 | MCCB Accessories | LV_Switchgear | 1SDA066457R1 | ABB | 0 | Motor | Nos. | None | Inventory | Motor mechanism MOD 24V DC for Tmax MCCB, Frame size XT1 & XT3
1427 | Motor mechanism MOD 48-60V DC for Tmax MCCB, Frame size XT1 & XT3 | MCCB Accessories | LV_Switchgear | 1SDA066458R1 | ABB | 0 | Motor | Nos. | None | Inventory | Motor mechanism MOD 48-60V DC for Tmax MCCB, Frame size XT1 & XT3
1428 | Motor mechanism MOD 110-125V AC/DC for Tmax MCCB, Frame size XT1 & XT3 | MCCB Accessories | LV_Switchgear | 1SDA066459R1 | ABB | 0 | Motor | Nos. | None | Inventory | Motor mechanism MOD 110-125V AC/DC for Tmax MCCB, Frame size XT1 & XT3
1429 | Motor mechanism MOD 220-250V AC/DC for Tmax MCCB, Frame size XT1 & XT3 | MCCB Accessories | LV_Switchgear | 1SDA066460R1 | ABB | 0 | Motor | Nos. | None | Inventory | Motor mechanism MOD 220-250V AC/DC for Tmax MCCB, Frame size XT1 & XT3
1430 | Motor mechanism MOD 380-440V AC for Tmax MCCB, Frame size XT1 & XT3 | MCCB Accessories | LV_Switchgear | 1SDA066461R1 | ABB | 0 | Motor | Nos. | None | Inventory | Motor mechanism MOD 380-440V AC for Tmax MCCB, Frame size XT1 & XT3
1431 | Motor mechanism MOD 480-525V AC for Tmax MCCB, Frame size XT1 & XT3 | MCCB Accessories | LV_Switchgear | 1SDA066462R1 | ABB | 0 | Motor | Nos. | None | Inventory | Motor mechanism MOD 480-525V AC for Tmax MCCB, Frame size XT1 & XT3
1432 | Motor mechanism MOE 24V DC for Tmax MCCB, Frame size XT2 & XT4 | MCCB Accessories | LV_Switchgear | 1SDA066463R1 | ABB | 0 | Motor | Nos. | None | Inventory | Motor mechanism MOE 24V DC for Tmax MCCB, Frame size XT2 & XT4
1433 | Motor mechanism MOE 48-60V DC for Tmax MCCB, Frame size XT2 & XT4 | MCCB Accessories | LV_Switchgear | 1SDA066464R1 | ABB | 0 | Motor | Nos. | None | Inventory | Motor mechanism MOE 48-60V DC for Tmax MCCB, Frame size XT2 & XT4
1434 | Motor mechanism MOE 110-125V AC/DC for Tmax MCCB, Frame size XT2 & XT4 | MCCB Accessories | LV_Switchgear | 1SDA066465R1 | ABB | 0 | Motor | Nos. | None | Inventory | Motor mechanism MOE 110-125V AC/DC for Tmax MCCB, Frame size XT2 & XT4
1435 | Motor mechanism MOE 220-250V AC/DC for Tmax MCCB, Frame size XT2 & XT4 | MCCB Accessories | LV_Switchgear | 1SDA066466R1 | ABB | 0 | Motor | Nos. | None | Inventory | Motor mechanism MOE 220-250V AC/DC for Tmax MCCB, Frame size XT2 & XT4
1436 | Motor mechanism MOE 380-440V AC for Tmax MCCB, Frame size XT2 & XT4 | MCCB Accessories | LV_Switchgear | 1SDA066467R1 | ABB | 0 | Motor | Nos. | None | Inventory | Motor mechanism MOE 380-440V AC for Tmax MCCB, Frame size XT2 & XT4
1437 | Motor mechanism MOE 480-525V AC for Tmax MCCB, Frame size XT2 & XT4 | MCCB Accessories | LV_Switchgear | 1SDA066468R1 | ABB | 0 | Motor | Nos. | None | Inventory | Motor mechanism MOE 480-525V AC for Tmax MCCB, Frame size XT2 & XT4
1438 | RHD XT1-XT3 F/P STANDARD DIRECT | MCCB Accessories | LV_Switchgear | 1SDA066475R1 | ABB | - | - | Nos. |  | Inventory | RHD XT1-XT3 F/P STANDARD DIRECT
1439 | Extended rotary handle RHE for fixed/plug-in type Tmax MCCB, Frame size XT1 & XT3, 500mm length | MCCB Accessories | LV_Switchgear | 1SDA066479R1 | ABB | 0 | Rotary Handle | Nos. | None | Inventory | Extended rotary handle RHE for fixed/plug-in type Tmax MCCB, Frame size XT1 & XT3, 500mm length
1440 | Extended rotary handle RHE for withdrawable type Tmax MCCB, Frame size XT2 & XT4 | MCCB Accessories | LV_Switchgear | 1SDA066480R1 | ABB | 0 | Rotary Handle | Nos. | None | Inventory | Extended rotary handle RHE for withdrawable type Tmax MCCB, Frame size XT2 & XT4
1441 | KLC XT1-XT3 KEY LOCK RONIS ON CB TYPE A, XT1-XT3 MCCB | MCCB Accessories | LV_Switchgear | 1SDA066594R1 | ABB | - | - | Nos. |  | Inventory | KLC XT1-XT3 KEY LOCK RONIS ON CB TYPE A, XT1-XT3 MCCB
1442 | KLC XT2-XT4 KEY LOCK RONIS ON CB TYPE A, XT2-XT4 MCCB | MCCB Accessories | LV_Switchgear | 1SDA066600R1 | ABB | - | - | Nos. |  | Inventory | KLC XT2-XT4 KEY LOCK RONIS ON CB TYPE A, XT2-XT4 MCCB
1443 | RHL XT1..XT4 KEY LOCK RONIS TYPE A | MCCB Accessories | LV_Switchgear | 1SDA066618R1 | ABB | 0 | - | Nos. |  | Inventory | RHL XT1..XT4 KEY LOCK RONIS TYPE A
1444 | RHL XT1..XT4 KEY LOCK RONIS TYPE B | MCCB Accessories | LV_Switchgear | 1SDA066619R1 | ABB | 0 | - | Nos. |  | Inventory | RHL XT1..XT4 KEY LOCK RONIS TYPE B
1445 | RHL XT1..XT4 KEY LOCK RONIS TYPE C | MCCB Accessories | LV_Switchgear | 1SDA066620R1 | ABB | 0 | - | Nos. |  | Inventory | RHL XT1..XT4 KEY LOCK RONIS TYPE C
1446 | RHL XT1..XT4 KEY LOCK RONIS TYPE D | MCCB Accessories | LV_Switchgear | 1SDA066621R1 | ABB | 0 | - | Nos. |  | Inventory | RHL XT1..XT4 KEY LOCK RONIS TYPE D
1447 | KEY LOCK RONIS EQUAL FELLOW A FOR MOTOR OPERATOR BETWEEN MORE C.BREAKERS XT2-XT4 | MCCB Accessories | LV_Switchgear | 1SDA066630R1 | ABB | 0 | - | Nos. |  | Inventory | KEY LOCK RONIS EQUAL FELLOW A FOR MOTOR OPERATOR BETWEEN MORE C.BREAKERS XT2-XT4
1448 | 100A FP 25kA Tmax MCCB with O/C,S/C protection, Fixed thermal and fixed magnetic protection, Type: A1C 125 | MCCB | LV_Switchgear | 1SDA066755R1 | ABB | 100A | 25kA | Nos. |  | Inventory | 100A FP 25kA Tmax MCCB with O/C,S/C protection, Fixed thermal and fixed magnetic protection, Type: A1C 125
1449 | 200A FP 25kA Tmax MCCB with O/C,S/C protection, Fixed thermal and fixed magnetic protection, Type: A2C 250 | MCCB | LV_Switchgear | 1SDA066790R1 | ABB | 200A | 25kA | Nos. |  | Inventory | 200A FP 25kA Tmax MCCB with O/C,S/C protection, Fixed thermal and fixed magnetic protection, Type: A2C 250
1450 | 16A TP 18kA Tmax MCCB with O/C,S/C protection, Thermal-Magnetic Release TMD, Frame size XT1-160B, Ics=Icu=18kA@415V AC | MCCB | LV_Switchgear | 1SDA066799R1 | ABB | 16A | 18kA | Nos. | None | Inventory | 16A TP 18kA Tmax MCCB with O/C,S/C protection, Thermal-Magnetic Release TMD, Frame size XT1-160B, Ics=Icu=18kA@415V AC
1451 | 20A TP 18kA Tmax MCCB with O/C,S/C protection, Thermal-Magnetic Release TMD, Frame size XT1-160B, Ics=Icu=18kA@415V AC | MCCB | LV_Switchgear | 1SDA066800R1 | ABB | 20A | 18kA | Nos. | None | Inventory | 20A TP 18kA Tmax MCCB with O/C,S/C protection, Thermal-Magnetic Release TMD, Frame size XT1-160B, Ics=Icu=18kA@415V AC
1452 | 25A TP 18kA Tmax MCCB with O/C,S/C protection, Thermal-Magnetic Release TMD, Frame size XT1-160B, Ics=Icu=18kA@415V AC | MCCB | LV_Switchgear | 1SDA066801R1 | ABB | 25A | 18kA | Nos. | None | Inventory | 25A TP 18kA Tmax MCCB with O/C,S/C protection, Thermal-Magnetic Release TMD, Frame size XT1-160B, Ics=Icu=18kA@415V AC
1453 | 32A TP 18kA Tmax MCCB with O/C,S/C protection, Thermal-Magnetic Release TMD, Frame size XT1-160B, Ics=Icu=18kA@415V AC | MCCB | LV_Switchgear | 1SDA066802R1 | ABB | 32A | 18kA | Nos. | None | Inventory | 32A TP 18kA Tmax MCCB with O/C,S/C protection, Thermal-Magnetic Release TMD, Frame size XT1-160B, Ics=Icu=18kA@415V AC
1454 | 40A TP 18kA Tmax MCCB with O/C,S/C protection, Thermal-Magnetic Release TMD, Frame size XT1-160B, Ics=Icu=18kA@415V AC | MCCB | LV_Switchgear | 1SDA066803R1 | ABB | 40A | 18kA | Nos. | None | Inventory | 40A TP 18kA Tmax MCCB with O/C,S/C protection, Thermal-Magnetic Release TMD, Frame size XT1-160B, Ics=Icu=18kA@415V AC
1455 | 50A TP 18kA Tmax MCCB with O/C,S/C protection, Thermal-Magnetic Release TMD, Frame size XT1-160B, Ics=Icu=18kA@415V AC | MCCB | LV_Switchgear | 1SDA066804R1 | ABB | 50A | 18kA | Nos. | None | Inventory | 50A TP 18kA Tmax MCCB with O/C,S/C protection, Thermal-Magnetic Release TMD, Frame size XT1-160B, Ics=Icu=18kA@415V AC
1456 | 63A TP 18kA Tmax MCCB with O/C,S/C protection, Thermal-Magnetic Release TMD, Frame size XT1-160B, Ics=Icu=18kA@415V AC | MCCB | LV_Switchgear | 1SDA066805R1 | ABB | 63A | 18kA | Nos. | None | Inventory | 63A TP 18kA Tmax MCCB with O/C,S/C protection, Thermal-Magnetic Release TMD, Frame size XT1-160B, Ics=Icu=18kA@415V AC
1457 | 80A TP 18kA Tmax MCCB with O/C,S/C protection, Thermal-Magnetic Release TMD, Frame size XT1-160B, Ics=Icu=18kA@415V AC | MCCB | LV_Switchgear | 1SDA066806R1 | ABB | 80A | 18kA | Nos. | None | Inventory | 80A TP 18kA Tmax MCCB with O/C,S/C protection, Thermal-Magnetic Release TMD, Frame size XT1-160B, Ics=Icu=18kA@415V AC
1458 | 100A TP 18kA Tmax MCCB with O/C,S/C protection, Thermal-Magnetic Release TMD, Frame size XT1-160B, Ics=Icu=18kA@415V AC | MCCB | LV_Switchgear | 1SDA066807R1 | ABB | 100A | 18kA | Nos. | None | Inventory | 100A TP 18kA Tmax MCCB with O/C,S/C protection, Thermal-Magnetic Release TMD, Frame size XT1-160B, Ics=Icu=18kA@415V AC
1459 | 125A TP 18kA Tmax MCCB with O/C,S/C protection, Thermal-Magnetic Release TMD, Frame size XT1-160B, Ics=Icu=18kA@415V AC | MCCB | LV_Switchgear | 1SDA066808R1 | ABB | 125A | 18kA | Nos. | None | Inventory | 125A TP 18kA Tmax MCCB with O/C,S/C protection, Thermal-Magnetic Release TMD, Frame size XT1-160B, Ics=Icu=18kA@415V AC
1460 | 160A TP 18kA Tmax MCCB with O/C,S/C protection, Thermal-Magnetic Release TMD, Frame size XT1-160B, Ics=Icu=18kA@415V AC | MCCB | LV_Switchgear | 1SDA066809R1 | ABB | 160A | 18kA | Nos. | None | Inventory | 160A TP 18kA Tmax MCCB with O/C,S/C protection, Thermal-Magnetic Release TMD, Frame size XT1-160B, Ics=Icu=18kA@415V AC
1461 | 16A FP 18kA Tmax MCCB with O/C,S/C protection, Thermal-Magnetic Release TMD, Frame size XT1-160B, Ics=Icu=18kA@415V AC | MCCB | LV_Switchgear | 1SDA066810R1 | ABB | 16A | 18kA | Nos. | None | Inventory | 16A FP 18kA Tmax MCCB with O/C,S/C protection, Thermal-Magnetic Release TMD, Frame size XT1-160B, Ics=Icu=18kA@415V AC
1462 | 20A FP 18kA Tmax MCCB with O/C,S/C protection, Thermal-Magnetic Release TMD, Frame size XT1-160B, Ics=Icu=18kA@415V AC | MCCB | LV_Switchgear | 1SDA066811R1 | ABB | 20A | 18kA | Nos. | None | Inventory | 20A FP 18kA Tmax MCCB with O/C,S/C protection, Thermal-Magnetic Release TMD, Frame size XT1-160B, Ics=Icu=18kA@415V AC
1463 | 25A FP 18kA Tmax MCCB with O/C,S/C protection, Thermal-Magnetic Release TMD, Frame size XT1-160B, Ics=Icu=18kA@415V AC | MCCB | LV_Switchgear | 1SDA066812R1 | ABB | 25A | 18kA | Nos. | None | Inventory | 25A FP 18kA Tmax MCCB with O/C,S/C protection, Thermal-Magnetic Release TMD, Frame size XT1-160B, Ics=Icu=18kA@415V AC
1464 | 32A FP 18kA Tmax MCCB with O/C,S/C protection, Thermal-Magnetic Release TMD, Frame size XT1-160B, Ics=Icu=18kA@415V AC | MCCB | LV_Switchgear | 1SDA066813R1 | ABB | 32A | 18kA | Nos. | None | Inventory | 32A FP 18kA Tmax MCCB with O/C,S/C protection, Thermal-Magnetic Release TMD, Frame size XT1-160B, Ics=Icu=18kA@415V AC
1465 | 40A FP 18kA Tmax MCCB with O/C,S/C protection, Thermal-Magnetic Release TMD, Frame size XT1-160B, Ics=Icu=18kA@415V AC | MCCB | LV_Switchgear | 1SDA066814R1 | ABB | 40A | 18kA | Nos. | None | Inventory | 40A FP 18kA Tmax MCCB with O/C,S/C protection, Thermal-Magnetic Release TMD, Frame size XT1-160B, Ics=Icu=18kA@415V AC
1466 | 50A FP 18kA Tmax MCCB with O/C,S/C protection, Thermal-Magnetic Release TMD, Frame size XT1-160B, Ics=Icu=18kA@415V AC | MCCB | LV_Switchgear | 1SDA066815R1 | ABB | 50A | 18kA | Nos. | None | Inventory | 50A FP 18kA Tmax MCCB with O/C,S/C protection, Thermal-Magnetic Release TMD, Frame size XT1-160B, Ics=Icu=18kA@415V AC
1467 | 63A FP 18kA Tmax MCCB with O/C,S/C protection, Thermal-Magnetic Release TMD, Frame size XT1-160B, Ics=Icu=18kA@415V AC | MCCB | LV_Switchgear | 1SDA066816R1 | ABB | 63A | 18kA | Nos. | None | Inventory | 63A FP 18kA Tmax MCCB with O/C,S/C protection, Thermal-Magnetic Release TMD, Frame size XT1-160B, Ics=Icu=18kA@415V AC
1468 | 80A FP 18kA Tmax MCCB with O/C,S/C protection, Thermal-Magnetic Release TMD, Frame size XT1-160B, Ics=Icu=18kA@415V AC | MCCB | LV_Switchgear | 1SDA066817R1 | ABB | 80A | 18kA | Nos. | None | Inventory | 80A FP 18kA Tmax MCCB with O/C,S/C protection, Thermal-Magnetic Release TMD, Frame size XT1-160B, Ics=Icu=18kA@415V AC
1469 | 100A FP 18kA Tmax MCCB with O/C,S/C protection, Thermal-Magnetic Release TMD, Frame size XT1-160B, Ics=Icu=18kA@415V AC | MCCB | LV_Switchgear | 1SDA066818R1 | ABB | 100A | 18kA | Nos. | None | Inventory | 100A FP 18kA Tmax MCCB with O/C,S/C protection, Thermal-Magnetic Release TMD, Frame size XT1-160B, Ics=Icu=18kA@415V AC
1470 | 160A FP 18kA Tmax MCCB with O/C,S/C protection, Thermal-Magnetic Release TMD, Frame size XT1-160B, Ics=Icu=18kA@415V AC | MCCB | LV_Switchgear | 1SDA066821R1 | ABB | 160A | 18kA | Nos. | None | Inventory | 160A FP 18kA Tmax MCCB with O/C,S/C protection, Thermal-Magnetic Release TMD, Frame size XT1-160B, Ics=Icu=18kA@415V AC
1471 | 125A FP 18kA Tmax MCCB with O/C,S/C protection, Thermal-Magnetic Release TMD, Frame size XT1-160B, Ics=Icu=18kA@415V AC | MCCB | LV_Switchgear | 1SDA066888R1 | ABB | 125A | 18kA | Nos. | None | Inventory | 125A FP 18kA Tmax MCCB with O/C,S/C protection, Thermal-Magnetic Release TMD, Frame size XT1-160B, Ics=Icu=18kA@415V AC
1472 | TP Extended spreader terminals kit ES for Tmax MCCB, Frame size XT1, 6pcs. | MCCB Accessories | LV_Switchgear | 1SDA066891R1 | ABB | 0 | Spreaders | Nos. | None | Inventory | TP Extended spreader terminals kit ES for Tmax MCCB, Frame size XT1, 6pcs.
1473 | FP Extended spreader terminals kit ES for Tmax MCCB, Frame size XT1, 8pcs. | MCCB Accessories | LV_Switchgear | 1SDA066892R1 | ABB | 0 | Spreaders | Nos. | None | Inventory | FP Extended spreader terminals kit ES for Tmax MCCB, Frame size XT1, 8pcs.
1474 | TP Extended spreader terminals kit ES for Tmax MCCB, Frame size XT2, 6pcs. | MCCB Accessories | LV_Switchgear | 1SDA066895R1 | ABB | 0 | Spreaders | Nos. | None | Inventory | TP Extended spreader terminals kit ES for Tmax MCCB, Frame size XT2, 6pcs.
1475 | FP Extended spreader terminals kit ES for Tmax MCCB, Frame size XT2, 8pcs. | MCCB Accessories | LV_Switchgear | 1SDA066896R1 | ABB | 0 | Spreaders | Nos. | None | Inventory | FP Extended spreader terminals kit ES for Tmax MCCB, Frame size XT2, 8pcs.
1476 | TP Extended spreader terminals kit ES for Tmax MCCB, Frame size XT3, 6pcs. | MCCB Accessories | LV_Switchgear | 1SDA066899R1 | ABB | 0 | Spreaders | Nos. | None | Inventory | TP Extended spreader terminals kit ES for Tmax MCCB, Frame size XT3, 6pcs.
1477 | FP Extended spreader terminals kit ES for Tmax MCCB, Frame size XT3, 8pcs. | MCCB Accessories | LV_Switchgear | 1SDA066900R1 | ABB | 0 | Spreaders | Nos. | None | Inventory | FP Extended spreader terminals kit ES for Tmax MCCB, Frame size XT3, 8pcs.
1478 | TP Extended spreader terminals kit ES for Tmax MCCB, Frame size XT4, 6pcs. | MCCB Accessories | LV_Switchgear | 1SDA066903R1 | ABB | 0 | Spreaders | Nos. | None | Inventory | TP Extended spreader terminals kit ES for Tmax MCCB, Frame size XT4, 6pcs.
1479 | FP Extended spreader terminals kit ES for Tmax MCCB, Frame size XT4, 8pcs. | MCCB Accessories | LV_Switchgear | 1SDA066904R1 | ABB | 0 | Spreaders | Nos. | None | Inventory | FP Extended spreader terminals kit ES for Tmax MCCB, Frame size XT4, 8pcs.
1480 | REAR TERMINALS ADJUSTABLE 6pcs XT2 | MCCB Accessories | LV_Switchgear | 1SDA066943R1 | ABB | - | - | Nos. |  | Inventory | REAR TERMINALS ADJUSTABLE 6pcs XT2
1481 | REAR TERMINALS ADJUSTABLE 6pcs XT4 | MCCB Accessories | LV_Switchgear | 1SDA066951R1 | ABB | - | - | Nos. |  | Inventory | REAR TERMINALS ADJUSTABLE 6pcs XT4
1482 | 16A TP 36kA Tmax MCCB with O/C,S/C protection, Thermal-Magnetic Release TMD, Frame size XT2-160N, Ics=Icu=36kA@415V AC | MCCB | LV_Switchgear | 1SDA067010R1 | ABB | 16A | 36kA | Nos. | None | Inventory | 16A TP 36kA Tmax MCCB with O/C,S/C protection, Thermal-Magnetic Release TMD, Frame size XT2-160N, Ics=Icu=36kA@415V AC
1483 | 20A TP 36kA Tmax MCCB with O/C,S/C protection, Thermal-Magnetic Release TMD, Frame size XT2-160N, Ics=Icu=36kA@415V AC | MCCB | LV_Switchgear | 1SDA067011R1 | ABB | 20A | 36kA | Nos. | None | Inventory | 20A TP 36kA Tmax MCCB with O/C,S/C protection, Thermal-Magnetic Release TMD, Frame size XT2-160N, Ics=Icu=36kA@415V AC
1484 | 25A TP 36kA Tmax MCCB with O/C,S/C protection, Thermal-Magnetic Release TMD, Frame size XT2-160N, Ics=Icu=36kA@415V AC | MCCB | LV_Switchgear | 1SDA067012R1 | ABB | 25A | 36kA | Nos. | None | Inventory | 25A TP 36kA Tmax MCCB with O/C,S/C protection, Thermal-Magnetic Release TMD, Frame size XT2-160N, Ics=Icu=36kA@415V AC
1485 | 32A TP 36kA Tmax MCCB with O/C,S/C protection, Thermal-Magnetic Release TMD, Frame size XT2-160N, Ics=Icu=36kA@415V AC | MCCB | LV_Switchgear | 1SDA067013R1 | ABB | 32A | 36kA | Nos. | None | Inventory | 32A TP 36kA Tmax MCCB with O/C,S/C protection, Thermal-Magnetic Release TMD, Frame size XT2-160N, Ics=Icu=36kA@415V AC
1486 | 40A TP 36kA Tmax MCCB with O/C,S/C protection, Thermal-Magnetic Release TMA, Frame size XT2-160N, Ics=Icu=36kA@415V AC | MCCB | LV_Switchgear | 1SDA067014R1 | ABB | 40A | 36kA | Nos. | None | Inventory | 40A TP 36kA Tmax MCCB with O/C,S/C protection, Thermal-Magnetic Release TMA, Frame size XT2-160N, Ics=Icu=36kA@415V AC
1487 | 50A TP 36kA Tmax MCCB with O/C,S/C protection, Thermal-Magnetic Release TMA, Frame size XT2-160N, Ics=Icu=36kA@415V AC | MCCB | LV_Switchgear | 1SDA067015R1 | ABB | 50A | 36kA | Nos. | None | Inventory | 50A TP 36kA Tmax MCCB with O/C,S/C protection, Thermal-Magnetic Release TMA, Frame size XT2-160N, Ics=Icu=36kA@415V AC
1488 | 63A TP 36kA Tmax MCCB with O/C,S/C protection, Thermal-Magnetic Release TMA, Frame size XT2-160N, Ics=Icu=36kA@415V AC | MCCB | LV_Switchgear | 1SDA067016R1 | ABB | 63A | 36kA | Nos. | None | Inventory | 63A TP 36kA Tmax MCCB with O/C,S/C protection, Thermal-Magnetic Release TMA, Frame size XT2-160N, Ics=Icu=36kA@415V AC
1489 | 80A TP 36kA Tmax MCCB with O/C,S/C protection, Thermal-Magnetic Release TMA, Frame size XT2-160N, Ics=Icu=36kA@415V AC | MCCB | LV_Switchgear | 1SDA067017R1 | ABB | 80A | 36kA | Nos. | None | Inventory | 80A TP 36kA Tmax MCCB with O/C,S/C protection, Thermal-Magnetic Release TMA, Frame size XT2-160N, Ics=Icu=36kA@415V AC
1490 | 100A TP 36kA Tmax MCCB with O/C,S/C protection, Thermal-Magnetic Release TMA, Frame size XT2-160N, Ics=Icu=36kA@415V AC | MCCB | LV_Switchgear | 1SDA067018R1 | ABB | 100A | 36kA | Nos. | None | Inventory | 100A TP 36kA Tmax MCCB with O/C,S/C protection, Thermal-Magnetic Release TMA, Frame size XT2-160N, Ics=Icu=36kA@415V AC
1491 | 125A TP 36kA Tmax MCCB with O/C,S/C protection, Thermal-Magnetic Release TMA, Frame size XT2-160N, Ics=Icu=36kA@415V AC | MCCB | LV_Switchgear | 1SDA067019R1 | ABB | 125A | 36kA | Nos. | None | Inventory | 125A TP 36kA Tmax MCCB with O/C,S/C protection, Thermal-Magnetic Release TMA, Frame size XT2-160N, Ics=Icu=36kA@415V AC
1492 | 160A TP 36kA Tmax MCCB with O/C,S/C protection, Thermal-Magnetic Release TMA, Frame size XT2-160N, Ics=Icu=36kA@415V AC | MCCB | LV_Switchgear | 1SDA067020R1 | ABB | 160A | 36kA | Nos. | None | Inventory | 160A TP 36kA Tmax MCCB with O/C,S/C protection, Thermal-Magnetic Release TMA, Frame size XT2-160N, Ics=Icu=36kA@415V AC
1493 | 16A FP 36kA Tmax MCCB with O/C,S/C protection, Thermal-Magnetic Release TMD, Frame size XT2-160N, Ics=Icu=36kA@415V AC | MCCB | LV_Switchgear | 1SDA067031R1 | ABB | 16A | 36kA | Nos. | None | Inventory | 16A FP 36kA Tmax MCCB with O/C,S/C protection, Thermal-Magnetic Release TMD, Frame size XT2-160N, Ics=Icu=36kA@415V AC
1494 | 20A FP 36kA Tmax MCCB with O/C,S/C protection, Thermal-Magnetic Release TMD, Frame size XT2-160N, Ics=Icu=36kA@415V AC | MCCB | LV_Switchgear | 1SDA067032R1 | ABB | 20A | 36kA | Nos. | None | Inventory | 20A FP 36kA Tmax MCCB with O/C,S/C protection, Thermal-Magnetic Release TMD, Frame size XT2-160N, Ics=Icu=36kA@415V AC
1495 | 25A FP 36kA Tmax MCCB with O/C,S/C protection, Thermal-Magnetic Release TMD, Frame size XT2-160N, Ics=Icu=36kA@415V AC | MCCB | LV_Switchgear | 1SDA067033R1 | ABB | 25A | 36kA | Nos. | None | Inventory | 25A FP 36kA Tmax MCCB with O/C,S/C protection, Thermal-Magnetic Release TMD, Frame size XT2-160N, Ics=Icu=36kA@415V AC
1496 | 32A FP 36kA Tmax MCCB with O/C,S/C protection, Thermal-Magnetic Release TMD, Frame size XT2-160N, Ics=Icu=36kA@415V AC | MCCB | LV_Switchgear | 1SDA067034R1 | ABB | 32A | 36kA | Nos. | None | Inventory | 32A FP 36kA Tmax MCCB with O/C,S/C protection, Thermal-Magnetic Release TMD, Frame size XT2-160N, Ics=Icu=36kA@415V AC
1497 | 40A FP 36kA Tmax MCCB with O/C,S/C protection, Thermal-Magnetic Release TMA, Frame size XT2-160N, Ics=Icu=36kA@415V AC | MCCB | LV_Switchgear | 1SDA067035R1 | ABB | 40A | 36kA | Nos. | None | Inventory | 40A FP 36kA Tmax MCCB with O/C,S/C protection, Thermal-Magnetic Release TMA, Frame size XT2-160N, Ics=Icu=36kA@415V AC
1498 | 50A FP 36kA Tmax MCCB with O/C,S/C protection, Thermal-Magnetic Release TMA, Frame size XT2-160N, Ics=Icu=36kA@415V AC | MCCB | LV_Switchgear | 1SDA067036R1 | ABB | 50A | 36kA | Nos. | None | Inventory | 50A FP 36kA Tmax MCCB with O/C,S/C protection, Thermal-Magnetic Release TMA, Frame size XT2-160N, Ics=Icu=36kA@415V AC
1499 | 63A FP 36kA Tmax MCCB with O/C,S/C protection, Thermal-Magnetic Release TMA, Frame size XT2-160N, Ics=Icu=36kA@415V AC | MCCB | LV_Switchgear | 1SDA067037R1 | ABB | 63A | 36kA | Nos. | None | Inventory | 63A FP 36kA Tmax MCCB with O/C,S/C protection, Thermal-Magnetic Release TMA, Frame size XT2-160N, Ics=Icu=36kA@415V AC
1500 | 80A FP 36kA Tmax MCCB with O/C,S/C protection, Thermal-Magnetic Release TMA, Frame size XT2-160N, Ics=Icu=36kA@415V AC | MCCB | LV_Switchgear | 1SDA067038R1 | ABB | 80A | 36kA | Nos. | None | Inventory | 80A FP 36kA Tmax MCCB with O/C,S/C protection, Thermal-Magnetic Release TMA, Frame size XT2-160N, Ics=Icu=36kA@415V AC
1501 | 100A FP 36kA Tmax MCCB with O/C,S/C protection, Thermal-Magnetic Release TMA, Frame size XT2-160N, Ics=Icu=36kA@415V AC | MCCB | LV_Switchgear | 1SDA067039R1 | ABB | 100A | 36kA | Nos. | None | Inventory | 100A FP 36kA Tmax MCCB with O/C,S/C protection, Thermal-Magnetic Release TMA, Frame size XT2-160N, Ics=Icu=36kA@415V AC
1502 | 125A FP 36kA Tmax MCCB with O/C,S/C protection, Thermal-Magnetic Release TMA, Frame size XT2-160N, Ics=Icu=36kA@415V AC | MCCB | LV_Switchgear | 1SDA067042R1 | ABB | 125A | 36kA | Nos. | None | Inventory | 125A FP 36kA Tmax MCCB with O/C,S/C protection, Thermal-Magnetic Release TMA, Frame size XT2-160N, Ics=Icu=36kA@415V AC
1503 | 160A FP 36kA Tmax MCCB with O/C,S/C protection, Thermal-Magnetic Release TMA, Frame size XT2-160N, Ics=Icu=36kA@415V AC | MCCB | LV_Switchgear | 1SDA067043R1 | ABB | 160A | 36kA | Nos. | None | Inventory | 160A FP 36kA Tmax MCCB with O/C,S/C protection, Thermal-Magnetic Release TMA, Frame size XT2-160N, Ics=Icu=36kA@415V AC
1504 | 20A TP 36kA Tmax MCCB with S/C protection, Magnetic Release MA, Frame size XT2-160N, Ics=Icu=36kA@415V AC | MCCB | LV_Switchgear | 1SDA067049R1 | ABB | 20A | 36kA | Nos. | None | Inventory | 20A TP 36kA Tmax MCCB with S/C protection, Magnetic Release MA, Frame size XT2-160N, Ics=Icu=36kA@415V AC
1505 | 32A TP 36kA Tmax MCCB with S/C protection, Magnetic Release MA, Frame size XT2-160N, Ics=Icu=36kA@415V AC | MCCB | LV_Switchgear | 1SDA067050R1 | ABB | 32A | 36kA | Nos. | None | Inventory | 32A TP 36kA Tmax MCCB with S/C protection, Magnetic Release MA, Frame size XT2-160N, Ics=Icu=36kA@415V AC
1506 | 52A TP 36kA Tmax MCCB with S/C protection, Magnetic Release MA, Frame size XT2-160N, Ics=Icu=36kA@415V AC | MCCB | LV_Switchgear | 1SDA067051R1 | ABB | 52A | 36kA | Nos. | None | Inventory | 52A TP 36kA Tmax MCCB with S/C protection, Magnetic Release MA, Frame size XT2-160N, Ics=Icu=36kA@415V AC
1507 | 80A TP 36kA Tmax MCCB with S/C protection, Magnetic Release MA, Frame size XT2-160N, Ics=Icu=36kA@415V AC | MCCB | LV_Switchgear | 1SDA067052R1 | ABB | 80A | 36kA | Nos. | None | Inventory | 80A TP 36kA Tmax MCCB with S/C protection, Magnetic Release MA, Frame size XT2-160N, Ics=Icu=36kA@415V AC
1508 | 100A TP 36kA Tmax MCCB with S/C protection, Magnetic Release MA, Frame size XT2-160N, Ics=Icu=36kA@415V AC | MCCB | LV_Switchgear | 1SDA067053R1 | ABB | 100A | 36kA | Nos. | None | Inventory | 100A TP 36kA Tmax MCCB with S/C protection, Magnetic Release MA, Frame size XT2-160N, Ics=Icu=36kA@415V AC
1509 | 25A TP 36kA Tmax MCCB with O/C,S/C protection, Microprocessor based Release Ekip-LS/I, Frame size XT2-160N, Ics=Icu=36kA@415V AC | MCCB | LV_Switchgear | 1SDA067055R1 | ABB | 25A | 36kA | Nos. | None | Inventory | 25A TP 36kA Tmax MCCB with O/C,S/C protection, Microprocessor based Release Ekip-LS/I, Frame size XT2-160N, Ics=Icu=36kA@415V AC
1510 | 63A TP 36kA Tmax MCCB with O/C,S/C protection, Microprocessor based Release Ekip-LS/I, Frame size XT2-160N, Ics=Icu=36kA@415V AC | MCCB | LV_Switchgear | 1SDA067056R1 | ABB | 63A | 36kA | Nos. | None | Inventory | 63A TP 36kA Tmax MCCB with O/C,S/C protection, Microprocessor based Release Ekip-LS/I, Frame size XT2-160N, Ics=Icu=36kA@415V AC
1511 | 100A TP 36kA Tmax MCCB with O/C,S/C protection, Microprocessor based Release Ekip-LS/I, Frame size XT2-160N, Ics=Icu=36kA@415V AC | MCCB | LV_Switchgear | 1SDA067057R1 | ABB | 100A | 36kA | Nos. | None | Inventory | 100A TP 36kA Tmax MCCB with O/C,S/C protection, Microprocessor based Release Ekip-LS/I, Frame size XT2-160N, Ics=Icu=36kA@415V AC
1512 | 160A TP 36kA Tmax MCCB with O/C,S/C protection, Microprocessor based Release Ekip-LS/I, Frame size XT2-160N, Ics=Icu=36kA@415V AC | MCCB | LV_Switchgear | 1SDA067058R1 | ABB | 160A | 36kA | Nos. | None | Inventory | 160A TP 36kA Tmax MCCB with O/C,S/C protection, Microprocessor based Release Ekip-LS/I, Frame size XT2-160N, Ics=Icu=36kA@415V AC
1513 | 160A TP 36kA Tmax MCCB with S/C protection, Microprocessor based Release Ekip-M-I, Frame size XT2-160N, Ics=Icu=36kA@415V AC | MCCB | LV_Switchgear | 1SDA067063R1 | ABB | 160A | 36kA | Nos. | None | Inventory | 160A TP 36kA Tmax MCCB with S/C protection, Microprocessor based Release Ekip-M-I, Frame size XT2-160N, Ics=Icu=36kA@415V AC
1514 | 25A TP 36kA Tmax MCCB with O/C,S/C,E/F protection, Microprocessor based Release Ekip-LSIG, Frame size XT2-160N, Ics=Icu=36kA@415V AC | MCCB | LV_Switchgear | 1SDA067073R1 | ABB | 25A | 36kA | Nos. | None | Inventory | 25A TP 36kA Tmax MCCB with O/C,S/C,E/F protection, Microprocessor based Release Ekip-LSIG, Frame size XT2-160N, Ics=Icu=36kA@415V AC
1515 | 63A TP 36kA Tmax MCCB with O/C,S/C,E/F protection, Microprocessor based Release Ekip-LSIG, Frame size XT2-160N, Ics=Icu=36kA@415V AC | MCCB | LV_Switchgear | 1SDA067074R1 | ABB | 63A | 36kA | Nos. | None | Inventory | 63A TP 36kA Tmax MCCB with O/C,S/C,E/F protection, Microprocessor based Release Ekip-LSIG, Frame size XT2-160N, Ics=Icu=36kA@415V AC
1516 | 100A TP 36kA Tmax MCCB with O/C,S/C,E/F protection, Microprocessor based Release Ekip-LSIG, Frame size XT2-160N, Ics=Icu=36kA@415V AC | MCCB | LV_Switchgear | 1SDA067075R1 | ABB | 100A | 36kA | Nos. | None | Inventory | 100A TP 36kA Tmax MCCB with O/C,S/C,E/F protection, Microprocessor based Release Ekip-LSIG, Frame size XT2-160N, Ics=Icu=36kA@415V AC
1517 | 160A TP 36kA Tmax MCCB with O/C,S/C,E/F protection, Microprocessor based Release Ekip-LSIG, Frame size XT2-160N, Ics=Icu=36kA@415V AC | MCCB | LV_Switchgear | 1SDA067076R1 | ABB | 160A | 36kA | Nos. | None | Inventory | 160A TP 36kA Tmax MCCB with O/C,S/C,E/F protection, Microprocessor based Release Ekip-LSIG, Frame size XT2-160N, Ics=Icu=36kA@415V AC
1518 | 20A TP 36kA Tmax MCCB with S/C protection, Microprocessor based Release Ekip-M-I, Frame size XT2-160N, Ics=Icu=36kA@415V AC | MCCB | LV_Switchgear | 1SDA067086R1 | ABB | 20A | 36kA | Nos. | None | Inventory | 20A TP 36kA Tmax MCCB with S/C protection, Microprocessor based Release Ekip-M-I, Frame size XT2-160N, Ics=Icu=36kA@415V AC
1519 | 32A TP 36kA Tmax MCCB with S/C protection, Microprocessor based Release Ekip-M-I, Frame size XT2-160N, Ics=Icu=36kA@415V AC | MCCB | LV_Switchgear | 1SDA067087R1 | ABB | 32A | 36kA | Nos. | None | Inventory | 32A TP 36kA Tmax MCCB with S/C protection, Microprocessor based Release Ekip-M-I, Frame size XT2-160N, Ics=Icu=36kA@415V AC
1520 | 52A TP 36kA Tmax MCCB with S/C protection, Microprocessor based Release Ekip-M-I, Frame size XT2-160N, Ics=Icu=36kA@415V AC | MCCB | LV_Switchgear | 1SDA067088R1 | ABB | 52A | 36kA | Nos. | None | Inventory | 52A TP 36kA Tmax MCCB with S/C protection, Microprocessor based Release Ekip-M-I, Frame size XT2-160N, Ics=Icu=36kA@415V AC
1521 | 100A TP 36kA Tmax MCCB with S/C protection, Microprocessor based Release Ekip-M-I, Frame size XT2-160N, Ics=Icu=36kA@415V AC | MCCB | LV_Switchgear | 1SDA067089R1 | ABB | 100A | 36kA | Nos. | None | Inventory | 100A TP 36kA Tmax MCCB with S/C protection, Microprocessor based Release Ekip-M-I, Frame size XT2-160N, Ics=Icu=36kA@415V AC
1522 | 25A FP 36kA Tmax MCCB with O/C,S/C protection, Microprocessor based Release Ekip-LS/I, Frame size XT2-160N, Ics=Icu=36kA@415V AC | MCCB | LV_Switchgear | 1SDA067091R1 | ABB | 25A | 36kA | Nos. | None | Inventory | 25A FP 36kA Tmax MCCB with O/C,S/C protection, Microprocessor based Release Ekip-LS/I, Frame size XT2-160N, Ics=Icu=36kA@415V AC
1523 | 63A FP 36kA Tmax MCCB with O/C,S/C protection, Microprocessor based Release Ekip-LS/I, Frame size XT2-160N, Ics=Icu=36kA@415V AC | MCCB | LV_Switchgear | 1SDA067092R1 | ABB | 63A | 36kA | Nos. | None | Inventory | 63A FP 36kA Tmax MCCB with O/C,S/C protection, Microprocessor based Release Ekip-LS/I, Frame size XT2-160N, Ics=Icu=36kA@415V AC
1524 | 100A FP 36kA Tmax MCCB with O/C,S/C protection, Microprocessor based Release Ekip-LS/I, Frame size XT2-160N, Ics=Icu=36kA@415V AC | MCCB | LV_Switchgear | 1SDA067093R1 | ABB | 100A | 36kA | Nos. | None | Inventory | 100A FP 36kA Tmax MCCB with O/C,S/C protection, Microprocessor based Release Ekip-LS/I, Frame size XT2-160N, Ics=Icu=36kA@415V AC
1525 | 160A FP 36kA Tmax MCCB with O/C,S/C protection, Microprocessor based Release Ekip-LS/I, Frame size XT2-160N, Ics=Icu=36kA@415V AC | MCCB | LV_Switchgear | 1SDA067095R1 | ABB | 160A | 36kA | Nos. | None | Inventory | 160A FP 36kA Tmax MCCB with O/C,S/C protection, Microprocessor based Release Ekip-LS/I, Frame size XT2-160N, Ics=Icu=36kA@415V AC
1526 | 25A FP 36kA Tmax MCCB with O/C,S/C,E/F protection, Microprocessor based Release Ekip-LSIG, Frame size XT2-160N, Ics=Icu=36kA@415V AC | MCCB | LV_Switchgear | 1SDA067109R1 | ABB | 25A | 36kA | Nos. | None | Inventory | 25A FP 36kA Tmax MCCB with O/C,S/C,E/F protection, Microprocessor based Release Ekip-LSIG, Frame size XT2-160N, Ics=Icu=36kA@415V AC
1527 | 63A FP 36kA Tmax MCCB with O/C,S/C,E/F protection, Microprocessor based Release Ekip-LSIG, Frame size XT2-160N, Ics=Icu=36kA@415V AC | MCCB | LV_Switchgear | 1SDA067110R1 | ABB | 63A | 36kA | Nos. | None | Inventory | 63A FP 36kA Tmax MCCB with O/C,S/C,E/F protection, Microprocessor based Release Ekip-LSIG, Frame size XT2-160N, Ics=Icu=36kA@415V AC
1528 | 100A FP 36kA Tmax MCCB with O/C,S/C,E/F protection, Microprocessor based Release Ekip-LSIG, Frame size XT2-160N, Ics=Icu=36kA@415V AC | MCCB | LV_Switchgear | 1SDA067111R1 | ABB | 100A | 36kA | Nos. | None | Inventory | 100A FP 36kA Tmax MCCB with O/C,S/C,E/F protection, Microprocessor based Release Ekip-LSIG, Frame size XT2-160N, Ics=Icu=36kA@415V AC
1529 | 160A FP 36kA Tmax MCCB with O/C,S/C,E/F protection, Microprocessor based Release Ekip-LSIG, Frame size XT2-160N, Ics=Icu=36kA@415V AC | MCCB | LV_Switchgear | 1SDA067113R1 | ABB | 160A | 36kA | Nos. | None | Inventory | 160A FP 36kA Tmax MCCB with O/C,S/C,E/F protection, Microprocessor based Release Ekip-LSIG, Frame size XT2-160N, Ics=Icu=36kA@415V AC
1530 | 32A Thermal Magnetic release for XT4 TMD 32-320 3P | MCCB | LV_Switchgear | 1SDA067380R1 | ABB | - | - | Nos. |  | Inventory | 32A Thermal Magnetic release for XT4 TMD 32-320 3P
1531 | THERMOMAGNETIC RELEASE THREE-POLE IN AC-DC TMA R 63 I3=315...630 A XT4 | MCCB | LV_Switchgear | 1SDA067383R1 | ABB | - | - | Nos. |  | Inventory | THERMOMAGNETIC RELEASE THREE-POLE IN AC-DC TMA R 63 I3=315...630 A XT4
1532 | 25A TP 25kA Tmax MCCB with O/C,S/C protection, Thermal-Magnetic Release TMD, Frame size XT1-160C, Ics=Icu=25kA@415V AC | MCCB | LV_Switchgear | 1SDA067391R1 | ABB | 25A | 25kA | Nos. | None | Inventory | 25A TP 25kA Tmax MCCB with O/C,S/C protection, Thermal-Magnetic Release TMD, Frame size XT1-160C, Ics=Icu=25kA@415V AC
1533 | 32A TP 25kA Tmax MCCB with O/C,S/C protection, Thermal-Magnetic Release TMD, Frame size XT1-160C, Ics=Icu=25kA@415V AC | MCCB | LV_Switchgear | 1SDA067392R1 | ABB | 32A | 25kA | Nos. | None | Inventory | 32A TP 25kA Tmax MCCB with O/C,S/C protection, Thermal-Magnetic Release TMD, Frame size XT1-160C, Ics=Icu=25kA@415V AC
1534 | 40A TP 25kA Tmax MCCB with O/C,S/C protection, Thermal-Magnetic Release TMD, Frame size XT1-160C, Ics=Icu=25kA@415V AC | MCCB | LV_Switchgear | 1SDA067393R1 | ABB | 40A | 25kA | Nos. | None | Inventory | 40A TP 25kA Tmax MCCB with O/C,S/C protection, Thermal-Magnetic Release TMD, Frame size XT1-160C, Ics=Icu=25kA@415V AC
1535 | 50A TP 25kA Tmax MCCB with O/C,S/C protection, Thermal-Magnetic Release TMD, Frame size XT1-160C, Ics=Icu=25kA@415V AC | MCCB | LV_Switchgear | 1SDA067394R1 | ABB | 50A | 25kA | Nos. | None | Inventory | 50A TP 25kA Tmax MCCB with O/C,S/C protection, Thermal-Magnetic Release TMD, Frame size XT1-160C, Ics=Icu=25kA@415V AC
1536 | 63A TP 25kA Tmax MCCB with O/C,S/C protection, Thermal-Magnetic Release TMD, Frame size XT1-160C, Ics=Icu=25kA@415V AC | MCCB | LV_Switchgear | 1SDA067395R1 | ABB | 63A | 25kA | Nos. | None | Inventory | 63A TP 25kA Tmax MCCB with O/C,S/C protection, Thermal-Magnetic Release TMD, Frame size XT1-160C, Ics=Icu=25kA@415V AC
1537 | 80A TP 25kA Tmax MCCB with O/C,S/C protection, Thermal-Magnetic Release TMD, Frame size XT1-160C, Ics=Icu=25kA@415V AC | MCCB | LV_Switchgear | 1SDA067396R1 | ABB | 80A | 25kA | Nos. | None | Inventory | 80A TP 25kA Tmax MCCB with O/C,S/C protection, Thermal-Magnetic Release TMD, Frame size XT1-160C, Ics=Icu=25kA@415V AC
1538 | 100A TP 25kA Tmax MCCB with O/C,S/C protection, Thermal-Magnetic Release TMD, Frame size XT1-160C, Ics=Icu=25kA@415V AC | MCCB | LV_Switchgear | 1SDA067397R1 | ABB | 100A | 25kA | Nos. | None | Inventory | 100A TP 25kA Tmax MCCB with O/C,S/C protection, Thermal-Magnetic Release TMD, Frame size XT1-160C, Ics=Icu=25kA@415V AC
1539 | 125A TP 25kA Tmax MCCB with O/C,S/C protection, Thermal-Magnetic Release TMD, Frame size XT1-160C, Ics=Icu=25kA@415V AC | MCCB | LV_Switchgear | 1SDA067398R1 | ABB | 125A | 25kA | Nos. | None | Inventory | 125A TP 25kA Tmax MCCB with O/C,S/C protection, Thermal-Magnetic Release TMD, Frame size XT1-160C, Ics=Icu=25kA@415V AC
1540 | 160A TP 25kA Tmax MCCB with O/C,S/C protection, Thermal-Magnetic Release TMD, Frame size XT1-160C, Ics=Icu=25kA@415V AC | MCCB | LV_Switchgear | 1SDA067399R1 | ABB | 160A | 25kA | Nos. | None | Inventory | 160A TP 25kA Tmax MCCB with O/C,S/C protection, Thermal-Magnetic Release TMD, Frame size XT1-160C, Ics=Icu=25kA@415V AC
1541 | 25A FP 25kA Tmax MCCB with O/C,S/C protection, Thermal-Magnetic Release TMD, Frame size XT1-160C, Ics=Icu=25kA@415V AC | MCCB | LV_Switchgear | 1SDA067400R1 | ABB | 25A | 25kA | Nos. | None | Inventory | 25A FP 25kA Tmax MCCB with O/C,S/C protection, Thermal-Magnetic Release TMD, Frame size XT1-160C, Ics=Icu=25kA@415V AC
1542 | 32A FP 25kA Tmax MCCB with O/C,S/C protection, Thermal-Magnetic Release TMD, Frame size XT1-160C, Ics=Icu=25kA@415V AC | MCCB | LV_Switchgear | 1SDA067401R1 | ABB | 32A | 25kA | Nos. | None | Inventory | 32A FP 25kA Tmax MCCB with O/C,S/C protection, Thermal-Magnetic Release TMD, Frame size XT1-160C, Ics=Icu=25kA@415V AC
1543 | 40A FP 25kA Tmax MCCB with O/C,S/C protection, Thermal-Magnetic Release TMD, Frame size XT1-160C, Ics=Icu=25kA@415V AC | MCCB | LV_Switchgear | 1SDA067402R1 | ABB | 40A | 25kA | Nos. | None | Inventory | 40A FP 25kA Tmax MCCB with O/C,S/C protection, Thermal-Magnetic Release TMD, Frame size XT1-160C, Ics=Icu=25kA@415V AC
1544 | 50A FP 25kA Tmax MCCB with O/C,S/C protection, Thermal-Magnetic Release TMD, Frame size XT1-160C, Ics=Icu=25kA@415V AC | MCCB | LV_Switchgear | 1SDA067403R1 | ABB | 50A | 25kA | Nos. | None | Inventory | 50A FP 25kA Tmax MCCB with O/C,S/C protection, Thermal-Magnetic Release TMD, Frame size XT1-160C, Ics=Icu=25kA@415V AC
1545 | 63A FP 25kA Tmax MCCB with O/C,S/C protection, Thermal-Magnetic Release TMD, Frame size XT1-160C, Ics=Icu=25kA@415V AC | MCCB | LV_Switchgear | 1SDA067404R1 | ABB | 63A | 25kA | Nos. | None | Inventory | 63A FP 25kA Tmax MCCB with O/C,S/C protection, Thermal-Magnetic Release TMD, Frame size XT1-160C, Ics=Icu=25kA@415V AC
1546 | 80A FP 25kA Tmax MCCB with O/C,S/C protection, Thermal-Magnetic Release TMD, Frame size XT1-160C, Ics=Icu=25kA@415V AC | MCCB | LV_Switchgear | 1SDA067405R1 | ABB | 80A | 25kA | Nos. | None | Inventory | 80A FP 25kA Tmax MCCB with O/C,S/C protection, Thermal-Magnetic Release TMD, Frame size XT1-160C, Ics=Icu=25kA@415V AC
1547 | 100A FP 25kA Tmax MCCB with O/C,S/C protection, Thermal-Magnetic Release TMD, Frame size XT1-160C, Ics=Icu=25kA@415V AC | MCCB | LV_Switchgear | 1SDA067406R1 | ABB | 100A | 25kA | Nos. | None | Inventory | 100A FP 25kA Tmax MCCB with O/C,S/C protection, Thermal-Magnetic Release TMD, Frame size XT1-160C, Ics=Icu=25kA@415V AC
1548 | 125A FP 25kA Tmax MCCB with O/C,S/C protection, Thermal-Magnetic Release TMD, Frame size XT1-160C, Ics=Icu=25kA@415V AC | MCCB | LV_Switchgear | 1SDA067409R1 | ABB | 125A | 25kA | Nos. | None | Inventory | 125A FP 25kA Tmax MCCB with O/C,S/C protection, Thermal-Magnetic Release TMD, Frame size XT1-160C, Ics=Icu=25kA@415V AC
1549 | 160A FP 25kA Tmax MCCB with O/C,S/C protection, Thermal-Magnetic Release TMD, Frame size XT1-160C, Ics=Icu=25kA@415V AC | MCCB | LV_Switchgear | 1SDA067410R1 | ABB | 160A | 25kA | Nos. | None | Inventory | 160A FP 25kA Tmax MCCB with O/C,S/C protection, Thermal-Magnetic Release TMD, Frame size XT1-160C, Ics=Icu=25kA@415V AC
1550 | 32A TP 36kA Tmax MCCB with O/C,S/C protection, Thermal-Magnetic Release TMD, Frame size XT1-160N, Ics=Icu=36kA@415V AC | MCCB | LV_Switchgear | 1SDA067411R1 | ABB | 32A | 36kA | Nos. | None | Inventory | 32A TP 36kA Tmax MCCB with O/C,S/C protection, Thermal-Magnetic Release TMD, Frame size XT1-160N, Ics=Icu=36kA@415V AC
1551 | 40A TP 36kA Tmax MCCB with O/C,S/C protection, Thermal-Magnetic Release TMD, Frame size XT1-160N, Ics=Icu=36kA@415V AC | MCCB | LV_Switchgear | 1SDA067412R1 | ABB | 40A | 36kA | Nos. | None | Inventory | 40A TP 36kA Tmax MCCB with O/C,S/C protection, Thermal-Magnetic Release TMD, Frame size XT1-160N, Ics=Icu=36kA@415V AC
1552 | 50A TP 36kA Tmax MCCB with O/C,S/C protection, Thermal-Magnetic Release TMD, Frame size XT1-160N, Ics=Icu=36kA@415V AC | MCCB | LV_Switchgear | 1SDA067413R1 | ABB | 50A | 36kA | Nos. | None | Inventory | 50A TP 36kA Tmax MCCB with O/C,S/C protection, Thermal-Magnetic Release TMD, Frame size XT1-160N, Ics=Icu=36kA@415V AC
1553 | 63A TP 36kA Tmax MCCB with O/C,S/C protection, Thermal-Magnetic Release TMD, Frame size XT1-160N, Ics=Icu=36kA@415V AC | MCCB | LV_Switchgear | 1SDA067414R1 | ABB | 63A | 36kA | Nos. | None | Inventory | 63A TP 36kA Tmax MCCB with O/C,S/C protection, Thermal-Magnetic Release TMD, Frame size XT1-160N, Ics=Icu=36kA@415V AC
1554 | 80A TP 36kA Tmax MCCB with O/C,S/C protection, Thermal-Magnetic Release TMD, Frame size XT1-160N, Ics=Icu=36kA@415V AC | MCCB | LV_Switchgear | 1SDA067415R1 | ABB | 80A | 36kA | Nos. | None | Inventory | 80A TP 36kA Tmax MCCB with O/C,S/C protection, Thermal-Magnetic Release TMD, Frame size XT1-160N, Ics=Icu=36kA@415V AC
1555 | 100A TP 36kA Tmax MCCB with O/C,S/C protection, Thermal-Magnetic Release TMD, Frame size XT1-160N, Ics=Icu=36kA@415V AC | MCCB | LV_Switchgear | 1SDA067416R1 | ABB | 100A | 36kA | Nos. | None | Inventory | 100A TP 36kA Tmax MCCB with O/C,S/C protection, Thermal-Magnetic Release TMD, Frame size XT1-160N, Ics=Icu=36kA@415V AC
1556 | 125A TP 36kA Tmax MCCB with O/C,S/C protection, Thermal-Magnetic Release TMD, Frame size XT1-160N, Ics=Icu=36kA@415V AC | MCCB | LV_Switchgear | 1SDA067417R1 | ABB | 125A | 36kA | Nos. | None | Inventory | 125A TP 36kA Tmax MCCB with O/C,S/C protection, Thermal-Magnetic Release TMD, Frame size XT1-160N, Ics=Icu=36kA@415V AC
1557 | 160A TP 36kA Tmax MCCB with O/C,S/C protection, Thermal-Magnetic Release TMD, Frame size XT1-160N, Ics=Icu=36kA@415V AC | MCCB | LV_Switchgear | 1SDA067418R1 | ABB | 160A | 36kA | Nos. | None | Inventory | 160A TP 36kA Tmax MCCB with O/C,S/C protection, Thermal-Magnetic Release TMD, Frame size XT1-160N, Ics=Icu=36kA@415V AC
1558 | 32A FP 36kA Tmax MCCB with O/C,S/C protection, Thermal-Magnetic Release TMD, Frame size XT1-160N, Ics=Icu=36kA@415V AC | MCCB | LV_Switchgear | 1SDA067419R1 | ABB | 32A | 36kA | Nos. | None | Inventory | 32A FP 36kA Tmax MCCB with O/C,S/C protection, Thermal-Magnetic Release TMD, Frame size XT1-160N, Ics=Icu=36kA@415V AC
1559 | 40A FP 36kA Tmax MCCB with O/C,S/C protection, Thermal-Magnetic Release TMD, Frame size XT1-160N, Ics=Icu=36kA@415V AC | MCCB | LV_Switchgear | 1SDA067420R1 | ABB | 40A | 36kA | Nos. | None | Inventory | 40A FP 36kA Tmax MCCB with O/C,S/C protection, Thermal-Magnetic Release TMD, Frame size XT1-160N, Ics=Icu=36kA@415V AC
1560 | 50A FP 36kA Tmax MCCB with O/C,S/C protection, Thermal-Magnetic Release TMD, Frame size XT1-160N, Ics=Icu=36kA@415V AC | MCCB | LV_Switchgear | 1SDA067421R1 | ABB | 50A | 36kA | Nos. | None | Inventory | 50A FP 36kA Tmax MCCB with O/C,S/C protection, Thermal-Magnetic Release TMD, Frame size XT1-160N, Ics=Icu=36kA@415V AC
1561 | 63A FP 36kA Tmax MCCB with O/C,S/C protection, Thermal-Magnetic Release TMD, Frame size XT1-160N, Ics=Icu=36kA@415V AC | MCCB | LV_Switchgear | 1SDA067422R1 | ABB | 63A | 36kA | Nos. | None | Inventory | 63A FP 36kA Tmax MCCB with O/C,S/C protection, Thermal-Magnetic Release TMD, Frame size XT1-160N, Ics=Icu=36kA@415V AC
1562 | 80A FP 36kA Tmax MCCB with O/C,S/C protection, Thermal-Magnetic Release TMD, Frame size XT1-160N, Ics=Icu=36kA@415V AC | MCCB | LV_Switchgear | 1SDA067423R1 | ABB | 80A | 36kA | Nos. | None | Inventory | 80A FP 36kA Tmax MCCB with O/C,S/C protection, Thermal-Magnetic Release TMD, Frame size XT1-160N, Ics=Icu=36kA@415V AC
1563 | 100A FP 36kA Tmax MCCB with O/C,S/C protection, Thermal-Magnetic Release TMD, Frame size XT1-160N, Ics=Icu=36kA@415V AC | MCCB | LV_Switchgear | 1SDA067424R1 | ABB | 100A | 36kA | Nos. | None | Inventory | 100A FP 36kA Tmax MCCB with O/C,S/C protection, Thermal-Magnetic Release TMD, Frame size XT1-160N, Ics=Icu=36kA@415V AC
1564 | 125A FP 36kA Tmax MCCB with O/C,S/C protection, Thermal-Magnetic Release TMD, Frame size XT1-160N, Ics=Icu=36kA@415V AC | MCCB | LV_Switchgear | 1SDA067427R1 | ABB | 125A | 36kA | Nos. | None | Inventory | 125A FP 36kA Tmax MCCB with O/C,S/C protection, Thermal-Magnetic Release TMD, Frame size XT1-160N, Ics=Icu=36kA@415V AC
1565 | 160A FP 36kA Tmax MCCB with O/C,S/C protection, Thermal-Magnetic Release TMD, Frame size XT1-160N, Ics=Icu=36kA@415V AC | MCCB | LV_Switchgear | 1SDA067428R1 | ABB | 160A | 36kA | Nos. | None | Inventory | 160A FP 36kA Tmax MCCB with O/C,S/C protection, Thermal-Magnetic Release TMD, Frame size XT1-160N, Ics=Icu=36kA@415V AC
1566 | 63A 4P 50kA MCCB, Release: TMD (Adjustable thermal ( 70-100%of In) and fixed magnetic (10 x In) for power distribution), Type: XT1 160 | MCCB | LV_Switchgear | 1SDA067440R1 | ABB | 63A | 50kA | Nos. |  | Inventory | 63A 4P 50kA MCCB, Release: TMD (Adjustable thermal ( 70-100%of In) and fixed magnetic (10 x In) for power distribution), Type: XT1 160
1567 | 125A 4P 50kA MCCB, Release: TMD (Adjustable thermal ( 70-100%of In) and fixed magnetic (10 x In) for power distribution), Type: XT1 160 | MCCB | LV_Switchgear | 1SDA067445R1 | ABB | 125A | 50kA | Nos. |  | Inventory | 125A 4P 50kA MCCB, Release: TMD (Adjustable thermal ( 70-100%of In) and fixed magnetic (10 x In) for power distribution), Type: XT1 160
1568 | Ekip LS/I In=63A XT4 3p | MCCB Accessories | LV_Switchgear | 1SDA067499R1 | ABB | 0 | - | Nos. |  | Inventory | Ekip LS/I In=63A XT4 3p
1569 | 16A TP 50kA Tmax MCCB with O/C,S/C protection, Thermal-Magnetic Release TMD, Frame size XT2-160S, Ics=Icu=50kA@415V AC | MCCB | LV_Switchgear | 1SDA067550R1 | ABB | 16A | 50kA | Nos. | None | Inventory | 16A TP 50kA Tmax MCCB with O/C,S/C protection, Thermal-Magnetic Release TMD, Frame size XT2-160S, Ics=Icu=50kA@415V AC
1570 | 20A TP 50kA Tmax MCCB with O/C,S/C protection, Thermal-Magnetic Release TMD, Frame size XT2-160S, Ics=Icu=50kA@415V AC | MCCB | LV_Switchgear | 1SDA067551R1 | ABB | 20A | 50kA | Nos. | None | Inventory | 20A TP 50kA Tmax MCCB with O/C,S/C protection, Thermal-Magnetic Release TMD, Frame size XT2-160S, Ics=Icu=50kA@415V AC
1571 | 25A TP 50kA Tmax MCCB with O/C,S/C protection, Thermal-Magnetic Release TMD, Frame size XT2-160S, Ics=Icu=50kA@415V AC | MCCB | LV_Switchgear | 1SDA067552R1 | ABB | 25A | 50kA | Nos. | None | Inventory | 25A TP 50kA Tmax MCCB with O/C,S/C protection, Thermal-Magnetic Release TMD, Frame size XT2-160S, Ics=Icu=50kA@415V AC
1572 | 32A TP 50kA Tmax MCCB with O/C,S/C protection, Thermal-Magnetic Release TMD, Frame size XT2-160S, Ics=Icu=50kA@415V AC | MCCB | LV_Switchgear | 1SDA067553R1 | ABB | 32A | 50kA | Nos. | None | Inventory | 32A TP 50kA Tmax MCCB with O/C,S/C protection, Thermal-Magnetic Release TMD, Frame size XT2-160S, Ics=Icu=50kA@415V AC
1573 | 40A TP 50kA Tmax MCCB with O/C,S/C protection, Thermal-Magnetic Release TMA, Frame size XT2-160S, Ics=Icu=50kA@415V AC | MCCB | LV_Switchgear | 1SDA067554R1 | ABB | 40A | 50kA | Nos. | None | Inventory | 40A TP 50kA Tmax MCCB with O/C,S/C protection, Thermal-Magnetic Release TMA, Frame size XT2-160S, Ics=Icu=50kA@415V AC
1574 | 50A TP 50kA Tmax MCCB with O/C,S/C protection, Thermal-Magnetic Release TMA, Frame size XT2-160S, Ics=Icu=50kA@415V AC | MCCB | LV_Switchgear | 1SDA067555R1 | ABB | 50A | 50kA | Nos. | None | Inventory | 50A TP 50kA Tmax MCCB with O/C,S/C protection, Thermal-Magnetic Release TMA, Frame size XT2-160S, Ics=Icu=50kA@415V AC
1575 | 63A TP 50kA Tmax MCCB with O/C,S/C protection, Thermal-Magnetic Release TMA, Frame size XT2-160S, Ics=Icu=50kA@415V AC | MCCB | LV_Switchgear | 1SDA067556R1 | ABB | 63A | 50kA | Nos. | None | Inventory | 63A TP 50kA Tmax MCCB with O/C,S/C protection, Thermal-Magnetic Release TMA, Frame size XT2-160S, Ics=Icu=50kA@415V AC
1576 | 80A TP 50kA Tmax MCCB with O/C,S/C protection, Thermal-Magnetic Release TMA, Frame size XT2-160S, Ics=Icu=50kA@415V AC | MCCB | LV_Switchgear | 1SDA067557R1 | ABB | 80A | 50kA | Nos. | None | Inventory | 80A TP 50kA Tmax MCCB with O/C,S/C protection, Thermal-Magnetic Release TMA, Frame size XT2-160S, Ics=Icu=50kA@415V AC
1577 | 100A TP 50kA Tmax MCCB with O/C,S/C protection, Thermal-Magnetic Release TMA, Frame size XT2-160S, Ics=Icu=50kA@415V AC | MCCB | LV_Switchgear | 1SDA067558R1 | ABB | 100A | 50kA | Nos. | None | Inventory | 100A TP 50kA Tmax MCCB with O/C,S/C protection, Thermal-Magnetic Release TMA, Frame size XT2-160S, Ics=Icu=50kA@415V AC
1578 | 125A TP 50kA Tmax MCCB with O/C,S/C protection, Thermal-Magnetic Release TMA, Frame size XT2-160S, Ics=Icu=50kA@415V AC | MCCB | LV_Switchgear | 1SDA067559R1 | ABB | 125A | 50kA | Nos. | None | Inventory | 125A TP 50kA Tmax MCCB with O/C,S/C protection, Thermal-Magnetic Release TMA, Frame size XT2-160S, Ics=Icu=50kA@415V AC
1579 | 160A TP 50kA Tmax MCCB with O/C,S/C protection, Thermal-Magnetic Release TMA, Frame size XT2-160S, Ics=Icu=50kA@415V AC | MCCB | LV_Switchgear | 1SDA067560R1 | ABB | 160A | 50kA | Nos. | None | Inventory | 160A TP 50kA Tmax MCCB with O/C,S/C protection, Thermal-Magnetic Release TMA, Frame size XT2-160S, Ics=Icu=50kA@415V AC
1580 | 16A FP 50kA Tmax MCCB with O/C,S/C protection, Thermal-Magnetic Release TMD, Frame size XT2-160S, Ics=Icu=50kA@415V AC | MCCB | LV_Switchgear | 1SDA067571R1 | ABB | 16A | 50kA | Nos. | None | Inventory | 16A FP 50kA Tmax MCCB with O/C,S/C protection, Thermal-Magnetic Release TMD, Frame size XT2-160S, Ics=Icu=50kA@415V AC
1581 | 20A FP 50kA Tmax MCCB with O/C,S/C protection, Thermal-Magnetic Release TMD, Frame size XT2-160S, Ics=Icu=50kA@415V AC | MCCB | LV_Switchgear | 1SDA067572R1 | ABB | 20A | 50kA | Nos. | None | Inventory | 20A FP 50kA Tmax MCCB with O/C,S/C protection, Thermal-Magnetic Release TMD, Frame size XT2-160S, Ics=Icu=50kA@415V AC
1582 | 25A FP 50kA Tmax MCCB with O/C,S/C protection, Thermal-Magnetic Release TMD, Frame size XT2-160S, Ics=Icu=50kA@415V AC | MCCB | LV_Switchgear | 1SDA067573R1 | ABB | 25A | 50kA | Nos. | None | Inventory | 25A FP 50kA Tmax MCCB with O/C,S/C protection, Thermal-Magnetic Release TMD, Frame size XT2-160S, Ics=Icu=50kA@415V AC
1583 | 32A FP 50kA Tmax MCCB with O/C,S/C protection, Thermal-Magnetic Release TMD, Frame size XT2-160S, Ics=Icu=50kA@415V AC | MCCB | LV_Switchgear | 1SDA067574R1 | ABB | 32A | 50kA | Nos. | None | Inventory | 32A FP 50kA Tmax MCCB with O/C,S/C protection, Thermal-Magnetic Release TMD, Frame size XT2-160S, Ics=Icu=50kA@415V AC
1584 | 40A FP 50kA Tmax MCCB with O/C,S/C protection, Thermal-Magnetic Release TMA, Frame size XT2-160S, Ics=Icu=50kA@415V AC | MCCB | LV_Switchgear | 1SDA067575R1 | ABB | 40A | 50kA | Nos. | None | Inventory | 40A FP 50kA Tmax MCCB with O/C,S/C protection, Thermal-Magnetic Release TMA, Frame size XT2-160S, Ics=Icu=50kA@415V AC
1585 | 50A FP 50kA Tmax MCCB with O/C,S/C protection, Thermal-Magnetic Release TMA, Frame size XT2-160S, Ics=Icu=50kA@415V AC | MCCB | LV_Switchgear | 1SDA067576R1 | ABB | 50A | 50kA | Nos. | None | Inventory | 50A FP 50kA Tmax MCCB with O/C,S/C protection, Thermal-Magnetic Release TMA, Frame size XT2-160S, Ics=Icu=50kA@415V AC
1586 | 63A FP 50kA Tmax MCCB with O/C,S/C protection, Thermal-Magnetic Release TMA, Frame size XT2-160S, Ics=Icu=50kA@415V AC | MCCB | LV_Switchgear | 1SDA067577R1 | ABB | 63A | 50kA | Nos. | None | Inventory | 63A FP 50kA Tmax MCCB with O/C,S/C protection, Thermal-Magnetic Release TMA, Frame size XT2-160S, Ics=Icu=50kA@415V AC
1587 | 80A FP 50kA Tmax MCCB with O/C,S/C protection, Thermal-Magnetic Release TMA, Frame size XT2-160S, Ics=Icu=50kA@415V AC | MCCB | LV_Switchgear | 1SDA067578R1 | ABB | 80A | 50kA | Nos. | None | Inventory | 80A FP 50kA Tmax MCCB with O/C,S/C protection, Thermal-Magnetic Release TMA, Frame size XT2-160S, Ics=Icu=50kA@415V AC
1588 | 100A FP 50kA Tmax MCCB with O/C,S/C protection, Thermal-Magnetic Release TMA, Frame size XT2-160S, Ics=Icu=50kA@415V AC | MCCB | LV_Switchgear | 1SDA067579R1 | ABB | 100A | 50kA | Nos. | None | Inventory | 100A FP 50kA Tmax MCCB with O/C,S/C protection, Thermal-Magnetic Release TMA, Frame size XT2-160S, Ics=Icu=50kA@415V AC
1589 | 125A FP 50kA Tmax MCCB with O/C,S/C protection, Thermal-Magnetic Release TMA, Frame size XT2-160S, Ics=Icu=50kA@415V AC | MCCB | LV_Switchgear | 1SDA067582R1 | ABB | 125A | 50kA | Nos. | None | Inventory | 125A FP 50kA Tmax MCCB with O/C,S/C protection, Thermal-Magnetic Release TMA, Frame size XT2-160S, Ics=Icu=50kA@415V AC
1590 | 160A FP 50kA Tmax MCCB with O/C,S/C protection, Thermal-Magnetic Release TMA, Frame size XT2-160S, Ics=Icu=50kA@415V AC | MCCB | LV_Switchgear | 1SDA067583R1 | ABB | 160A | 50kA | Nos. | None | Inventory | 160A FP 50kA Tmax MCCB with O/C,S/C protection, Thermal-Magnetic Release TMA, Frame size XT2-160S, Ics=Icu=50kA@415V AC
1591 | 16A TP 70kA Tmax MCCB with O/C,S/C protection, Thermal-Magnetic Release TMD, Frame size XT2-160H, Ics=Icu=70kA@415V AC | MCCB | LV_Switchgear | 1SDA067594R1 | ABB | 16A | 70kA | Nos. | None | Inventory | 16A TP 70kA Tmax MCCB with O/C,S/C protection, Thermal-Magnetic Release TMD, Frame size XT2-160H, Ics=Icu=70kA@415V AC
1592 | 20A TP 70kA Tmax MCCB with O/C,S/C protection, Thermal-Magnetic Release TMD, Frame size XT2-160H, Ics=Icu=70kA@415V AC | MCCB | LV_Switchgear | 1SDA067595R1 | ABB | 20A | 70kA | Nos. | None | Inventory | 20A TP 70kA Tmax MCCB with O/C,S/C protection, Thermal-Magnetic Release TMD, Frame size XT2-160H, Ics=Icu=70kA@415V AC
1593 | 25A TP 70kA Tmax MCCB with O/C,S/C protection, Thermal-Magnetic Release TMD, Frame size XT2-160H, Ics=Icu=70kA@415V AC | MCCB | LV_Switchgear | 1SDA067596R1 | ABB | 25A | 70kA | Nos. | None | Inventory | 25A TP 70kA Tmax MCCB with O/C,S/C protection, Thermal-Magnetic Release TMD, Frame size XT2-160H, Ics=Icu=70kA@415V AC
1594 | 32A TP 70kA Tmax MCCB with O/C,S/C protection, Thermal-Magnetic Release TMD, Frame size XT2-160H, Ics=Icu=70kA@415V AC | MCCB | LV_Switchgear | 1SDA067597R1 | ABB | 32A | 70kA | Nos. | None | Inventory | 32A TP 70kA Tmax MCCB with O/C,S/C protection, Thermal-Magnetic Release TMD, Frame size XT2-160H, Ics=Icu=70kA@415V AC
1595 | 40A TP 70kA Tmax MCCB with O/C,S/C protection, Thermal-Magnetic Release TMA, Frame size XT2-160H, Ics=Icu=70kA@415V AC | MCCB | LV_Switchgear | 1SDA067598R1 | ABB | 40A | 70kA | Nos. | None | Inventory | 40A TP 70kA Tmax MCCB with O/C,S/C protection, Thermal-Magnetic Release TMA, Frame size XT2-160H, Ics=Icu=70kA@415V AC
1596 | 50A TP 70kA Tmax MCCB with O/C,S/C protection, Thermal-Magnetic Release TMA, Frame size XT2-160H, Ics=Icu=70kA@415V AC | MCCB | LV_Switchgear | 1SDA067599R1 | ABB | 50A | 70kA | Nos. | None | Inventory | 50A TP 70kA Tmax MCCB with O/C,S/C protection, Thermal-Magnetic Release TMA, Frame size XT2-160H, Ics=Icu=70kA@415V AC
1597 | 63A TP 70kA Tmax MCCB with O/C,S/C protection, Thermal-Magnetic Release TMA, Frame size XT2-160H, Ics=Icu=70kA@415V AC | MCCB | LV_Switchgear | 1SDA067600R1 | ABB | 63A | 70kA | Nos. | None | Inventory | 63A TP 70kA Tmax MCCB with O/C,S/C protection, Thermal-Magnetic Release TMA, Frame size XT2-160H, Ics=Icu=70kA@415V AC
1598 | 80A TP 70kA Tmax MCCB with O/C,S/C protection, Thermal-Magnetic Release TMA, Frame size XT2-160H, Ics=Icu=70kA@415V AC | MCCB | LV_Switchgear | 1SDA067601R1 | ABB | 80A | 70kA | Nos. | None | Inventory | 80A TP 70kA Tmax MCCB with O/C,S/C protection, Thermal-Magnetic Release TMA, Frame size XT2-160H, Ics=Icu=70kA@415V AC
1599 | 100A TP 70kA Tmax MCCB with O/C,S/C protection, Thermal-Magnetic Release TMA, Frame size XT2-160H, Ics=Icu=70kA@415V AC | MCCB | LV_Switchgear | 1SDA067602R1 | ABB | 100A | 70kA | Nos. | None | Inventory | 100A TP 70kA Tmax MCCB with O/C,S/C protection, Thermal-Magnetic Release TMA, Frame size XT2-160H, Ics=Icu=70kA@415V AC
1600 | 125A TP 70kA Tmax MCCB with O/C,S/C protection, Thermal-Magnetic Release TMA, Frame size XT2-160H, Ics=Icu=70kA@415V AC | MCCB | LV_Switchgear | 1SDA067603R1 | ABB | 125A | 70kA | Nos. | None | Inventory | 125A TP 70kA Tmax MCCB with O/C,S/C protection, Thermal-Magnetic Release TMA, Frame size XT2-160H, Ics=Icu=70kA@415V AC
1601 | 160A TP 70kA Tmax MCCB with O/C,S/C protection, Thermal-Magnetic Release TMA, Frame size XT2-160H, Ics=Icu=70kA@415V AC | MCCB | LV_Switchgear | 1SDA067604R1 | ABB | 160A | 70kA | Nos. | None | Inventory | 160A TP 70kA Tmax MCCB with O/C,S/C protection, Thermal-Magnetic Release TMA, Frame size XT2-160H, Ics=Icu=70kA@415V AC
1602 | 16A FP 70kA Tmax MCCB with O/C,S/C protection, Thermal-Magnetic Release TMD, Frame size XT2-160H, Ics=Icu=70kA@415V AC | MCCB | LV_Switchgear | 1SDA067615R1 | ABB | 16A | 70kA | Nos. | None | Inventory | 16A FP 70kA Tmax MCCB with O/C,S/C protection, Thermal-Magnetic Release TMD, Frame size XT2-160H, Ics=Icu=70kA@415V AC
1603 | 20A FP 70kA Tmax MCCB with O/C,S/C protection, Thermal-Magnetic Release TMD, Frame size XT2-160H, Ics=Icu=70kA@415V AC | MCCB | LV_Switchgear | 1SDA067616R1 | ABB | 20A | 70kA | Nos. | None | Inventory | 20A FP 70kA Tmax MCCB with O/C,S/C protection, Thermal-Magnetic Release TMD, Frame size XT2-160H, Ics=Icu=70kA@415V AC
1604 | 25A FP 70kA Tmax MCCB with O/C,S/C protection, Thermal-Magnetic Release TMD, Frame size XT2-160H, Ics=Icu=70kA@415V AC | MCCB | LV_Switchgear | 1SDA067617R1 | ABB | 25A | 70kA | Nos. | None | Inventory | 25A FP 70kA Tmax MCCB with O/C,S/C protection, Thermal-Magnetic Release TMD, Frame size XT2-160H, Ics=Icu=70kA@415V AC
1605 | 32A FP 70kA Tmax MCCB with O/C,S/C protection, Thermal-Magnetic Release TMD, Frame size XT2-160H, Ics=Icu=70kA@415V AC | MCCB | LV_Switchgear | 1SDA067618R1 | ABB | 32A | 70kA | Nos. | None | Inventory | 32A FP 70kA Tmax MCCB with O/C,S/C protection, Thermal-Magnetic Release TMD, Frame size XT2-160H, Ics=Icu=70kA@415V AC
1606 | 40A FP 70kA Tmax MCCB with O/C,S/C protection, Thermal-Magnetic Release TMA, Frame size XT2-160H, Ics=Icu=70kA@415V AC | MCCB | LV_Switchgear | 1SDA067619R1 | ABB | 40A | 70kA | Nos. | None | Inventory | 40A FP 70kA Tmax MCCB with O/C,S/C protection, Thermal-Magnetic Release TMA, Frame size XT2-160H, Ics=Icu=70kA@415V AC
1607 | 50A FP 70kA Tmax MCCB with O/C,S/C protection, Thermal-Magnetic Release TMA, Frame size XT2-160H, Ics=Icu=70kA@415V AC | MCCB | LV_Switchgear | 1SDA067620R1 | ABB | 50A | 70kA | Nos. | None | Inventory | 50A FP 70kA Tmax MCCB with O/C,S/C protection, Thermal-Magnetic Release TMA, Frame size XT2-160H, Ics=Icu=70kA@415V AC
1608 | 63A FP 70kA Tmax MCCB with O/C,S/C protection, Thermal-Magnetic Release TMA, Frame size XT2-160H, Ics=Icu=70kA@415V AC | MCCB | LV_Switchgear | 1SDA067621R1 | ABB | 63A | 70kA | Nos. | None | Inventory | 63A FP 70kA Tmax MCCB with O/C,S/C protection, Thermal-Magnetic Release TMA, Frame size XT2-160H, Ics=Icu=70kA@415V AC
1609 | 80A FP 70kA Tmax MCCB with O/C,S/C protection, Thermal-Magnetic Release TMA, Frame size XT2-160H, Ics=Icu=70kA@415V AC | MCCB | LV_Switchgear | 1SDA067622R1 | ABB | 80A | 70kA | Nos. | None | Inventory | 80A FP 70kA Tmax MCCB with O/C,S/C protection, Thermal-Magnetic Release TMA, Frame size XT2-160H, Ics=Icu=70kA@415V AC
1610 | 100A FP 70kA Tmax MCCB with O/C,S/C protection, Thermal-Magnetic Release TMA, Frame size XT2-160H, Ics=Icu=70kA@415V AC | MCCB | LV_Switchgear | 1SDA067623R1 | ABB | 100A | 70kA | Nos. | None | Inventory | 100A FP 70kA Tmax MCCB with O/C,S/C protection, Thermal-Magnetic Release TMA, Frame size XT2-160H, Ics=Icu=70kA@415V AC
1611 | 125A FP 70kA Tmax MCCB with O/C,S/C protection, Thermal-Magnetic Release TMA, Frame size XT2-160H, Ics=Icu=70kA@415V AC | MCCB | LV_Switchgear | 1SDA067626R1 | ABB | 125A | 70kA | Nos. | None | Inventory | 125A FP 70kA Tmax MCCB with O/C,S/C protection, Thermal-Magnetic Release TMA, Frame size XT2-160H, Ics=Icu=70kA@415V AC
1612 | 160A FP 70kA Tmax MCCB with O/C,S/C protection, Thermal-Magnetic Release TMA, Frame size XT2-160H, Ics=Icu=70kA@415V AC | MCCB | LV_Switchgear | 1SDA067627R1 | ABB | 160A | 70kA | Nos. | None | Inventory | 160A FP 70kA Tmax MCCB with O/C,S/C protection, Thermal-Magnetic Release TMA, Frame size XT2-160H, Ics=Icu=70kA@415V AC
1613 | 20A TP 50kA Tmax MCCB with S/C protection, Magnetic Release MA, Frame size XT2-160S, Ics=Icu=50kA@415V AC | MCCB | LV_Switchgear | 1SDA067765R1 | ABB | 20A | 50kA | Nos. | None | Inventory | 20A TP 50kA Tmax MCCB with S/C protection, Magnetic Release MA, Frame size XT2-160S, Ics=Icu=50kA@415V AC
1614 | 32A TP 50kA Tmax MCCB with S/C protection, Magnetic Release MA, Frame size XT2-160S, Ics=Icu=50kA@415V AC | MCCB | LV_Switchgear | 1SDA067766R1 | ABB | 32A | 50kA | Nos. | None | Inventory | 32A TP 50kA Tmax MCCB with S/C protection, Magnetic Release MA, Frame size XT2-160S, Ics=Icu=50kA@415V AC
1615 | 52A TP 50kA Tmax MCCB with S/C protection, Magnetic Release MA, Frame size XT2-160S, Ics=Icu=50kA@415V AC | MCCB | LV_Switchgear | 1SDA067767R1 | ABB | 52A | 50kA | Nos. | None | Inventory | 52A TP 50kA Tmax MCCB with S/C protection, Magnetic Release MA, Frame size XT2-160S, Ics=Icu=50kA@415V AC
1616 | 80A TP 50kA Tmax MCCB with S/C protection, Magnetic Release MA, Frame size XT2-160S, Ics=Icu=50kA@415V AC | MCCB | LV_Switchgear | 1SDA067768R1 | ABB | 80A | 50kA | Nos. | None | Inventory | 80A TP 50kA Tmax MCCB with S/C protection, Magnetic Release MA, Frame size XT2-160S, Ics=Icu=50kA@415V AC
1617 | 100A TP 50kA Tmax MCCB with S/C protection, Magnetic Release MA, Frame size XT2-160S, Ics=Icu=50kA@415V AC | MCCB | LV_Switchgear | 1SDA067769R1 | ABB | 100A | 50kA | Nos. | None | Inventory | 100A TP 50kA Tmax MCCB with S/C protection, Magnetic Release MA, Frame size XT2-160S, Ics=Icu=50kA@415V AC
1618 | 20A TP 70kA Tmax MCCB with S/C protection, Magnetic Release MA, Frame size XT2-160H, Ics=Icu=70kA@415V AC | MCCB | LV_Switchgear | 1SDA067775R1 | ABB | 20A | 70kA | Nos. | None | Inventory | 20A TP 70kA Tmax MCCB with S/C protection, Magnetic Release MA, Frame size XT2-160H, Ics=Icu=70kA@415V AC
1619 | 32A TP 70kA Tmax MCCB with S/C protection, Magnetic Release MA, Frame size XT2-160H, Ics=Icu=70kA@415V AC | MCCB | LV_Switchgear | 1SDA067776R1 | ABB | 32A | 70kA | Nos. | None | Inventory | 32A TP 70kA Tmax MCCB with S/C protection, Magnetic Release MA, Frame size XT2-160H, Ics=Icu=70kA@415V AC
1620 | 52A TP 70kA Tmax MCCB with S/C protection, Magnetic Release MA, Frame size XT2-160H, Ics=Icu=70kA@415V AC | MCCB | LV_Switchgear | 1SDA067777R1 | ABB | 52A | 70kA | Nos. | None | Inventory | 52A TP 70kA Tmax MCCB with S/C protection, Magnetic Release MA, Frame size XT2-160H, Ics=Icu=70kA@415V AC
1621 | 80A TP 70kA Tmax MCCB with S/C protection, Magnetic Release MA, Frame size XT2-160H, Ics=Icu=70kA@415V AC | MCCB | LV_Switchgear | 1SDA067778R1 | ABB | 80A | 70kA | Nos. | None | Inventory | 80A TP 70kA Tmax MCCB with S/C protection, Magnetic Release MA, Frame size XT2-160H, Ics=Icu=70kA@415V AC
1622 | 100A TP 70kA Tmax MCCB with S/C protection, Magnetic Release MA, Frame size XT2-160H, Ics=Icu=70kA@415V AC | MCCB | LV_Switchgear | 1SDA067779R1 | ABB | 100A | 70kA | Nos. | None | Inventory | 100A TP 70kA Tmax MCCB with S/C protection, Magnetic Release MA, Frame size XT2-160H, Ics=Icu=70kA@415V AC
1623 | 25A TP 50kA Tmax MCCB with O/C,S/C protection, Microprocessor based Release Ekip-LS/I, Frame size XT2-160S, Ics=Icu=50kA@415V AC | MCCB | LV_Switchgear | 1SDA067801R1 | ABB | 25A | 50kA | Nos. | None | Inventory | 25A TP 50kA Tmax MCCB with O/C,S/C protection, Microprocessor based Release Ekip-LS/I, Frame size XT2-160S, Ics=Icu=50kA@415V AC
1624 | 63A TP 50kA Tmax MCCB with O/C,S/C protection, Microprocessor based Release Ekip-LS/I, Frame size XT2-160S, Ics=Icu=50kA@415V AC | MCCB | LV_Switchgear | 1SDA067802R1 | ABB | 63A | 50kA | Nos. | None | Inventory | 63A TP 50kA Tmax MCCB with O/C,S/C protection, Microprocessor based Release Ekip-LS/I, Frame size XT2-160S, Ics=Icu=50kA@415V AC
1625 | 100A TP 50kA Tmax MCCB with O/C,S/C protection, Microprocessor based Release Ekip-LS/I, Frame size XT2-160S, Ics=Icu=50kA@415V AC | MCCB | LV_Switchgear | 1SDA067803R1 | ABB | 100A | 50kA | Nos. | None | Inventory | 100A TP 50kA Tmax MCCB with O/C,S/C protection, Microprocessor based Release Ekip-LS/I, Frame size XT2-160S, Ics=Icu=50kA@415V AC
1626 | 160A TP 50kA Tmax MCCB with O/C,S/C protection, Microprocessor based Release Ekip-LS/I, Frame size XT2-160S, Ics=Icu=50kA@415V AC | MCCB | LV_Switchgear | 1SDA067804R1 | ABB | 160A | 50kA | Nos. | None | Inventory | 160A TP 50kA Tmax MCCB with O/C,S/C protection, Microprocessor based Release Ekip-LS/I, Frame size XT2-160S, Ics=Icu=50kA@415V AC
1627 | 160A TP 50kA Tmax MCCB with S/C protection, Microprocessor based Release Ekip-M-I, Frame size XT2-160S, Ics=Icu=50kA@415V AC | MCCB | LV_Switchgear | 1SDA067809R1 | ABB | 160A | 50kA | Nos. | None | Inventory | 160A TP 50kA Tmax MCCB with S/C protection, Microprocessor based Release Ekip-M-I, Frame size XT2-160S, Ics=Icu=50kA@415V AC
1628 | 25A TP 50kA Tmax MCCB with O/C,S/C,E/F protection, Microprocessor based Release Ekip-LSIG, Frame size XT2-160S, Ics=Icu=50kA@415V AC | MCCB | LV_Switchgear | 1SDA067816R1 | ABB | 25A | 50kA | Nos. | None | Inventory | 25A TP 50kA Tmax MCCB with O/C,S/C,E/F protection, Microprocessor based Release Ekip-LSIG, Frame size XT2-160S, Ics=Icu=50kA@415V AC
1629 | 63A TP 50kA Tmax MCCB with O/C,S/C,E/F protection, Microprocessor based Release Ekip-LSIG, Frame size XT2-160S, Ics=Icu=50kA@415V AC | MCCB | LV_Switchgear | 1SDA067817R1 | ABB | 63A | 50kA | Nos. | None | Inventory | 63A TP 50kA Tmax MCCB with O/C,S/C,E/F protection, Microprocessor based Release Ekip-LSIG, Frame size XT2-160S, Ics=Icu=50kA@415V AC
1630 | 100A TP 50kA Tmax MCCB with O/C,S/C,E/F protection, Microprocessor based Release Ekip-LSIG, Frame size XT2-160S, Ics=Icu=50kA@415V AC | MCCB | LV_Switchgear | 1SDA067818R1 | ABB | 100A | 50kA | Nos. | None | Inventory | 100A TP 50kA Tmax MCCB with O/C,S/C,E/F protection, Microprocessor based Release Ekip-LSIG, Frame size XT2-160S, Ics=Icu=50kA@415V AC
1631 | 160A TP 50kA Tmax MCCB with O/C,S/C,E/F protection, Microprocessor based Release Ekip-LSIG, Frame size XT2-160S, Ics=Icu=50kA@415V AC | MCCB | LV_Switchgear | 1SDA067819R1 | ABB | 160A | 50kA | Nos. | None | Inventory | 160A TP 50kA Tmax MCCB with O/C,S/C,E/F protection, Microprocessor based Release Ekip-LSIG, Frame size XT2-160S, Ics=Icu=50kA@415V AC
1632 | 20A TP 50kA Tmax MCCB with S/C protection, Microprocessor based Release Ekip-M-I, Frame size XT2-160S, Ics=Icu=50kA@415V AC | MCCB | LV_Switchgear | 1SDA067829R1 | ABB | 20A | 50kA | Nos. | None | Inventory | 20A TP 50kA Tmax MCCB with S/C protection, Microprocessor based Release Ekip-M-I, Frame size XT2-160S, Ics=Icu=50kA@415V AC
1633 | 32A TP 50kA Tmax MCCB with S/C protection, Microprocessor based Release Ekip-M-I, Frame size XT2-160S, Ics=Icu=50kA@415V AC | MCCB | LV_Switchgear | 1SDA067830R1 | ABB | 32A | 50kA | Nos. | None | Inventory | 32A TP 50kA Tmax MCCB with S/C protection, Microprocessor based Release Ekip-M-I, Frame size XT2-160S, Ics=Icu=50kA@415V AC
1634 | 52A TP 50kA Tmax MCCB with S/C protection, Microprocessor based Release Ekip-M-I, Frame size XT2-160S, Ics=Icu=50kA@415V AC | MCCB | LV_Switchgear | 1SDA067831R1 | ABB | 52A | 50kA | Nos. | None | Inventory | 52A TP 50kA Tmax MCCB with S/C protection, Microprocessor based Release Ekip-M-I, Frame size XT2-160S, Ics=Icu=50kA@415V AC
1635 | 100A TP 50kA Tmax MCCB with S/C protection, Microprocessor based Release Ekip-M-I, Frame size XT2-160S, Ics=Icu=50kA@415V AC | MCCB | LV_Switchgear | 1SDA067832R1 | ABB | 100A | 50kA | Nos. | None | Inventory | 100A TP 50kA Tmax MCCB with S/C protection, Microprocessor based Release Ekip-M-I, Frame size XT2-160S, Ics=Icu=50kA@415V AC
1636 | 25A FP 50kA Tmax MCCB with O/C,S/C protection, Microprocessor based Release Ekip-LS/I, Frame size XT2-160S, Ics=Icu=50kA@415V AC | MCCB | LV_Switchgear | 1SDA067834R1 | ABB | 25A | 50kA | Nos. | None | Inventory | 25A FP 50kA Tmax MCCB with O/C,S/C protection, Microprocessor based Release Ekip-LS/I, Frame size XT2-160S, Ics=Icu=50kA@415V AC
1637 | 63A FP 50kA Tmax MCCB with O/C,S/C protection, Microprocessor based Release Ekip-LS/I, Frame size XT2-160S, Ics=Icu=50kA@415V AC | MCCB | LV_Switchgear | 1SDA067835R1 | ABB | 63A | 50kA | Nos. | None | Inventory | 63A FP 50kA Tmax MCCB with O/C,S/C protection, Microprocessor based Release Ekip-LS/I, Frame size XT2-160S, Ics=Icu=50kA@415V AC
1638 | 100A FP 50kA Tmax MCCB with O/C,S/C protection, Microprocessor based Release Ekip-LS/I, Frame size XT2-160S, Ics=Icu=50kA@415V AC | MCCB | LV_Switchgear | 1SDA067836R1 | ABB | 100A | 50kA | Nos. | None | Inventory | 100A FP 50kA Tmax MCCB with O/C,S/C protection, Microprocessor based Release Ekip-LS/I, Frame size XT2-160S, Ics=Icu=50kA@415V AC
1639 | 160A FP 50kA Tmax MCCB with O/C,S/C protection, Microprocessor based Release Ekip-LS/I, Frame size XT2-160S, Ics=Icu=50kA@415V AC | MCCB | LV_Switchgear | 1SDA067838R1 | ABB | 160A | 50kA | Nos. | None | Inventory | 160A FP 50kA Tmax MCCB with O/C,S/C protection, Microprocessor based Release Ekip-LS/I, Frame size XT2-160S, Ics=Icu=50kA@415V AC
1640 | 25A FP 50kA Tmax MCCB with O/C,S/C,E/F protection, Microprocessor based Release Ekip-LSIG, Frame size XT2-160S, Ics=Icu=50kA@415V AC | MCCB | LV_Switchgear | 1SDA067852R1 | ABB | 25A | 50kA | Nos. | None | Inventory | 25A FP 50kA Tmax MCCB with O/C,S/C,E/F protection, Microprocessor based Release Ekip-LSIG, Frame size XT2-160S, Ics=Icu=50kA@415V AC
1641 | 63A FP 50kA Tmax MCCB with O/C,S/C,E/F protection, Microprocessor based Release Ekip-LSIG, Frame size XT2-160S, Ics=Icu=50kA@415V AC | MCCB | LV_Switchgear | 1SDA067853R1 | ABB | 63A | 50kA | Nos. | None | Inventory | 63A FP 50kA Tmax MCCB with O/C,S/C,E/F protection, Microprocessor based Release Ekip-LSIG, Frame size XT2-160S, Ics=Icu=50kA@415V AC
1642 | 100A FP 50kA Tmax MCCB with O/C,S/C,E/F protection, Microprocessor based Release Ekip-LSIG, Frame size XT2-160S, Ics=Icu=50kA@415V AC | MCCB | LV_Switchgear | 1SDA067854R1 | ABB | 100A | 50kA | Nos. | None | Inventory | 100A FP 50kA Tmax MCCB with O/C,S/C,E/F protection, Microprocessor based Release Ekip-LSIG, Frame size XT2-160S, Ics=Icu=50kA@415V AC
1643 | 160A FP 50kA Tmax MCCB with O/C,S/C,E/F protection, Microprocessor based Release Ekip-LSIG, Frame size XT2-160S, Ics=Icu=50kA@415V AC | MCCB | LV_Switchgear | 1SDA067856R1 | ABB | 160A | 50kA | Nos. | None | Inventory | 160A FP 50kA Tmax MCCB with O/C,S/C,E/F protection, Microprocessor based Release Ekip-LSIG, Frame size XT2-160S, Ics=Icu=50kA@415V AC
1644 | 25A TP 70kA Tmax MCCB with O/C,S/C protection, Microprocessor based Release Ekip-LS/I, Frame size XT2-160H, Ics=Icu=70kA@415V AC | MCCB | LV_Switchgear | 1SDA067858R1 | ABB | 25A | 70kA | Nos. | None | Inventory | 25A TP 70kA Tmax MCCB with O/C,S/C protection, Microprocessor based Release Ekip-LS/I, Frame size XT2-160H, Ics=Icu=70kA@415V AC
1645 | 63A TP 70kA Tmax MCCB with O/C,S/C protection, Microprocessor based Release Ekip-LS/I, Frame size XT2-160H, Ics=Icu=70kA@415V AC | MCCB | LV_Switchgear | 1SDA067859R1 | ABB | 63A | 70kA | Nos. | None | Inventory | 63A TP 70kA Tmax MCCB with O/C,S/C protection, Microprocessor based Release Ekip-LS/I, Frame size XT2-160H, Ics=Icu=70kA@415V AC
1646 | 100A TP 70kA Tmax MCCB with O/C,S/C protection, Microprocessor based Release Ekip-LS/I, Frame size XT2-160H, Ics=Icu=70kA@415V AC | MCCB | LV_Switchgear | 1SDA067860R1 | ABB | 100A | 70kA | Nos. | None | Inventory | 100A TP 70kA Tmax MCCB with O/C,S/C protection, Microprocessor based Release Ekip-LS/I, Frame size XT2-160H, Ics=Icu=70kA@415V AC
1647 | 160A TP 70kA Tmax MCCB with O/C,S/C protection, Microprocessor based Release Ekip-LS/I, Frame size XT2-160H, Ics=Icu=70kA@415V AC | MCCB | LV_Switchgear | 1SDA067861R1 | ABB | 160A | 70kA | Nos. | None | Inventory | 160A TP 70kA Tmax MCCB with O/C,S/C protection, Microprocessor based Release Ekip-LS/I, Frame size XT2-160H, Ics=Icu=70kA@415V AC
1648 | 160A TP 70kA Tmax MCCB with S/C protection, Microprocessor based Release Ekip-M-I, Frame size XT2-160H, Ics=Icu=70kA@415V AC | MCCB | LV_Switchgear | 1SDA067866R1 | ABB | 160A | 70kA | Nos. | None | Inventory | 160A TP 70kA Tmax MCCB with S/C protection, Microprocessor based Release Ekip-M-I, Frame size XT2-160H, Ics=Icu=70kA@415V AC
1649 | 25A TP 70kA Tmax MCCB with O/C,S/C,E/F protection, Microprocessor based Release Ekip-LSIG, Frame size XT2-160H, Ics=Icu=70kA@415V AC | MCCB | LV_Switchgear | 1SDA067873R1 | ABB | 25A | 70kA | Nos. | None | Inventory | 25A TP 70kA Tmax MCCB with O/C,S/C,E/F protection, Microprocessor based Release Ekip-LSIG, Frame size XT2-160H, Ics=Icu=70kA@415V AC
1650 | 63A TP 70kA Tmax MCCB with O/C,S/C,E/F protection, Microprocessor based Release Ekip-LSIG, Frame size XT2-160H, Ics=Icu=70kA@415V AC | MCCB | LV_Switchgear | 1SDA067874R1 | ABB | 63A | 70kA | Nos. | None | Inventory | 63A TP 70kA Tmax MCCB with O/C,S/C,E/F protection, Microprocessor based Release Ekip-LSIG, Frame size XT2-160H, Ics=Icu=70kA@415V AC
1651 | 100A TP 70kA Tmax MCCB with O/C,S/C,E/F protection, Microprocessor based Release Ekip-LSIG, Frame size XT2-160H, Ics=Icu=70kA@415V AC | MCCB | LV_Switchgear | 1SDA067875R1 | ABB | 100A | 70kA | Nos. | None | Inventory | 100A TP 70kA Tmax MCCB with O/C,S/C,E/F protection, Microprocessor based Release Ekip-LSIG, Frame size XT2-160H, Ics=Icu=70kA@415V AC
1652 | 160A TP 70kA Tmax MCCB with O/C,S/C,E/F protection, Microprocessor based Release Ekip-LSIG, Frame size XT2-160H, Ics=Icu=70kA@415V AC | MCCB | LV_Switchgear | 1SDA067876R1 | ABB | 160A | 70kA | Nos. | None | Inventory | 160A TP 70kA Tmax MCCB with O/C,S/C,E/F protection, Microprocessor based Release Ekip-LSIG, Frame size XT2-160H, Ics=Icu=70kA@415V AC
1653 | 20A TP 70kA Tmax MCCB with S/C protection, Microprocessor based Release Ekip-M-I, Frame size XT2-160H, Ics=Icu=70kA@415V AC | MCCB | LV_Switchgear | 1SDA067886R1 | ABB | 20A | 70kA | Nos. | None | Inventory | 20A TP 70kA Tmax MCCB with S/C protection, Microprocessor based Release Ekip-M-I, Frame size XT2-160H, Ics=Icu=70kA@415V AC
1654 | 32A TP 70kA Tmax MCCB with S/C protection, Microprocessor based Release Ekip-M-I, Frame size XT2-160H, Ics=Icu=70kA@415V AC | MCCB | LV_Switchgear | 1SDA067887R1 | ABB | 32A | 70kA | Nos. | None | Inventory | 32A TP 70kA Tmax MCCB with S/C protection, Microprocessor based Release Ekip-M-I, Frame size XT2-160H, Ics=Icu=70kA@415V AC
1655 | 52A TP 70kA Tmax MCCB with S/C protection, Microprocessor based Release Ekip-M-I, Frame size XT2-160H, Ics=Icu=70kA@415V AC | MCCB | LV_Switchgear | 1SDA067888R1 | ABB | 52A | 70kA | Nos. | None | Inventory | 52A TP 70kA Tmax MCCB with S/C protection, Microprocessor based Release Ekip-M-I, Frame size XT2-160H, Ics=Icu=70kA@415V AC
1656 | 100A TP 70kA Tmax MCCB with S/C protection, Microprocessor based Release Ekip-M-I, Frame size XT2-160H, Ics=Icu=70kA@415V AC | MCCB | LV_Switchgear | 1SDA067889R1 | ABB | 100A | 70kA | Nos. | None | Inventory | 100A TP 70kA Tmax MCCB with S/C protection, Microprocessor based Release Ekip-M-I, Frame size XT2-160H, Ics=Icu=70kA@415V AC
1657 | 25A FP 70kA Tmax MCCB with O/C,S/C protection, Microprocessor based Release Ekip-LS/I, Frame size XT2-160H, Ics=Icu=70kA@415V AC | MCCB | LV_Switchgear | 1SDA067891R1 | ABB | 25A | 70kA | Nos. | None | Inventory | 25A FP 70kA Tmax MCCB with O/C,S/C protection, Microprocessor based Release Ekip-LS/I, Frame size XT2-160H, Ics=Icu=70kA@415V AC
1658 | 63A FP 70kA Tmax MCCB with O/C,S/C protection, Microprocessor based Release Ekip-LS/I, Frame size XT2-160H, Ics=Icu=70kA@415V AC | MCCB | LV_Switchgear | 1SDA067892R1 | ABB | 63A | 70kA | Nos. | None | Inventory | 63A FP 70kA Tmax MCCB with O/C,S/C protection, Microprocessor based Release Ekip-LS/I, Frame size XT2-160H, Ics=Icu=70kA@415V AC
1659 | 100A FP 70kA Tmax MCCB with O/C,S/C protection, Microprocessor based Release Ekip-LS/I, Frame size XT2-160H, Ics=Icu=70kA@415V AC | MCCB | LV_Switchgear | 1SDA067893R1 | ABB | 100A | 70kA | Nos. | None | Inventory | 100A FP 70kA Tmax MCCB with O/C,S/C protection, Microprocessor based Release Ekip-LS/I, Frame size XT2-160H, Ics=Icu=70kA@415V AC
1660 | 160A FP 70kA Tmax MCCB with O/C,S/C protection, Microprocessor based Release Ekip-LS/I, Frame size XT2-160H, Ics=Icu=70kA@415V AC | MCCB | LV_Switchgear | 1SDA067895R1 | ABB | 160A | 70kA | Nos. | None | Inventory | 160A FP 70kA Tmax MCCB with O/C,S/C protection, Microprocessor based Release Ekip-LS/I, Frame size XT2-160H, Ics=Icu=70kA@415V AC
1661 | 25A FP 70kA Tmax MCCB with O/C,S/C,E/F protection, Microprocessor based Release Ekip-LSIG, Frame size XT2-160H, Ics=Icu=70kA@415V AC | MCCB | LV_Switchgear | 1SDA067909R1 | ABB | 25A | 70kA | Nos. | None | Inventory | 25A FP 70kA Tmax MCCB with O/C,S/C,E/F protection, Microprocessor based Release Ekip-LSIG, Frame size XT2-160H, Ics=Icu=70kA@415V AC
1662 | 63A FP 70kA Tmax MCCB with O/C,S/C,E/F protection, Microprocessor based Release Ekip-LSIG, Frame size XT2-160H, Ics=Icu=70kA@415V AC | MCCB | LV_Switchgear | 1SDA067910R1 | ABB | 63A | 70kA | Nos. | None | Inventory | 63A FP 70kA Tmax MCCB with O/C,S/C,E/F protection, Microprocessor based Release Ekip-LSIG, Frame size XT2-160H, Ics=Icu=70kA@415V AC
1663 | 100A FP 70kA Tmax MCCB with O/C,S/C,E/F protection, Microprocessor based Release Ekip-LSIG, Frame size XT2-160H, Ics=Icu=70kA@415V AC | MCCB | LV_Switchgear | 1SDA067911R1 | ABB | 100A | 70kA | Nos. | None | Inventory | 100A FP 70kA Tmax MCCB with O/C,S/C,E/F protection, Microprocessor based Release Ekip-LSIG, Frame size XT2-160H, Ics=Icu=70kA@415V AC
1664 | 160A FP 70kA Tmax MCCB with O/C,S/C,E/F protection, Microprocessor based Release Ekip-LSIG, Frame size XT2-160H, Ics=Icu=70kA@415V AC | MCCB | LV_Switchgear | 1SDA067913R1 | ABB | 160A | 70kA | Nos. | None | Inventory | 160A FP 70kA Tmax MCCB with O/C,S/C,E/F protection, Microprocessor based Release Ekip-LSIG, Frame size XT2-160H, Ics=Icu=70kA@415V AC
1665 | 200A FP 36kA Tmax MCCB with O/C,S/C protection, Thermal-Magnetic Release TMA, Frame size XT3-250N, Ics=75% (Icu), Icu=36kA@415V AC | MCCB | LV_Switchgear | 1SDA068069R1 | ABB | 200A | 36kA | Nos. |  | Inventory | 200A FP 36kA Tmax MCCB with O/C,S/C protection, Thermal-Magnetic Release TMA, Frame size XT3-250N, Ics=75% (Icu), Icu=36kA@415V AC
1666 | 250A FP Tmax MCCB with O/C,S/C protection, Thermal-Magnetic Release TMD, Frame size XT3-250N, Ics=27kA,Icu=36kA@415V AC | MCCB | LV_Switchgear | 1SDA068070R1 | ABB | 250A | - | Nos. |  | Inventory | 250A FP Tmax MCCB with O/C,S/C protection, Thermal-Magnetic Release TMD, Frame size XT3-250N, Ics=27kA,Icu=36kA@415V AC
1667 | 200A TP 36kA Tmax MCCB with O/C,S/C protection, Thermal-Magnetic Release TMA, Frame size XT4-250N, Ics=Icu=36kA@415V AC | MCCB | LV_Switchgear | 1SDA068090R1 | ABB | 200A | 36kA | Nos. | None | Inventory | 200A TP 36kA Tmax MCCB with O/C,S/C protection, Thermal-Magnetic Release TMA, Frame size XT4-250N, Ics=Icu=36kA@415V AC
1668 | 225A TP 36kA Tmax MCCB with O/C,S/C protection, Thermal-Magnetic Release TMA, Frame size XT4-250N, Ics=Icu=36kA@415V AC | MCCB | LV_Switchgear | 1SDA068091R1 | ABB | 125A | 36kA | Nos. |  | Inventory | 225A TP 36kA Tmax MCCB with O/C,S/C protection, Thermal-Magnetic Release TMA, Frame size XT4-250N, Ics=Icu=36kA@415V AC
1669 | 250A TP 36kA Tmax MCCB with O/C,S/C protection, Thermal-Magnetic Release TMA, Frame size XT4-250N, Ics=Icu=36kA@415V AC | MCCB | LV_Switchgear | 1SDA068092R1 | ABB | 250A | 36kA | Nos. | None | Inventory | 250A TP 36kA Tmax MCCB with O/C,S/C protection, Thermal-Magnetic Release TMA, Frame size XT4-250N, Ics=Icu=36kA@415V AC
1670 | 200A FP 36kA Tmax MCCB with O/C,S/C protection, Thermal-Magnetic Release TMA, Frame size XT4-250N, Ics=Icu=36kA@415V AC | MCCB | LV_Switchgear | 1SDA068109R1 | ABB | 200A | 36kA | Nos. | None | Inventory | 200A FP 36kA Tmax MCCB with O/C,S/C protection, Thermal-Magnetic Release TMA, Frame size XT4-250N, Ics=Icu=36kA@415V AC
1671 | 250A FP 36kA Tmax MCCB with O/C,S/C protection, Thermal-Magnetic Release TMA, Frame size XT4-250N, Ics=Icu=36kA@415V AC | MCCB | LV_Switchgear | 1SDA068111R1 | ABB | 250A | 36kA | Nos. | None | Inventory | 250A FP 36kA Tmax MCCB with O/C,S/C protection, Thermal-Magnetic Release TMA, Frame size XT4-250N, Ics=Icu=36kA@415V AC
1672 | 200A TP 36kA Tmax MCCB with S/C protection, Magnetic Release MA, Frame size XT4-250N, Ics=Icu=36kA@415V AC | MCCB | LV_Switchgear | 1SDA068121R1 | ABB | 200A | 36kA | Nos. | None | Inventory | 200A TP 36kA Tmax MCCB with S/C protection, Magnetic Release MA, Frame size XT4-250N, Ics=Icu=36kA@415V AC
1673 | 250A TP 36kA Tmax MCCB with O/C,S/C protection, Microprocessor based Release Ekip-LS/I, Frame size XT4-250N, Ics=Icu=36kA@415V AC | MCCB | LV_Switchgear | 1SDA068126R1 | ABB | 250A | 36kA | Nos. | None | Inventory | 250A TP 36kA Tmax MCCB with O/C,S/C protection, Microprocessor based Release Ekip-LS/I, Frame size XT4-250N, Ics=Icu=36kA@415V AC
1674 | 250A TP 36kA Tmax MCCB with S/C protection, Microprocessor based Release Ekip-M-I, Frame size XT4-250N, Ics=Icu=36kA@415V AC | MCCB | LV_Switchgear | 1SDA068131R1 | ABB | 250A | 36kA | Nos. | None | Inventory | 250A TP 36kA Tmax MCCB with S/C protection, Microprocessor based Release Ekip-M-I, Frame size XT4-250N, Ics=Icu=36kA@415V AC
1675 | 250A TP 36kA Tmax MCCB with O/C,S/C,E/F protection, Microprocessor based Release Ekip-LSIG, Frame size XT4-250N, Ics=Icu=36kA@415V AC | MCCB | LV_Switchgear | 1SDA068141R1 | ABB | 250A | 36kA | Nos. | None | Inventory | 250A TP 36kA Tmax MCCB with O/C,S/C,E/F protection, Microprocessor based Release Ekip-LSIG, Frame size XT4-250N, Ics=Icu=36kA@415V AC
1676 | 250A FP 36kA Tmax MCCB with O/C,S/C protection, Microprocessor based Release Ekip-LS/I, Frame size XT4-250N, Ics=Icu=36kA@415V AC | MCCB | LV_Switchgear | 1SDA068147R1 | ABB | 250A | 36kA | Nos. | None | Inventory | 250A FP 36kA Tmax MCCB with O/C,S/C protection, Microprocessor based Release Ekip-LS/I, Frame size XT4-250N, Ics=Icu=36kA@415V AC
1677 | 250A FP 36kA Tmax MCCB with O/C,S/C,E/F protection, Microprocessor based Release Ekip-LSIG, Frame size XT4-250N, Ics=Icu=36kA@415V AC | MCCB | LV_Switchgear | 1SDA068162R1 | ABB | 250A | 36kA | Nos. | None | Inventory | 250A FP 36kA Tmax MCCB with O/C,S/C,E/F protection, Microprocessor based Release Ekip-LSIG, Frame size XT4-250N, Ics=Icu=36kA@415V AC
1678 | 160A TP Tmax MCCB Switch Disconnector, Frame size XT1-160D | Switch Disconnector | LV_Switchgear | 1SDA068208R1 | ABB | 160A | MCCB Switch Disconnector | Nos. | None | Inventory | 160A TP Tmax MCCB Switch Disconnector, Frame size XT1-160D
1679 | 160A FP Tmax MCCB Switch Disconnector, Frame size XT1-160D | Switch Disconnector | LV_Switchgear | 1SDA068209R1 | ABB | 160A | MCCB Switch Disconnector | Nos. | None | Inventory | 160A FP Tmax MCCB Switch Disconnector, Frame size XT1-160D
1680 | 250A TP Tmax MCCB Switch Disconnector, Frame size XT3-250D | Switch Disconnector | LV_Switchgear | 1SDA068210R1 | ABB | 250A | MCCB Switch Disconnector | Nos. | None | Inventory | 250A TP Tmax MCCB Switch Disconnector, Frame size XT3-250D
1681 | 250A FP Tmax MCCB Switch Disconnector, Frame size XT3-250D | Switch Disconnector | LV_Switchgear | 1SDA068211R1 | ABB | 250A | MCCB Switch Disconnector | Nos. | None | Inventory | 250A FP Tmax MCCB Switch Disconnector, Frame size XT3-250D
1682 | 250A TP Tmax MCCB Switch Disconnector, Frame size XT4-250D | Switch Disconnector | LV_Switchgear | 1SDA068212R1 | ABB | 250A | MCCB Switch Disconnector | Nos. | None | Inventory | 250A TP Tmax MCCB Switch Disconnector, Frame size XT4-250D
1683 | 250A FP Tmax MCCB Switch Disconnector, Frame size XT4-250D | Switch Disconnector | LV_Switchgear | 1SDA068213R1 | ABB | 250A | MCCB Switch Disconnector | Nos. | None | Inventory | 250A FP Tmax MCCB Switch Disconnector, Frame size XT4-250D
1684 | 200A TP 50kA Tmax MCCB with O/C,S/C protection, Thermal-Magnetic Release TMA, Frame size XT4-250S, Ics=Icu=50kA@415V AC | MCCB | LV_Switchgear | 1SDA068310R1 | ABB | 200A | 50kA | Nos. | None | Inventory | 200A TP 50kA Tmax MCCB with O/C,S/C protection, Thermal-Magnetic Release TMA, Frame size XT4-250S, Ics=Icu=50kA@415V AC
1685 | 250A TP 50kA Tmax MCCB with O/C,S/C protection, Thermal-Magnetic Release TMA, Frame size XT4-250S, Ics=Icu=50kA@415V AC | MCCB | LV_Switchgear | 1SDA068312R1 | ABB | 250A | 50kA | Nos. | None | Inventory | 250A TP 50kA Tmax MCCB with O/C,S/C protection, Thermal-Magnetic Release TMA, Frame size XT4-250S, Ics=Icu=50kA@415V AC
1686 | 200A FP 50kA Tmax MCCB with O/C,S/C protection, Thermal-Magnetic Release TMA, Frame size XT4-250S, Ics=Icu=50kA@415V AC | MCCB | LV_Switchgear | 1SDA068329R1 | ABB | 200A | 50kA | Nos. | None | Inventory | 200A FP 50kA Tmax MCCB with O/C,S/C protection, Thermal-Magnetic Release TMA, Frame size XT4-250S, Ics=Icu=50kA@415V AC
1687 | 250A FP 50kA Tmax MCCB with O/C,S/C protection, Thermal-Magnetic Release TMA, Frame size XT4-250S, Ics=Icu=50kA@415V AC | MCCB | LV_Switchgear | 1SDA068331R1 | ABB | 250A | 50kA | Nos. | None | Inventory | 250A FP 50kA Tmax MCCB with O/C,S/C protection, Thermal-Magnetic Release TMA, Frame size XT4-250S, Ics=Icu=50kA@415V AC
1688 | 200A TP 70kA Tmax MCCB with O/C,S/C protection, Thermal-Magnetic Release TMA, Frame size XT4-250H, Ics=Icu=70kA@415V AC | MCCB | LV_Switchgear | 1SDA068343R1 | ABB | 200A | 70kA | Nos. | None | Inventory | 200A TP 70kA Tmax MCCB with O/C,S/C protection, Thermal-Magnetic Release TMA, Frame size XT4-250H, Ics=Icu=70kA@415V AC
1689 | 250A TP 70kA Tmax MCCB with O/C,S/C protection, Thermal-Magnetic Release TMA, Frame size XT4-250H, Ics=Icu=70kA@415V AC | MCCB | LV_Switchgear | 1SDA068345R1 | ABB | 250A | 70kA | Nos. | None | Inventory | 250A TP 70kA Tmax MCCB with O/C,S/C protection, Thermal-Magnetic Release TMA, Frame size XT4-250H, Ics=Icu=70kA@415V AC
1690 | 200A FP 70kA Tmax MCCB with O/C,S/C protection, Thermal-Magnetic Release TMA, Frame size XT4-250H, Ics=Icu=70kA@415V AC | MCCB | LV_Switchgear | 1SDA068362R1 | ABB | 200A | 70kA | Nos. | None | Inventory | 200A FP 70kA Tmax MCCB with O/C,S/C protection, Thermal-Magnetic Release TMA, Frame size XT4-250H, Ics=Icu=70kA@415V AC
1691 | 250A FP 70kA Tmax MCCB with O/C,S/C protection, Thermal-Magnetic Release TMA, Frame size XT4-250H, Ics=Icu=70kA@415V AC | MCCB | LV_Switchgear | 1SDA068364R1 | ABB | 250A | 70kA | Nos. | None | Inventory | 250A FP 70kA Tmax MCCB with O/C,S/C protection, Thermal-Magnetic Release TMA, Frame size XT4-250H, Ics=Icu=70kA@415V AC
1692 | 200A TP 50kA Tmax MCCB with S/C protection, Magnetic Release MA, Frame size XT4-250S, Ics=Icu=50kA@415V AC | MCCB | LV_Switchgear | 1SDA068440R1 | ABB | 200A | 50kA | Nos. | None | Inventory | 200A TP 50kA Tmax MCCB with S/C protection, Magnetic Release MA, Frame size XT4-250S, Ics=Icu=50kA@415V AC
1693 | 200A TP 70kA Tmax MCCB with S/C protection, Magnetic Release MA, Frame size XT4-250H, Ics=Icu=70kA@415V AC | MCCB | LV_Switchgear | 1SDA068450R1 | ABB | 200A | 70kA | Nos. | None | Inventory | 200A TP 70kA Tmax MCCB with S/C protection, Magnetic Release MA, Frame size XT4-250H, Ics=Icu=70kA@415V AC
1694 | 250A TP 50kA Tmax MCCB with O/C,S/C protection, Microprocessor based Release Ekip-LS/I, Frame size XT4-250S, Ics=Icu=50kA@415V AC | MCCB | LV_Switchgear | 1SDA068475R1 | ABB | 250A | 50kA | Nos. | None | Inventory | 250A TP 50kA Tmax MCCB with O/C,S/C protection, Microprocessor based Release Ekip-LS/I, Frame size XT4-250S, Ics=Icu=50kA@415V AC
1695 | 250A TP 50kA Tmax MCCB with S/C protection, Microprocessor based Release Ekip-M-I, Frame size XT4-250S, Ics=Icu=50kA@415V AC | MCCB | LV_Switchgear | 1SDA068480R1 | ABB | 250A | 50kA | Nos. | None | Inventory | 250A TP 50kA Tmax MCCB with S/C protection, Microprocessor based Release Ekip-M-I, Frame size XT4-250S, Ics=Icu=50kA@415V AC
1696 | 250A TP 50kA Tmax MCCB with O/C,S/C,E/F protection, Microprocessor based Release Ekip-LSIG, Frame size XT4-250S, Ics=Icu=50kA@415V AC | MCCB | LV_Switchgear | 1SDA068490R1 | ABB | 250A | 50kA | Nos. | None | Inventory | 250A TP 50kA Tmax MCCB with O/C,S/C,E/F protection, Microprocessor based Release Ekip-LSIG, Frame size XT4-250S, Ics=Icu=50kA@415V AC
1697 | 250A FP 50kA Tmax MCCB with O/C,S/C protection, Microprocessor based Release Ekip-LS/I, Frame size XT4-250S, Ics=Icu=50kA@415V AC | MCCB | LV_Switchgear | 1SDA068495R1 | ABB | 250A | 50kA | Nos. | None | Inventory | 250A FP 50kA Tmax MCCB with O/C,S/C protection, Microprocessor based Release Ekip-LS/I, Frame size XT4-250S, Ics=Icu=50kA@415V AC
1698 | 250A FP 50kA Tmax MCCB with O/C,S/C,E/F protection, Microprocessor based Release Ekip-LSIG, Frame size XT4-250S, Ics=Icu=50kA@415V AC | MCCB | LV_Switchgear | 1SDA068510R1 | ABB | 250A | 50kA | Nos. | None | Inventory | 250A FP 50kA Tmax MCCB with O/C,S/C,E/F protection, Microprocessor based Release Ekip-LSIG, Frame size XT4-250S, Ics=Icu=50kA@415V AC
1699 | 250A TP 70kA Tmax MCCB with O/C,S/C protection, Microprocessor based Release Ekip-LS/I, Frame size XT4-250H, Ics=Icu=70kA@415V AC | MCCB | LV_Switchgear | 1SDA068515R1 | ABB | 250A | 70kA | Nos. | None | Inventory | 250A TP 70kA Tmax MCCB with O/C,S/C protection, Microprocessor based Release Ekip-LS/I, Frame size XT4-250H, Ics=Icu=70kA@415V AC
1700 | 250A TP 70kA Tmax MCCB with S/C protection, Microprocessor based Release Ekip-M-I, Frame size XT4-250H, Ics=Icu=70kA@415V AC | MCCB | LV_Switchgear | 1SDA068520R1 | ABB | 250A | 70kA | Nos. | None | Inventory | 250A TP 70kA Tmax MCCB with S/C protection, Microprocessor based Release Ekip-M-I, Frame size XT4-250H, Ics=Icu=70kA@415V AC
1701 | 250A TP 70kA Tmax MCCB with O/C,S/C,E/F protection, Microprocessor based Release Ekip-LSIG, Frame size XT4-250H, Ics=Icu=70kA@415V AC | MCCB | LV_Switchgear | 1SDA068530R1 | ABB | 250A | 70kA | Nos. | None | Inventory | 250A TP 70kA Tmax MCCB with O/C,S/C,E/F protection, Microprocessor based Release Ekip-LSIG, Frame size XT4-250H, Ics=Icu=70kA@415V AC
1702 | 250A FP 70kA Tmax MCCB with O/C,S/C protection, Microprocessor based Release Ekip-LS/I, Frame size XT4-250H, Ics=Icu=70kA@415V AC | MCCB | LV_Switchgear | 1SDA068535R1 | ABB | 250A | 70kA | Nos. | None | Inventory | 250A FP 70kA Tmax MCCB with O/C,S/C protection, Microprocessor based Release Ekip-LS/I, Frame size XT4-250H, Ics=Icu=70kA@415V AC
1703 | 250A FP 70kA Tmax MCCB with O/C,S/C,E/F protection, Microprocessor based Release Ekip-LSIG, Frame size XT4-250H, Ics=Icu=70kA@415V AC | MCCB | LV_Switchgear | 1SDA068550R1 | ABB | 250A | 70kA | Nos. | None | Inventory | 250A FP 70kA Tmax MCCB with O/C,S/C,E/F protection, Microprocessor based Release Ekip-LSIG, Frame size XT4-250H, Ics=Icu=70kA@415V AC
1704 | EKIP COM x LSI-LSIG-M/LRIU XT2-XT4 F/P | MCCB Accessories | LV_Switchgear | 1SDA068661R1 | ABB | - | - | Nos. |  | Inventory | EKIP COM x LSI-LSIG-M/LRIU XT2-XT4 F/P
1705 | RHD XT2-XT4 F/P STAND. DIRECT | MCCB Accessories | LV_Switchgear | 1SDA069053R1 | ABB | - | - | Nos. |  | Inventory | RHD XT2-XT4 F/P STAND. DIRECT
1706 | Extended rotary handle RHE for fixed/plug-in type Tmax MCCB, Frame size XT2 & XT4, 500mm length | MCCB Accessories | LV_Switchgear | 1SDA069055R1 | ABB | 0 | Rotary Handle | Nos. | None | Inventory | Extended rotary handle RHE for fixed/plug-in type Tmax MCCB, Frame size XT2 & XT4, 500mm length
1707 | Under-voltage Coil/Release UVR-C 48V AC/DC for fixed/plug-in type Tmax MCCB, Frame size XT1 to XT4 | MCCB Accessories | LV_Switchgear | 1SDA069065R1 | ABB | 0 | Undervoltage | Nos. | None | Inventory | Under-voltage Coil/Release UVR-C 48V AC/DC for fixed/plug-in type Tmax MCCB, Frame size XT1 to XT4
1708 | Extended rotary handle RHE for fixed/plug-in type Tmax MCCB, Frame size T4-T5, 250mm length | MCCB Accessories | LV_Switchgear | 1SDA070447R1 | ABB | 0 | Rotary Handle | Nos. |  | Inventory | Extended rotary handle RHE for fixed/plug-in type Tmax MCCB, Frame size T4-T5, 250mm length
1709 | E1.2N 1000 Ekip Touch LSIG 3p WMP | ACB | LV_Switchgear | 1SDA072156R1 | ABB | - | - | Nos. |  | Inventory | E1.2N 1000 Ekip Touch LSIG 3p WMP
1710 | E1.2N 1250 Ekip Touch LSIG 3p WMP | ACB | LV_Switchgear | 1SDA072196R1 | ABB | - | - | Nos. |  | Inventory | E1.2N 1250 Ekip Touch LSIG 3p WMP
1711 | E2.2N 1250A Ekip Touch LSIG 3p, (66kA) MP Based with LSIG Releases | ACB | LV_Switchgear | 1SDA072306R1 | ABB | 1250A | - | Nos. |  | Inventory | E2.2N 1250A Ekip Touch LSIG 3p, (66kA) MP Based with LSIG Releases
1712 | E2.2N 1600 Ekip Touch LSIG 3p WMP | ACB | LV_Switchgear | 1SDA072346R1 | ABB | - | - | Nos. |  | Inventory | E2.2N 1600 Ekip Touch LSIG 3p WMP
1713 | E2.2N 2500 Ekip Touch LSIG 3p WMP | ACB | LV_Switchgear | 1SDA072416R1 | ABB | - | - | Nos. |  | Inventory | E2.2N 2500 Ekip Touch LSIG 3p WMP
1714 | ACB, MAKE-ABB, MODEL-E4.2N, TYPE-MDO, TP, RATING-3200A, KA RATING-66KA, RELEASE-Ekip Touch LSIG | ACB | LV_Switchgear | 1SDA072496R1 | ABB | - | - | Nos. |  | Inventory | ACB, MAKE-ABB, MODEL-E4.2N, TYPE-MDO, TP, RATING-3200A, KA RATING-66KA, RELEASE-Ekip Touch LSIG
1715 | E4.2N 4000 Ekip Touch LSIG 3p WMP | ACB | LV_Switchgear | 1SDA072546R1 | ABB | - | - | Nos. |  | Inventory | E4.2N 4000 Ekip Touch LSIG 3p WMP
1716 | E6.2H 5000A TP EDO ACB (100kA) MP Based Ekip Touch LSIG 3p WMP | ACB | LV_Switchgear | 1SDA072616R1 | ABB | 5000A | 100kA | Nos. |  | Inventory | E6.2H 5000A TP EDO ACB (100kA) MP Based Ekip Touch LSIG 3p WMP
1717 | E1.2N 630 Ekip Touch LSIG 4p WMP | ACB | LV_Switchgear | 1SDA072706R1 | ABB | 630A | - | Nos. |  | Inventory | E1.2N 630 Ekip Touch LSIG 4p WMP
1718 | E1.2N 800 Ekip Touch LSIG 4p WMP,50 KA-MOVING PART FOR C.BREAKER SACE EMAX2 E1.2N 800 FOUR-POLE WITH SOLID-STATE RELEASE IN AC EKIP/TOUCH-LSIG R 800 | ACB | LV_Switchgear | 1SDA072746R1 | ABB | 800A | - | Nos. |  | Inventory | E1.2N 800 Ekip Touch LSIG 4p WMP,50 KA-MOVING PART FOR C.BREAKER SACE EMAX2 E1.2N 800 FOUR-POLE WITH SOLID-STATE RELEASE IN AC EKIP/TOUCH-LSIG R 800
1719 | E1.2N 1000 Ekip Touch LSIG 4p WMP,50 KA-MOVING PART FOR C.BREAKER SACE EMAX2 E1.2N 1000 FOUR-POLE WITH SOLID-STATE RELEASE IN AC EKIP/TOUCH-LSIG R 1000 | ACB | LV_Switchgear | 1SDA072786R1 | ABB | 1000A | - | Nos. |  | Inventory | E1.2N 1000 Ekip Touch LSIG 4p WMP,50 KA-MOVING PART FOR C.BREAKER SACE EMAX2 E1.2N 1000 FOUR-POLE WITH SOLID-STATE RELEASE IN AC EKIP/TOUCH-LSIG R 1000
1720 | E1.2N 1250 Ekip Touch LSIG 4p WMP | ACB | LV_Switchgear | 1SDA072826R1 | ABB | - | - | Nos. |  | Inventory | E1.2N 1250 Ekip Touch LSIG 4p WMP
1721 | E2.2N 800 Ekip Touch LSIG 4p WMP | ACB | LV_Switchgear | 1SDA072873R1 | ABB | - | - | Nos. |  | Inventory | E2.2N 800 Ekip Touch LSIG 4p WMP
1722 | E4.2N 3200 Ekip Touch LSIG 4p WMP | ACB | LV_Switchgear | 1SDA073126R1 | ABB | - | - | Nos. |  | Inventory | E4.2N 3200 Ekip Touch LSIG 4p WMP
1723 | MOVING PART FOR C.BREAKER SACE EMAX2 E4.2N 4000 FOUR-POLE WITH SOLID-STATE RELEASE IN AC EKIP/TOUCH-LSIG R 4000 FITTED WITH: 4 AUXILIARY CONTACT AND C.BREAKER IN POSITION OPEN-CLOSED | ACB | LV_Switchgear | 1SDA073176R1 | ABB | - | - | Nos. |  | Inventory | MOVING PART FOR C.BREAKER SACE EMAX2 E4.2N 4000 FOUR-POLE WITH SOLID-STATE RELEASE IN AC EKIP/TOUCH-LSIG R 4000 FITTED WITH: 4 AUXILIARY CONTACT AND C.BREAKER IN POSITION OPEN-CLOSED
1724 | E6.2H 5000 Ekip Touch LSIG 4p WMP | ACB | LV_Switchgear | 1SDA073246R1 | ABB | - | - | Nos. |  | Inventory | E6.2H 5000 Ekip Touch LSIG 4p WMP
1725 | E6.2H/f/MS 6300 4p WMP | ACB Accessories | LV_Switchgear | 1SDA073557R1 | ABB | - | - | Nos. |  | Inventory | E6.2H/f/MS 6300 4p WMP
1726 | SHUNT OPENING RELEASE 24V AC-DC E1.2..E6.2-XT7-XT7M | ACB Accessories | LV_Switchgear | 1SDA073668R1 | ABB | - | - | Nos. |  | Inventory | SHUNT OPENING RELEASE 24V AC-DC E1.2..E6.2-XT7-XT7M
1727 | SHUNT OPENING RELEASE 220-240V AC-DC E1.2..E6.2-XT7-XT7M | ACB Accessories | LV_Switchgear | 1SDA073674R1 | ABB | - | - | Nos. |  | Inventory | SHUNT OPENING RELEASE 220-240V AC-DC E1.2..E6.2-XT7-XT7M
1728 | SHUNT OPENING RELEASE 220-240V AC-DC E1.2..E6.2 XT7-XT7M | ACB Accessories | LV_Switchgear | 1SDA073675R1 | ABB | - | - | Nos. |  | Inventory | SHUNT OPENING RELEASE 220-240V AC-DC E1.2..E6.2 XT7-XT7M
1729 | SHUNT CLOSING RELEASE 24V AC-DC E1.2..E6.2-XT7M | ACB Accessories | LV_Switchgear | 1SDA073681R1 | ABB | - | - | Nos. |  | Inventory | SHUNT CLOSING RELEASE 24V AC-DC E1.2..E6.2-XT7M
1730 | SHUNT CLOSING RELEASE 220-240V AC-DC E1.2..E6.2-XT7M | ACB Accessories | LV_Switchgear | 1SDA073687R1 | ABB | - | - | Nos. |  | Inventory | SHUNT CLOSING RELEASE 220-240V AC-DC E1.2..E6.2-XT7M
1731 | UNDERVOLTAGE RELEASE 220-240V AC-DC E1.2..E6.2-XT7-XT7M | ACB Accessories | LV_Switchgear | 1SDA073700R1 | ABB | - | - | Nos. |  | Inventory | UNDERVOLTAGE RELEASE 220-240V AC-DC E1.2..E6.2-XT7-XT7M
1732 | UNDERVOLTAGE RELEASE 415-440V AC-DC E1.2..E6.2-XT7-XT7M | ACB Accessories | LV_Switchgear | 1SDA073704R1 | ABB | - | - | Nos. |  | Inventory | UNDERVOLTAGE RELEASE 415-440V AC-DC E1.2..E6.2-XT7-XT7M
1733 | M E1.2 220-250 VAC/DC | ACB Accessories | LV_Switchgear | 1SDA073711R1 | ABB | - | - | Nos. |  | Inventory | M E1.2 220-250 VAC/DC
1734 | MOTOR DEVICE 24...30V AC-DC E2.2...E6.2 | ACB Accessories | LV_Switchgear | 1SDA073722R1 | ABB | - | - | Nos. |  | Inventory | MOTOR DEVICE 24...30V AC-DC E2.2...E6.2
1735 | GEARED MOTOR DEVICE 220...250V AC-DC E2.2...E6.2 | ACB Accessories | LV_Switchgear | 1SDA073725R1 | ABB | - | - | Nos. |  | Inventory | GEARED MOTOR DEVICE 220...250V AC-DC E2.2...E6.2
2248 | 6A SP 10kA SB201 MCB C-curve, TYPE SB201 M-C6 | MCB | SWITCHGEAR | 1SYS271012R0064 | ABB | 6A | C-curve | Nos |  | Inventory | 6A SP 10kA SB201 MCB C-curve, TYPE SB201 M-C6
2298 | MCB 10A SPN MCB (10KA) - C curve, | MCB | SWITCHGEAR | 1SYS271113R0104 | ABB | _ | NA | Nos | None | Inventory | MCB 10A SPN MCB (10KA) - C curve,
1738 | 6 POSITION CONTACTS C.BREAKERS AUP 6 contacts 400Vac E1.2-XT7-XT7M | ACB Accessories | LV_Switchgear | 1SDA073762R1 | ABB | - | - | Nos. |  | Inventory | 6 POSITION CONTACTS C.BREAKERS AUP 6 contacts 400Vac E1.2-XT7-XT7M
1739 | AUP 5 contacts 400Vac SX E2.2...E6.2 | ACB Accessories | LV_Switchgear | 1SDA073764R1 | ABB | - | - | Nos. |  | Inventory | AUP 5 contacts 400Vac SX E2.2...E6.2
1740 | 5 POSITION CONTACTS C.BREAKERS V <(><<)> 24V DC E2.2...E6.2 | ACB Accessories | LV_Switchgear | 1SDA073765R1 | ABB | - | - | Nos. |  | Inventory | 5 POSITION CONTACTS C.BREAKERS V <(><<)> 24V DC E2.2...E6.2
1741 | ELECTRICAL S51 INDICATION TRIP S51 250V AC-DC E1.2-XT7-XT7M | ACB Accessories | LV_Switchgear | 1SDA073776R1 | ABB | - | - | Nos. |  | Inventory | ELECTRICAL S51 INDICATION TRIP S51 250V AC-DC E1.2-XT7-XT7M
1742 | ELECTRICAL S51 INDICATION TRIP S51 250V E2.2...E6.2 | ACB Accessories | LV_Switchgear | 1SDA073778R1 | ABB | - | - | Nos. |  | Inventory | ELECTRICAL S51 INDICATION TRIP S51 250V E2.2...E6.2
1743 | KLC-S Key lock open N.20005 E1.2, KEY LOCK EQUAL N.20005 IN OPEN BETWEEN MORE C.BREAKERS E1.2. | ACB Accessories | LV_Switchgear | 1SDA073783R1 | ABB | - | - | Nos. |  | Inventory | KLC-S Key lock open N.20005 E1.2, KEY LOCK EQUAL N.20005 IN OPEN BETWEEN MORE C.BREAKERS E1.2.
1744 | KLC-S Key lock open N.20006 E1.2, KEY LOCK EQUAL N.20006 IN OPEN BETWEEN MORE C.BREAKERS E1.2 | ACB Accessories | LV_Switchgear | 1SDA073784R1 | ABB | - | - | Nos. |  | Inventory | KLC-S Key lock open N.20006 E1.2, KEY LOCK EQUAL N.20006 IN OPEN BETWEEN MORE C.BREAKERS E1.2
1745 | KLC-S Key lock open N.20007 E1.2,KEY LOCK EQUAL N.20007 IN OPEN BETWEEN MORE C.BREAKERS E1.2 | ACB Accessories | LV_Switchgear | 1SDA073785R1 | ABB | - | - | Nos. |  | Inventory | KLC-S Key lock open N.20007 E1.2,KEY LOCK EQUAL N.20007 IN OPEN BETWEEN MORE C.BREAKERS E1.2
1746 | KLC-S Key lock open N.20005 E2.2..E6.2 | ACB Accessories | LV_Switchgear | 1SDA073792R1 | ABB | - | - | Nos. |  | Inventory | KLC-S Key lock open N.20005 E2.2..E6.2
1747 | BLOCK OPENING DOOR FOR C.BREAKER CONNECTED-TEST FOR FIXED PART E2.2...E6.2 | ACB Accessories | LV_Switchgear | 1SDA073849R1 | ABB | - | - | Nos. |  | Inventory | BLOCK OPENING DOOR FOR C.BREAKER CONNECTED-TEST FOR FIXED PART E2.2...E6.2
1748 | PROTECTION TRANSPARENT ON THE OPENING AND CLOSING PUSH-BUTTONS E1.2-XT7M | ACB Accessories | LV_Switchgear | 1SDA073854R1 | ABB | - | - | Nos. |  | Inventory | PROTECTION TRANSPARENT ON THE OPENING AND CLOSING PUSH-BUTTONS E1.2-XT7M
1749 | PROTECTION TRANSPARENT ON THE OPENING AND CLOSING PUSH-BUTTONS E2.2...E6.2 | ACB Accessories | LV_Switchgear | 1SDA073858R1 | ABB | - | - | Nos. |  | Inventory | PROTECTION TRANSPARENT ON THE OPENING AND CLOSING PUSH-BUTTONS E2.2...E6.2
1750 | IP54 Flange key No. 20005 E1.2-XT7M | ACB Accessories | LV_Switchgear | 1SDA073868R1 | ABB | - | - | Nos. |  | Inventory | IP54 Flange key No. 20005 E1.2-XT7M
1751 | IP54 Flange protection with key lock with same keys No.20005 E2.2...E6.2 | ACB Accessories | LV_Switchgear | 1SDA073869R1 | ABB | - | - | Nos. |  | Inventory | IP54 Flange protection with key lock with same keys No.20005 E2.2...E6.2
1752 | KIT LEVER MECHANICAL INTERLOCK BETWEEN 2/3 C.BREAKER -TIPO A-B-C-D- FOR FIXED AND PARTIE MOBILE E4.2 | ACB Accessories | LV_Switchgear | 1SDA073890R1 | ABB | - | - | Nos. |  | Inventory | KIT LEVER MECHANICAL INTERLOCK BETWEEN 2/3 C.BREAKER -TIPO A-B-C-D- FOR FIXED AND PARTIE MOBILE E4.2
1753 | E1.2 W FP Iu=1600 3p HR HR | ACB Accessories | LV_Switchgear | 1SDA073907R1 | ABB | - | - | Nos. |  | Inventory | E1.2 W FP Iu=1600 3p HR HR
1754 | E1.2 W FP Iu=1600 4p HR HR | ACB Accessories | LV_Switchgear | 1SDA073908R1 | ABB | - | - | Nos. |  | Inventory | E1.2 W FP Iu=1600 4p HR HR
1755 | E2.2 W FP Iu=2000 3p HR HR | ACB Accessories | LV_Switchgear | 1SDA073909R1 | ABB | - | - | Nos. |  | Inventory | E2.2 W FP Iu=2000 3p HR HR
1756 | E2.2 W FP Iu=2000 4p HR HR | ACB Accessories | LV_Switchgear | 1SDA073910R1 | ABB | - | - | Nos. |  | Inventory | E2.2 W FP Iu=2000 4p HR HR
1757 | E2.2 W FP Iu=2500 3p HR HR | ACB Accessories | LV_Switchgear | 1SDA073911R1 | ABB | - | - | Nos. |  | Inventory | E2.2 W FP Iu=2500 3p HR HR
1758 | E4.2 W FP Iu=3200 3p HR HR | ACB Accessories | LV_Switchgear | 1SDA073913R1 | ABB | - | - | Nos. |  | Inventory | E4.2 W FP Iu=3200 3p HR HR
1759 | E4.2 W FP Iu=3200 4p HR HR | ACB Accessories | LV_Switchgear | 1SDA073914R1 | ABB | - | - | Nos. |  | Inventory | E4.2 W FP Iu=3200 4p HR HR
1760 | E4.2 W FP Iu=4000 or V version 3p HR HR | ACB Accessories | LV_Switchgear | 1SDA073915R1 | ABB | - | - | Nos. |  | Inventory | E4.2 W FP Iu=4000 or V version 3p HR HR
1761 | E4.2 W FP Iu=4000 or V version 4p HR HR | ACB Accessories | LV_Switchgear | 1SDA073916R1 | ABB | - | - | Nos. |  | Inventory | E4.2 W FP Iu=4000 or V version 4p HR HR
1762 | E6.2 W FP Iu=5000 3p HR HR | ACB Accessories | LV_Switchgear | 1SDA073917R1 | ABB | - | - | Nos. |  | Inventory | E6.2 W FP Iu=5000 3p HR HR
1763 | E6.2 W FP Iu=5000 4p HR HR | ACB Accessories | LV_Switchgear | 1SDA073918R1 | ABB | - | - | Nos. |  | Inventory | E6.2 W FP Iu=5000 4p HR HR
1764 | E6.2 W FP Iu=6300 or X version 4p/f HRHR | ACB Accessories | LV_Switchgear | 1SDA073922R1 | ABB | - | - | Nos. |  | Inventory | E6.2 W FP Iu=6300 or X version 4p/f HRHR
1765 | EKIP COM COMMUNICATION MODULE MODBUS RS-485 E1.2...E6.2 | ACB Accessories | LV_Switchgear | 1SDA074150R1 | ABB | - | - | Nos. |  | Inventory | EKIP COM COMMUNICATION MODULE MODBUS RS-485 E1.2...E6.2
1766 | EKIP SUPPLY POWER SUPPLY MODULE 110...240V AC-DC E1.2..E6.2-XT2-XT4-XT5-XT7-XT7M | ACB Accessories | LV_Switchgear | 1SDA074172R1 | ABB | - | - | Nos. |  | Inventory | EKIP SUPPLY POWER SUPPLY MODULE 110...240V AC-DC E1.2..E6.2-XT2-XT4-XT5-XT7-XT7M
1767 | EKIP SUPPLY 24-48VDC E1.2..E6.2-Tmax XT | ACB Accessories | LV_Switchgear | 1SDA074173R1 | ABB | - | - | Nos. |  | Inventory | EKIP SUPPLY 24-48VDC E1.2..E6.2-Tmax XT
1768 | EKIP MEASURING INTENAL MODULE OF MEASURING E1.2 | ACB Accessories | LV_Switchgear | 1SDA074184R1 | ABB | - | - | Nos. |  | Inventory | EKIP MEASURING INTENAL MODULE OF MEASURING E1.2
1769 | EKIP MEASURING INTENAL MODULE OF MEASURING E2.2 | ACB Accessories | LV_Switchgear | 1SDA074186R1 | ABB | - | - | Nos. |  | Inventory | EKIP MEASURING INTENAL MODULE OF MEASURING E2.2
1770 | EKIP MEASURING INTENAL MODULE OF MEASURING E4.2 | ACB Accessories | LV_Switchgear | 1SDA074188R1 | ABB | - | - | Nos. |  | Inventory | EKIP MEASURING INTENAL MODULE OF MEASURING E4.2
1771 | EKIP MEASURING INTENAL MODULE OF MEASURING E6.2 | ACB Accessories | LV_Switchgear | 1SDA074190R1 | ABB | - | - | Nos. |  | Inventory | EKIP MEASURING INTENAL MODULE OF MEASURING E6.2
1772 | 160A TP 36kA Tmax MCCB with S/C protection, Magnetic Release MA, Frame size XT2-160N, Ics=Icu=36kA@415V AC | MCCB | LV_Switchgear | 1SDA076529R1 | ABB | 160A | 36kA | Nos. | None | Inventory | 160A TP 36kA Tmax MCCB with S/C protection, Magnetic Release MA, Frame size XT2-160N, Ics=Icu=36kA@415V AC
1773 | 160A TP 50kA Tmax MCCB with S/C protection, Magnetic Release MA, Frame size XT2-160S, Ics=Icu=50kA@415V AC | MCCB | LV_Switchgear | 1SDA076530R1 | ABB | 160A | 50kA | Nos. | None | Inventory | 160A TP 50kA Tmax MCCB with S/C protection, Magnetic Release MA, Frame size XT2-160S, Ics=Icu=50kA@415V AC
1774 | 160A TP 70kA Tmax MCCB with S/C protection, Magnetic Release MA, Frame size XT2-160H, Ics=Icu=70kA@415V AC | MCCB | LV_Switchgear | 1SDA076535R1 | ABB | 160A | 70kA | Nos. | None | Inventory | 160A TP 70kA Tmax MCCB with S/C protection, Magnetic Release MA, Frame size XT2-160H, Ics=Icu=70kA@415V AC
1775 | 2000A, FP, 50kA, EDO ACB MOVING PART FOR CIRCUIT-BREAKER - TYPE ABB FORMULA AIR, FA2C 2000 | ACB | LV_Switchgear | 1SDA080431R1 | ABB | 2000A | 50kA | Nos. |  | Inventory | 2000A, FP, 50kA, EDO ACB MOVING PART FOR CIRCUIT-BREAKER - TYPE ABB FORMULA AIR, FA2C 2000
1776 | 3200A, FP, 50kA, EDO ACB MOVING PART FOR CIRCUIT-BREAKER - TYPE ABB FORMULA AIR, FA4C 3200 | ACB | LV_Switchgear | 1SDA080438R1 | ABB | 3200A | 50kA | Nos. |  | Inventory | 3200A, FP, 50kA, EDO ACB MOVING PART FOR CIRCUIT-BREAKER - TYPE ABB FORMULA AIR, FA4C 3200
1777 | ACB FIX PART- R FA2 W FP Iu=2000 FP HR-HR Terminal Adaptors | ACB Accessories | LV_Switchgear | 1SDA080508R1 | ABB | 0 | Terminal Adaptors | Nos. |  | Inventory | ACB FIX PART- R FA2 W FP Iu=2000 FP HR-HR Terminal Adaptors
1778 | ACB FIX PART- R FA4 W FP Iu=3200 FP HR-VR Terminal Adaptors | ACB Accessories | LV_Switchgear | 1SDA080510R1 | ABB | 0 | Terminal Adaptors | Nos. |  | Inventory | ACB FIX PART- R FA4 W FP Iu=3200 FP HR-VR Terminal Adaptors
1779 | EK Microprocessor trip unit EK1 LSIG for FA1-FA4 | ACB | LV_Switchgear | 1SDA080515R1 | ABB | - | - | Nos. |  | Inventory | EK Microprocessor trip unit EK1 LSIG for FA1-FA4
1780 | Opening Coil/Release-YO FA 220-240 VAC/DC for FA1-FA4 | ACB Accessories | LV_Switchgear | 1SDA080519R1 | ABB | 0 | Shunt | Nos. |  | Inventory | Opening Coil/Release-YO FA 220-240 VAC/DC for FA1-FA4
1781 | Closing Coil/Release-YO FA 220-240 VAC/DC for FA1-FA4 | ACB Accessories | LV_Switchgear | 1SDA080521R1 | ABB | 0 | Closing | Nos. |  | Inventory | Closing Coil/Release-YO FA 220-240 VAC/DC for FA1-FA4
1782 | Under-voltage Coil/Release YU 220-240 Vac/dc for FA2-FA4 ACB | ACB Accessories | LV_Switchgear | 1SDA080523R1 | ABB | 0 | Undervoltage | Nos. |  | Inventory | Under-voltage Coil/Release YU 220-240 Vac/dc for FA2-FA4 ACB
1783 | ACB MOTOR- FA2-FA4 220-250 VAC/DC | ACB Accessories | LV_Switchgear | 1SDA080525R1 | ABB | 0 | Motor | Nos. |  | Inventory | ACB MOTOR- FA2-FA4 220-250 VAC/DC
1784 | ACB TRIP INDICATION of Ek protection trip unit - S51, 250V FA2-FA4 | ACB Accessories | LV_Switchgear | 1SDA080538R1 | ABB | - | - | Nos. |  | Inventory | ACB TRIP INDICATION of Ek protection trip unit - S51, 250V FA2-FA4
1785 | KEY LOCK FOR ACB | ACB Accessories | LV_Switchgear | 1SDA080542R1 | ABB | 0 | Castell Type Lock$ | Nos. |  | Inventory | KEY LOCK FOR ACB
1786 | 16A TP 25kA Tmax MCCB with O/C,S/C protection, Thermal-Magnetic Release TMF, Frame size XT1-160C, Ics=Icu=25kA@415V AC | MCCB | LV_Switchgear | 1SDA080825R1 | ABB | 16A | 25kA | Nos. | None | Inventory | 16A TP 25kA Tmax MCCB with O/C,S/C protection, Thermal-Magnetic Release TMF, Frame size XT1-160C, Ics=Icu=25kA@415V AC
1787 | 20A TP 25kA Tmax MCCB with O/C,S/C protection, Thermal-Magnetic Release TMF, Frame size XT1-160C, Ics=Icu=25kA@415V AC | MCCB | LV_Switchgear | 1SDA080826R1 | ABB | 20A | 25kA | Nos. | None | Inventory | 20A TP 25kA Tmax MCCB with O/C,S/C protection, Thermal-Magnetic Release TMF, Frame size XT1-160C, Ics=Icu=25kA@415V AC
1788 | 16A TP 36kA Tmax MCCB with O/C,S/C protection, Thermal-Magnetic Release TMF, Frame size XT1-160N, Ics=Icu=36kA@415V AC | MCCB | LV_Switchgear | 1SDA080827R1 | ABB | 16A | 36kA | Nos. | None | Inventory | 16A TP 36kA Tmax MCCB with O/C,S/C protection, Thermal-Magnetic Release TMF, Frame size XT1-160N, Ics=Icu=36kA@415V AC
1789 | 20A TP 36kA Tmax MCCB with O/C,S/C protection, Thermal-Magnetic Release TMF, Frame size XT1-160N, Ics=Icu=36kA@415V AC | MCCB | LV_Switchgear | 1SDA080828R1 | ABB | 20A | 36kA | Nos. | None | Inventory | 20A TP 36kA Tmax MCCB with O/C,S/C protection, Thermal-Magnetic Release TMF, Frame size XT1-160N, Ics=Icu=36kA@415V AC
1790 | 25A TP 36kA Tmax MCCB with O/C,S/C protection, Thermal-Magnetic Release TMD, Frame size XT1-160N, Ics=Icu=36kA@415V AC | MCCB | LV_Switchgear | 1SDA080829R1 | ABB | 25A | 36kA | Nos. | None | Inventory | 25A TP 36kA Tmax MCCB with O/C,S/C protection, Thermal-Magnetic Release TMD, Frame size XT1-160N, Ics=Icu=36kA@415V AC
1791 | 16A FP 25kA Tmax MCCB with O/C,S/C protection, Thermal-Magnetic Release TMF, Frame size XT1-160C, Ics=Icu=25kA@415V AC | MCCB | LV_Switchgear | 1SDA080840R1 | ABB | 16A | 25kA | Nos. | None | Inventory | 16A FP 25kA Tmax MCCB with O/C,S/C protection, Thermal-Magnetic Release TMF, Frame size XT1-160C, Ics=Icu=25kA@415V AC
1792 | 20A FP 25kA Tmax MCCB with O/C,S/C protection, Thermal-Magnetic Release TMF, Frame size XT1-160C, Ics=Icu=25kA@415V AC | MCCB | LV_Switchgear | 1SDA080841R1 | ABB | 20A | 25kA | Nos. | None | Inventory | 20A FP 25kA Tmax MCCB with O/C,S/C protection, Thermal-Magnetic Release TMF, Frame size XT1-160C, Ics=Icu=25kA@415V AC
1793 | 16A FP 36kA Tmax MCCB with O/C,S/C protection, Thermal-Magnetic Release TMF, Frame size XT1-160N, Ics=Icu=36kA@415V AC | MCCB | LV_Switchgear | 1SDA080842R1 | ABB | 16A | 36kA | Nos. | None | Inventory | 16A FP 36kA Tmax MCCB with O/C,S/C protection, Thermal-Magnetic Release TMF, Frame size XT1-160N, Ics=Icu=36kA@415V AC
1794 | 20A FP 36kA Tmax MCCB with O/C,S/C protection, Thermal-Magnetic Release TMF, Frame size XT1-160N, Ics=Icu=36kA@415V AC | MCCB | LV_Switchgear | 1SDA080843R1 | ABB | 20A | 36kA | Nos. | None | Inventory | 20A FP 36kA Tmax MCCB with O/C,S/C protection, Thermal-Magnetic Release TMF, Frame size XT1-160N, Ics=Icu=36kA@415V AC
1795 | 25A FP 36kA Tmax MCCB with O/C,S/C protection, Thermal-Magnetic Release TMD, Frame size XT1-160N, Ics=Icu=36kA@415V AC | MCCB | LV_Switchgear | 1SDA080844R1 | ABB | 25A | 36kA | Nos. | None | Inventory | 25A FP 36kA Tmax MCCB with O/C,S/C protection, Thermal-Magnetic Release TMD, Frame size XT1-160N, Ics=Icu=36kA@415V AC
1796 | 32A 4P 50kA MCCB, Release: TMD (Adjustable thermal ( 70-100%of In) and fixed magnetic (10 x In) for power distribution), Type: XT1 160 | MCCB | LV_Switchgear | 1SDA080848R1 | ABB | 32A | 50kA | Nos. |  | Inventory | 32A 4P 50kA MCCB, Release: TMD (Adjustable thermal ( 70-100%of In) and fixed magnetic (10 x In) for power distribution), Type: XT1 160
1797 | DLC Interlock cable door for fixed part withdrawable E1.2 | ACB Accessories | LV_Switchgear | 1SDA081034R1 | ABB | - | - | Nos. |  | Inventory | DLC Interlock cable door for fixed part withdrawable E1.2
1798 | 400A TP 36kA Tmax MCCB with O/C,S/C,E/F protection, Microprocessor based Release PR222DS/PD-LSIG for MODBUS communication, Frame size T5-400N, Ics=Icu=36kA@415V AC | MCCB | LV_Switchgear | 1SDA081522R1 | ABB | 400A | 36kA | Nos. | None | Inventory | 400A TP 36kA Tmax MCCB with O/C,S/C,E/F protection, Microprocessor based Release PR222DS/PD-LSIG for MODBUS communication, Frame size T5-400N, Ics=Icu=36kA@415V AC
1799 | 630A TP 36kA Tmax MCCB with O/C,S/C,E/F protection, Microprocessor based Release PR222DS/PD-LSIG for MODBUS communication, Frame size T5-630N, Ics=Icu=36kA@415V AC | MCCB | LV_Switchgear | 1SDA081523R1 | ABB | 630A | 36kA | Nos. | None | Inventory | 630A TP 36kA Tmax MCCB with O/C,S/C,E/F protection, Microprocessor based Release PR222DS/PD-LSIG for MODBUS communication, Frame size T5-630N, Ics=Icu=36kA@415V AC
1800 | 400A TP 50kA Tmax MCCB with O/C,S/C,E/F protection, Microprocessor based Release PR222DS/PD-LSIG for MODBUS communication, Frame size T5-400S, Ics=Icu=50kA@415V AC | MCCB | LV_Switchgear | 1SDA081525R1 | ABB | 400A | 50kA | Nos. | None | Inventory | 400A TP 50kA Tmax MCCB with O/C,S/C,E/F protection, Microprocessor based Release PR222DS/PD-LSIG for MODBUS communication, Frame size T5-400S, Ics=Icu=50kA@415V AC
1801 | 630A TP 50kA Tmax MCCB with O/C,S/C,E/F protection, Microprocessor based Release PR222DS/PD-LSIG for MODBUS communication, Frame size T5-630S, Ics=Icu=50kA@415V AC | MCCB | LV_Switchgear | 1SDA081526R1 | ABB | 630A | 50kA | Nos. | None | Inventory | 630A TP 50kA Tmax MCCB with O/C,S/C,E/F protection, Microprocessor based Release PR222DS/PD-LSIG for MODBUS communication, Frame size T5-630S, Ics=Icu=50kA@415V AC
1802 | 400A TP 70kA Tmax MCCB with O/C,S/C,E/F protection, Microprocessor based Release PR222DS/PD-LSIG for MODBUS communication, Frame size T5-400H, Ics=Icu=70kA@415V AC | MCCB | LV_Switchgear | 1SDA081528R1 | ABB | 400A | 70kA | Nos. | None | Inventory | 400A TP 70kA Tmax MCCB with O/C,S/C,E/F protection, Microprocessor based Release PR222DS/PD-LSIG for MODBUS communication, Frame size T5-400H, Ics=Icu=70kA@415V AC
1803 | 630A TP 70kA Tmax MCCB with O/C,S/C,E/F protection, Microprocessor based Release PR222DS/PD-LSIG for MODBUS communication, Frame size T5-630H, Ics=Icu=70kA@415V AC | MCCB | LV_Switchgear | 1SDA081529R1 | ABB | 630A | 70kA | Nos. | None | Inventory | 630A TP 70kA Tmax MCCB with O/C,S/C,E/F protection, Microprocessor based Release PR222DS/PD-LSIG for MODBUS communication, Frame size T5-630H, Ics=Icu=70kA@415V AC
1804 | 400A FP 36kA Tmax MCCB with O/C,S/C,E/F protection, Microprocessor based Release PR222DS/PD-LSIG for MODBUS communication, Frame size T5-400N, Ics=Icu=36kA@415V AC | MCCB | LV_Switchgear | 1SDA081531R1 | ABB | 400A | 36kA | Nos. | None | Inventory | 400A FP 36kA Tmax MCCB with O/C,S/C,E/F protection, Microprocessor based Release PR222DS/PD-LSIG for MODBUS communication, Frame size T5-400N, Ics=Icu=36kA@415V AC
1805 | 630A FP 36kA Tmax MCCB with O/C,S/C,E/F protection, Microprocessor based Release PR222DS/PD-LSIG for MODBUS communication, Frame size T5-630N, Ics=Icu=36kA@415V AC | MCCB | LV_Switchgear | 1SDA081532R1 | ABB | 630A | 36kA | Nos. | None | Inventory | 630A FP 36kA Tmax MCCB with O/C,S/C,E/F protection, Microprocessor based Release PR222DS/PD-LSIG for MODBUS communication, Frame size T5-630N, Ics=Icu=36kA@415V AC
1806 | 400A FP 50kA Tmax MCCB with O/C,S/C,E/F protection, Microprocessor based Release PR222DS/PD-LSIG for MODBUS communication, Frame size T5-400S, Ics=Icu=50kA@415V AC | MCCB | LV_Switchgear | 1SDA081534R1 | ABB | 400A | 50kA | Nos. | None | Inventory | 400A FP 50kA Tmax MCCB with O/C,S/C,E/F protection, Microprocessor based Release PR222DS/PD-LSIG for MODBUS communication, Frame size T5-400S, Ics=Icu=50kA@415V AC
1807 | 630A FP 50kA Tmax MCCB with O/C,S/C,E/F protection, Microprocessor based Release PR222DS/PD-LSIG for MODBUS communication, Frame size T5-630S, Ics=Icu=50kA@415V AC | MCCB | LV_Switchgear | 1SDA081535R1 | ABB | 630A | 50kA | Nos. | None | Inventory | 630A FP 50kA Tmax MCCB with O/C,S/C,E/F protection, Microprocessor based Release PR222DS/PD-LSIG for MODBUS communication, Frame size T5-630S, Ics=Icu=50kA@415V AC
1808 | 400A FP 70kA Tmax MCCB with O/C,S/C,E/F protection, Microprocessor based Release PR222DS/PD-LSIG for MODBUS communication, Frame size T5-400H, Ics=Icu=70kA@415V AC | MCCB | LV_Switchgear | 1SDA081537R1 | ABB | 400A | 70kA | Nos. | None | Inventory | 400A FP 70kA Tmax MCCB with O/C,S/C,E/F protection, Microprocessor based Release PR222DS/PD-LSIG for MODBUS communication, Frame size T5-400H, Ics=Icu=70kA@415V AC
1809 | 630A FP 70kA Tmax MCCB with O/C,S/C,E/F protection, Microprocessor based Release PR222DS/PD-LSIG for MODBUS communication, Frame size T5-630H, Ics=Icu=70kA@415V AC | MCCB | LV_Switchgear | 1SDA081538R1 | ABB | 630A | 70kA | Nos. | None | Inventory | 630A FP 70kA Tmax MCCB with O/C,S/C,E/F protection, Microprocessor based Release PR222DS/PD-LSIG for MODBUS communication, Frame size T5-630H, Ics=Icu=70kA@415V AC
1810 | 800A TP 36kA Tmax MCCB with O/C,S/C,E/F protection, Microprocessor based Release PR222DS/PD-LSIG for MODBUS communication, Frame size T6-800N, Ics=Icu=36kA@415V AC | MCCB | LV_Switchgear | 1SDA081540R1 | ABB | 800A | 36kA | Nos. | None | Inventory | 800A TP 36kA Tmax MCCB with O/C,S/C,E/F protection, Microprocessor based Release PR222DS/PD-LSIG for MODBUS communication, Frame size T6-800N, Ics=Icu=36kA@415V AC
1811 | 1000A TP 36kA Tmax MCCB with O/C,S/C,E/F protection, Microprocessor based Release PR222DS/PD-LSIG for MODBUS communication, Frame size T6-1000N, Ics=Icu=36kA@415V AC | MCCB | LV_Switchgear | 1SDA081541R1 | ABB | 1000A | 36kA | Nos. | None | Inventory | 1000A TP 36kA Tmax MCCB with O/C,S/C,E/F protection, Microprocessor based Release PR222DS/PD-LSIG for MODBUS communication, Frame size T6-1000N, Ics=Icu=36kA@415V AC
1812 | 800A FP 36kA Tmax MCCB with O/C,S/C,E/F protection, Microprocessor based Release PR222DS/PD-LSIG for MODBUS communication, Frame size T6-800N, Ics=Icu=36kA@415V AC | MCCB | LV_Switchgear | 1SDA081543R1 | ABB | 800A | 36kA | Nos. | None | Inventory | 800A FP 36kA Tmax MCCB with O/C,S/C,E/F protection, Microprocessor based Release PR222DS/PD-LSIG for MODBUS communication, Frame size T6-800N, Ics=Icu=36kA@415V AC
1813 | 1000A FP 36kA Tmax MCCB with O/C,S/C,E/F protection, Microprocessor based Release PR222DS/PD-LSIG for MODBUS communication, Frame size T6-1000N, Ics=Icu=36kA@415V AC | MCCB | LV_Switchgear | 1SDA081544R1 | ABB | 1000A | 36kA | Nos. | None | Inventory | 1000A FP 36kA Tmax MCCB with O/C,S/C,E/F protection, Microprocessor based Release PR222DS/PD-LSIG for MODBUS communication, Frame size T6-1000N, Ics=Icu=36kA@415V AC
1814 | 800A TP 50kA Tmax MCCB with O/C,S/C,E/F protection, Microprocessor based Release PR222DS/PD-LSIG for MODBUS communication, Frame size T6-800S, Ics=Icu=50kA@415V AC | MCCB | LV_Switchgear | 1SDA081546R1 | ABB | 800A | 50kA | Nos. | None | Inventory | 800A TP 50kA Tmax MCCB with O/C,S/C,E/F protection, Microprocessor based Release PR222DS/PD-LSIG for MODBUS communication, Frame size T6-800S, Ics=Icu=50kA@415V AC
1815 | 1000A TP 50kA Tmax MCCB with O/C,S/C,E/F protection, Microprocessor based Release PR222DS/PD-LSIG for MODBUS communication, Frame size T6-1000S, Ics=Icu=50kA@415V AC | MCCB | LV_Switchgear | 1SDA081547R1 | ABB | 1000A | 50kA | Nos. | None | Inventory | 1000A TP 50kA Tmax MCCB with O/C,S/C,E/F protection, Microprocessor based Release PR222DS/PD-LSIG for MODBUS communication, Frame size T6-1000S, Ics=Icu=50kA@415V AC
1816 | 800A FP 50kA Tmax MCCB with O/C,S/C,E/F protection, Microprocessor based Release PR222DS/PD-LSIG for MODBUS communication, Frame size T6-800S, Ics=Icu=50kA@415V AC | MCCB | LV_Switchgear | 1SDA081549R1 | ABB | 800A | 50kA | Nos. | None | Inventory | 800A FP 50kA Tmax MCCB with O/C,S/C,E/F protection, Microprocessor based Release PR222DS/PD-LSIG for MODBUS communication, Frame size T6-800S, Ics=Icu=50kA@415V AC
1817 | 1000A FP 50kA Tmax MCCB with O/C,S/C,E/F protection, Microprocessor based Release PR222DS/PD-LSIG for MODBUS communication, Frame size T6-1000S, Ics=Icu=50kA@415V AC | MCCB | LV_Switchgear | 1SDA081550R1 | ABB | 1000A | 50kA | Nos. | None | Inventory | 1000A FP 50kA Tmax MCCB with O/C,S/C,E/F protection, Microprocessor based Release PR222DS/PD-LSIG for MODBUS communication, Frame size T6-1000S, Ics=Icu=50kA@415V AC
1818 | 800A TP 70kA Tmax MCCB with O/C,S/C,E/F protection, Microprocessor based Release PR222DS/PD-LSIG for MODBUS communication, Frame size T6-800H, Ics=Icu=70kA@415V AC | MCCB | LV_Switchgear | 1SDA081552R1 | ABB | 800A | 70kA | Nos. | None | Inventory | 800A TP 70kA Tmax MCCB with O/C,S/C,E/F protection, Microprocessor based Release PR222DS/PD-LSIG for MODBUS communication, Frame size T6-800H, Ics=Icu=70kA@415V AC
1819 | 1000A TP 70kA Tmax MCCB with O/C,S/C,E/F protection, Microprocessor based Release PR222DS/PD-LSIG for MODBUS communication, Frame size T6-1000H, Ics=Icu=70kA@415V AC | MCCB | LV_Switchgear | 1SDA081553R1 | ABB | 1000A | 70kA | Nos. | None | Inventory | 1000A TP 70kA Tmax MCCB with O/C,S/C,E/F protection, Microprocessor based Release PR222DS/PD-LSIG for MODBUS communication, Frame size T6-1000H, Ics=Icu=70kA@415V AC
1820 | 800A FP 70kA Tmax MCCB with O/C,S/C,E/F protection, Microprocessor based Release PR222DS/PD-LSIG for MODBUS communication, Frame size T6-800H, Ics=Icu=70kA@415V AC | MCCB | LV_Switchgear | 1SDA081555R1 | ABB | 800A | 70kA | Nos. | None | Inventory | 800A FP 70kA Tmax MCCB with O/C,S/C,E/F protection, Microprocessor based Release PR222DS/PD-LSIG for MODBUS communication, Frame size T6-800H, Ics=Icu=70kA@415V AC
1821 | 1000A FP 70kA Tmax MCCB with O/C,S/C,E/F protection, Microprocessor based Release PR222DS/PD-LSIG for MODBUS communication, Frame size T6-1000H, Ics=Icu=70kA@415V AC | MCCB | LV_Switchgear | 1SDA081556R1 | ABB | 1000A | 70kA | Nos. | None | Inventory | 1000A FP 70kA Tmax MCCB with O/C,S/C,E/F protection, Microprocessor based Release PR222DS/PD-LSIG for MODBUS communication, Frame size T6-1000H, Ics=Icu=70kA@415V AC
1822 | FP Extended spreader terminals Front ES-8 pieces, MCCB Frame: A1 | MCCB Accessories | LV_Switchgear | 1SDA082243R1 | ABB | 0 | Spreaders | Nos. |  | Inventory | FP Extended spreader terminals Front ES-8 pieces, MCCB Frame: A1
1823 | FP Extended Spreader Terminals Front ES-8 pieces, MCCB Frame: A2 | MCCB Accessories | LV_Switchgear | 1SDA082248R1 | ABB | 0 | Spreaders | Nos. |  | Inventory | FP Extended Spreader Terminals Front ES-8 pieces, MCCB Frame: A2
1824 | Extended rotary handle RHE for fixed/plug-in type Tmax MCCB, Frame size XT1 & XT3, 250mm length | MCCB Accessories | LV_Switchgear | 1SDA082810R1 | ABB | 0 | Rotary Handle | Nos. | None | Inventory | Extended rotary handle RHE for fixed/plug-in type Tmax MCCB, Frame size XT1 & XT3, 250mm length
1825 | Extended rotary handle RHE for fixed/plug-in type Tmax MCCB, Frame size XT2 & XT4, 250mm length | MCCB Accessories | LV_Switchgear | 1SDA082811R1 | ABB | 0 | Rotary Handle | Nos. | None | Inventory | Extended rotary handle RHE for fixed/plug-in type Tmax MCCB, Frame size XT2 & XT4, 250mm length
1826 | Spring Charge Motor -220-250 Vac/Vdc- for FA1 -ACB | ACB Accessories | LV_Switchgear | 1SDA085086R1 | ABB | 0 | Motor | Nos. |  | Inventory | Spring Charge Motor -220-250 Vac/Vdc- for FA1 -ACB
1827 | Contact signalling tripping of Ek protection trip unit - S51,S51 250V FA1 | ACB Accessories | LV_Switchgear | 1SDA085093R1 | ABB | 0 | - | Nos. |  | Inventory | Contact signalling tripping of Ek protection trip unit - S51,S51 250V FA1
2299 | MCB 16A SPN MCB (10KA) - C curve, | MCB | SWITCHGEAR | 1SYS271113R0164 | ABB | _ | NA | Nos | None | Inventory | MCB 16A SPN MCB (10KA) - C curve,
1829 | KLC-D Key lock opE E1.2 FOR MECH. INTERLOCK | Mechanical Interlock | Mechanical Interlock | 1SDA085096R1 | ABB | - | - | Nos. |  | Inventory | KLC-D Key lock opE E1.2 FOR MECH. INTERLOCK
1830 | FIXED PART FOR DRAWOUT BREAKER -FA1/HF1.2 W FP Iu=1600 4p HR HR | ACB | LV_Switchgear | 1SDA085128R1 | ABB | 0 | - | Nos. |  | Inventory | FIXED PART FOR DRAWOUT BREAKER -FA1/HF1.2 W FP Iu=1600 4p HR HR
1831 | FP HR-VR Terminal Adaptors for FA1/HF1.2 F 4pcs | ACB Accessories | LV_Switchgear | 1SDA085146R1 | ABB | 0 | Terminal Adaptors | Nos. |  | Inventory | FP HR-VR Terminal Adaptors for FA1/HF1.2 F 4pcs
1832 | E2.2C 1600 Ekip Touch LSIG 3p WMP | ACB | LV_Switchgear | 1SDA085325R1 | ABB | - | - | Nos. |  | Inventory | E2.2C 1600 Ekip Touch LSIG 3p WMP
1833 | E2.2C 2000 Ekip Touch LSIG 3p WMP | ACB | LV_Switchgear | 1SDA085331R1 | ABB | - | - | Nos. |  | Inventory | E2.2C 2000 Ekip Touch LSIG 3p WMP
1834 | E2.2C 2500 Ekip Touch LSIG 3p WMP | ACB | LV_Switchgear | 1SDA085337R1 | ABB | - | - | Nos. |  | Inventory | E2.2C 2500 Ekip Touch LSIG 3p WMP
1835 | 1250A, FP, 50kA, FIX ACB - TYPE ABB FORMULA AIR, FA1C 1250 4p F F | ACB | LV_Switchgear | 1SDA085435R1 | ABB | 1250A | 50kA | Nos. |  | Inventory | 1250A, FP, 50kA, FIX ACB - TYPE ABB FORMULA AIR, FA1C 1250 4p F F
1836 | ACB,EDO,4P, 630A, MP BASED LSIG 4P, FA1C 630 4p WMP | ACB | LV_Switchgear | 1SDA085449R1 | ABB | 630A | 50kA | Nos. |  | Inventory | ACB,EDO,4P, 630A, MP BASED LSIG 4P, FA1C 630 4p WMP
1837 | 800A FP Ics=Icu=50kA EDO ACB Mobile Circuit Breaker Part of withdrawable circuit breaker unit-FA1C-800 | ACB | LV_Switchgear | 1SDA085451R1 | ABB | 800A | 50kA | Nos. |  | Inventory | 800A FP Ics=Icu=50kA EDO ACB Mobile Circuit Breaker Part of withdrawable circuit breaker unit-FA1C-800
1838 | 1250A FP Ics=Icu=50kA EDO ACB Mobile Circuit Breaker Part of withdrawable circuit breaker unit-FA1C-1250 | ACB | LV_Switchgear | 1SDA085455R1 | ABB | 1250A | 50kA | Nos. |  | Inventory | 1250A FP Ics=Icu=50kA EDO ACB Mobile Circuit Breaker Part of withdrawable circuit breaker unit-FA1C-1250
1839 | 1600A FP, EDO ACB, Ics=Icu=50kA for 1 sec, Mobile Circuit Breaker Part of withdrawable circuit breaker unit-FA1C-1600 | ACB | LV_Switchgear | 1SDA085457R1 | ABB | 1600A | 50kA | Nos. |  | Inventory | 1600A FP, EDO ACB, Ics=Icu=50kA for 1 sec, Mobile Circuit Breaker Part of withdrawable circuit breaker unit-FA1C-1600
1840 | 63A TP MCCB (50KA @ 690V) T4L LS/I (O/L+S/C) | MCCB | LV_Switchgear | 1SDA100261R1 | ABB | 63A | 50kA | Nos. |  | Inventory | 63A TP MCCB (50KA @ 690V) T4L LS/I (O/L+S/C)
1841 | BREAKING PART TMAX XT4X 160 FIXED THREE-POLE WITH FRONT TERMINALS | MCCB | LV_Switchgear | 1SDA100265R1 | ABB | 160A | - | Nos. |  | Inventory | BREAKING PART TMAX XT4X 160 FIXED THREE-POLE WITH FRONT TERMINALS
1842 | 40A TP MCCB (18KA @ 415VAC) with TM based O/L, S/C , Frame size- P1B 160 | ACB | LV_Switchgear | 1SDA116207R1 | ABB | 40A | 18kA | Nos. |  | Inventory | 40A TP MCCB (18KA @ 415VAC) with TM based O/L, S/C , Frame size- P1B 160
1843 | 63A TP MCCB (18KA @ 415VAC) with TM based O/L, S/C , Frame size- P1B 160 | MCCB | LV_Switchgear | 1SDA116209R1 | ABB | 63A | 18kA | Nos. |  | Inventory | 63A TP MCCB (18KA @ 415VAC) with TM based O/L, S/C , Frame size- P1B 160
1844 | 100A TP MCCB (18KA @ 415VAC) with TM based O/L, S/C , Frame size- P1B 160 | MCCB | LV_Switchgear | 1SDA116211R1 | ABB | 100A | 18kA | Nos. |  | Inventory | 100A TP MCCB (18KA @ 415VAC) with TM based O/L, S/C , Frame size- P1B 160
1845 | 63A FP MCCB (18KA @ 415VAC) with TM based O/L, S/C , Frame size- P1B 160 | MCCB | LV_Switchgear | 1SDA116220R1 | ABB | 63A | 18kA | Nos. |  | Inventory | 63A FP MCCB (18KA @ 415VAC) with TM based O/L, S/C , Frame size- P1B 160
1846 | 100A FP MCCB (18KA @ 415VAC) with TM based O/L, S/C , Frame size- P1B 160 | MCCB | LV_Switchgear | 1SDA116222R1 | ABB | 100A | 18kA | Nos. |  | Inventory | 100A FP MCCB (18KA @ 415VAC) with TM based O/L, S/C , Frame size- P1B 160
1847 | 125A FP MCCB (18KA @ 415VAC) with TM based O/L, S/C , Frame size- P1B 160 | MCCB | LV_Switchgear | 1SDA116225R1 | ABB | 125A | 18kA | Nos. |  | Inventory | 125A FP MCCB (18KA @ 415VAC) with TM based O/L, S/C , Frame size- P1B 160
1848 | 160A FP MCCB (18KA @ 415VAC) with TM based O/L, S/C , Frame size- P1B 160 | MCCB | LV_Switchgear | 1SDA116226R1 | ABB | 160A | 18kA | Nos. |  | Inventory | 160A FP MCCB (18KA @ 415VAC) with TM based O/L, S/C , Frame size- P1B 160
1849 | 63A TP 25kA Tmax MCCB with O/C,S/C,TM based ,Frame size P1C, Ics=Icu=25kA@415V AC | MCCB | LV_Switchgear | 1SDA116233R1 | ABB | 63A | 25kA | Nos. |  | Inventory | 63A TP 25kA Tmax MCCB with O/C,S/C,TM based ,Frame size P1C, Ics=Icu=25kA@415V AC
1850 | 100A TP MCCB, 25kA, with TM based O/L, S/C, Frame size P1C | MCCB | LV_Switchgear | 1SDA116235R1 | ABB | 100A | 25kA | Nos. |  | Inventory | 100A TP MCCB, 25kA, with TM based O/L, S/C, Frame size P1C
1851 | 160A TP 25kA Tmax MCCB with O/C,S/C,TM based ,Frame size P1C, Ics=Icu=25kA@415V AC | MCCB | LV_Switchgear | 1SDA116237R1 | ABB | 160A | 25kA | Nos. |  | Inventory | 160A TP 25kA Tmax MCCB with O/C,S/C,TM based ,Frame size P1C, Ics=Icu=25kA@415V AC
1852 | 63A FP 25kA Tmax MCCB with O/C,S/C,TM based ,Frame size P1C, Ics=Icu=25kA@415V AC | MCCB | LV_Switchgear | 1SDA116244R1 | ABB | 63A | 25kA | Nos. |  | Inventory | 63A FP 25kA Tmax MCCB with O/C,S/C,TM based ,Frame size P1C, Ics=Icu=25kA@415V AC
1853 | 32A FP 36kA Tmax MCCB with O/C,S/C,TM based ,Frame size P1N, Ics=Icu=36kA@415V AC | MCCB | LV_Switchgear | 1SDA116266R1 | ABB | 32A | 36kA | Nos. |  | Inventory | 32A FP 36kA Tmax MCCB with O/C,S/C,TM based ,Frame size P1N, Ics=Icu=36kA@415V AC
1854 | 63A FP 36kA Tmax MCCB with O/C,S/C,TM based ,Frame size P1N, Ics=Icu=36kA@415V AC | MCCB | LV_Switchgear | 1SDA116268R1 | ABB | 63A | 36kA | Nos. |  | Inventory | 63A FP 36kA Tmax MCCB with O/C,S/C,TM based ,Frame size P1N, Ics=Icu=36kA@415V AC
1855 | 80A FP 36kA Tmax MCCB with O/C,S/C,TM based ,Frame size P1N, Ics=Icu=36kA@415V AC | MCCB | LV_Switchgear | 1SDA116269R1 | ABB | 80A | 36kA | Nos. |  | Inventory | 80A FP 36kA Tmax MCCB with O/C,S/C,TM based ,Frame size P1N, Ics=Icu=36kA@415V AC
1856 | 100A FP 36kA Tmax MCCB with O/C,S/C,TM based ,Frame size P1N, Ics=Icu=36kA@415V AC | MCCB | LV_Switchgear | 1SDA116270R1 | ABB | 100A | 36kA | Nos. |  | Inventory | 100A FP 36kA Tmax MCCB with O/C,S/C,TM based ,Frame size P1N, Ics=Icu=36kA@415V AC
1857 | 125A FP 36kA Tmax MCCB with O/C,S/C,TM based ,Frame size P1N, Ics=Icu=36kA@415V AC | MCCB | LV_Switchgear | 1SDA116273R1 | ABB | 125A | 36kA | Nos. |  | Inventory | 125A FP 36kA Tmax MCCB with O/C,S/C,TM based ,Frame size P1N, Ics=Icu=36kA@415V AC
1858 | 160A FP 36kA Tmax MCCB with O/C,S/C,TM based ,Frame size P1N, Ics=Icu=36kA@415V AC | MCCB | LV_Switchgear | 1SDA116274R1 | ABB | 160A | 36kA | Nos. |  | Inventory | 160A FP 36kA Tmax MCCB with O/C,S/C,TM based ,Frame size P1N, Ics=Icu=36kA@415V AC
1859 | 200A TP MCCB, 25kA, with TM based O/L, S/C, Frame size P2C | MCCB | LV_Switchgear | 1SDA116325R1 | ABB | 200A | 25kA | Nos. |  | Inventory | 200A TP MCCB, 25kA, with TM based O/L, S/C, Frame size P2C
1860 | 250A 4P 36kA MCCB, Release: TMD (Adj. Overload and Fixed Short-circuit Protection), Type: P2 250 | MCCB | LV_Switchgear | 1SDA116346R1 | ABB | 250A | 36kA | Nos. |  | Inventory | 250A 4P 36kA MCCB, Release: TMD (Adj. Overload and Fixed Short-circuit Protection), Type: P2 250
1861 | 320A 4P 36kA MCCB, Release: TMD (Adj. Overload and Fixed Short-circuit Protection), Type: P3 630 | MCCB | LV_Switchgear | 1SDA116377R1 | ABB | 320A | 36kA | Nos. |  | Inventory | 320A 4P 36kA MCCB, Release: TMD (Adj. Overload and Fixed Short-circuit Protection), Type: P3 630
1862 | Auxiliary contact 1C/O or Trip indication contact 1C/O, AUX Q or SY P1-P2 / 250V AC | MCCB Accessories | LV_Switchgear | 1SDA116440R1 | ABB | 0 | Aux./Trip Contact | Nos. |  | Inventory | Auxiliary contact 1C/O or Trip indication contact 1C/O, AUX Q or SY P1-P2 / 250V AC
1863 | 110VAC - 125 VDC, 240 VAC - 250 VDC, Shunt Trip Mccb | MCCB Accessories | LV_Switchgear | 1SDA116459R1 | ABB | - | Shunt | Nos. |  | Inventory | 110VAC - 125 VDC, 240 VAC - 250 VDC, Shunt Trip Mccb
1864 | Extended rotary handle RHE for fixed/plug-in type Tmax Formula MCCB, Frame size P1/P2 -250 mm length. | MCCB Accessories | LV_Switchgear | 1SDA116483R1 | ABB | 0 | Rotary Handle | Nos. |  | Inventory | Extended rotary handle RHE for fixed/plug-in type Tmax Formula MCCB, Frame size P1/P2 -250 mm length.
1865 | Extended Rotary Handle RHE for fixed/plug-in type Tmax Formula MCCB, Frame size P3 -250 mm length. | MCCB Accessories | LV_Switchgear | 1SDA116485R1 | ABB | 0 | Rotary Handle | Nos. |  | Inventory | Extended Rotary Handle RHE for fixed/plug-in type Tmax Formula MCCB, Frame size P3 -250 mm length.
1866 | TP Extended spreader terminals kit ES for Tmax MCCB, Frame size P1, 6pcs. | MCCB Accessories | LV_Switchgear | 1SDA116501R1 | ABB | 0 | Spreaders | Nos. |  | Inventory | TP Extended spreader terminals kit ES for Tmax MCCB, Frame size P1, 6pcs.
1867 | FP Extended spreader terminals kit ES for Tmax MCCB-47mm, Frame size P1, 8pcs. | MCCB Accessories | LV_Switchgear | 1SDA116502R1 | ABB | 0 | Spreaders | Nos. |  | Inventory | FP Extended spreader terminals kit ES for Tmax MCCB-47mm, Frame size P1, 8pcs.
1868 | TP Extended spreader terminals kit ES for Tmax MCCB, Frame size P2-3P, 6pcs. | MCCB Accessories | LV_Switchgear | 1SDA116505R1 | ABB | 0 | Spreaders | Nos. |  | Inventory | TP Extended spreader terminals kit ES for Tmax MCCB, Frame size P2-3P, 6pcs.
1869 | Extended Spreader Terminals-4P with phase barrier, 8 pcs, 70mm, MCCB Frame: P2 250 | MCCB Accessories | LV_Switchgear | 1SDA116506R1 | ABB | 0 | Spreaders | Nos. |  | Inventory | Extended Spreader Terminals-4P with phase barrier, 8 pcs, 70mm, MCCB Frame: P2 250
1870 | ES Extended spread front terminals 80mm P3 630A | MCCB Accessories | LV_Switchgear | 1SDA116510R1 | ABB | 0 | Spreaders | Nos. |  | Inventory | ES Extended spread front terminals 80mm P3 630A
2300 | MCB 32A SPN MCB (10KA) - C curve, | MCB | SWITCHGEAR | 1SYS271113R0324 | ABB | _ | NA | Nos | None | Inventory | MCB 32A SPN MCB (10KA) - C curve,
2345 | SH203M-D40, MCB , | MCB | SWITCHGEAR | 1SYS273011R401 | ABB | _ | NA | Nos | None | Inventory | SH203M-D40, MCB ,
2391 | MCB 16A TPN MCB (10KA) - C curve, | MCB | SWITCHGEAR | 1SYS273113R0164 | ABB | _ | NA | Nos | None | Inventory | MCB 16A TPN MCB (10KA) - C curve,
2392 | MCB 32A TPN MCB (10KA) - C curve, | MCB | SWITCHGEAR | 1SYS273113R0324 | ABB | _ | NA | Nos | None | Inventory | MCB 32A TPN MCB (10KA) - C curve,
2396 | 4 POLE, 25A AC MCB, 10kA, | MCB | SWITCHGEAR | 1SYS274011R0254 | ABB | _ | NA | Nos | None | Inventory | 4 POLE, 25A AC MCB, 10kA,
2398 | 4 POLE, 32A AC MCB, 10kA, C CURVE, | MCB | SWITCHGEAR | 1SYS274011R0324 | ABB | _ | NA | Nos | None | Inventory | 4 POLE, 32A AC MCB, 10kA, C CURVE,
2399 | 40A AC, 4P C-Curve MCB, 10kA, | MCB | SWITCHGEAR | 1SYS274011R0404 | ABB | _ | NA | Nos | None | Inventory | 40A AC, 4P C-Curve MCB, 10kA,
2400 | 4 POLE, 63A AC MCB, 10kA, | MCB | SWITCHGEAR | 1SYS274011R0634 | ABB | _ | NA | Nos | None | Inventory | 4 POLE, 63A AC MCB, 10kA,
2401 | 4POLE,63A AC | MCB | SWITCHGEAR | 1SYS274011RO634 | ABB | _ | NA | Nos | None | Inventory | 4POLE,63A AC
2453 | 12kV HRC fuse, CEF 6/12kV, 40A | FUSE | SWITCHGEAR | 1YMB711225M2611 | ABB | _ | NA | Nos | None | Inventory | 12kV HRC fuse, CEF 6/12kV, 40A
2454 | 33kV HRC fuse, CEF 20/36kV, 10A | FUSE | SWITCHGEAR | 1YMB713616M5512 | ABB | _ | NA | Nos | None | Inventory | 33kV HRC fuse, CEF 20/36kV, 10A
2455 | 1YMR317101M0008 | NAL-SW | SWITCHGEAR | 1YMR317101M0008 | ABB | _ | NA | Nos | None | Inventory | 1YMR317101M0008
2456 | 1YMR409111M0001, NRW0 4-3-P/B | NAL-SW | SWITCHGEAR | 1YMR409111M0001 | ABB | _ | NA | Nos | None | Inventory | 1YMR409111M0001, NRW0 4-3-P/B
2457 | 1YMR416914M1002, AUX SWITCH 2NO+2NC | NAL-SW | SWITCHGEAR | 1YMR416914M1002 | ABB | _ | NA | Nos | None | Inventory | 1YMR416914M1002, AUX SWITCH 2NO+2NC
2495 | 22kV 630A 21kA/3 Sec indoor Expansion RMU, Manual ,Extensible +V+ type RMU without transformer annunciation and LV compartment | RMU | SWITCHGEAR | 22-+V+-630A-I/D-E | ABB | 22 | NA | Nos |  | Inventory | 22kV 630A 21kA/3 Sec indoor Expansion RMU, Manual ,Extensible +V+ type RMU without transformer annunciation and LV compartment
2496 | 22kV, 630A, 21KA Outdoor manual operated RMU- DV suitable for 1000kVA transformer ( 40A CT) . | RMU | SWITCHGEAR | 22-630A-O/D-DV-1000KVA-TRS | ABB | 22 | NA | Nos |  | Inventory | 22kV, 630A, 21KA Outdoor manual operated RMU- DV suitable for 1000kVA transformer ( 40A CT) .
2497 | 22kV, 630A, 21KA Outdoor manual operated RMU- DV suitable for 630kVA transformer ( 40A CT). | RMU | SWITCHGEAR | 22-630A-O/D-DV-630KVA_TRS | ABB | 22 | NA | Nos |  | Inventory | 22kV, 630A, 21KA Outdoor manual operated RMU- DV suitable for 630kVA transformer ( 40A CT).
2498 | RMU 22kV , 630A, 20kA/3 SEC, CCVV+M, Outdoor Incoming 2 Nos LBS, Manual Outgoing 2 VCB,Motorised Non Extensible without termination kit, Other details as per BOQ, | RMU | SWITCHGEAR | 22-CCVV+M-630A-O/D-NE | ABB | 22 | NA | Nos |  | Inventory | RMU 22kV , 630A, 20kA/3 SEC, CCVV+M, Outdoor Incoming 2 Nos LBS, Manual Outgoing 2 VCB,Motorised Non Extensible without termination kit, Other details as per BOQ,
2499 | 22kV 630A 21kA/3sec SF6 Gas Insulated, Non-Extensible, Indoor Compact Switchgear, with 2 Nos Motorized Load break switch and 3 Nos. Motorized Vacuum Circuit Breaker, Configuration (CCVVV) | RMU | SWITCHGEAR | 22-CCVVV-630A-I/D-NE | ABB | 22 | NA | Nos |  | Inventory | 22kV 630A 21kA/3sec SF6 Gas Insulated, Non-Extensible, Indoor Compact Switchgear, with 2 Nos Motorized Load break switch and 3 Nos. Motorized Vacuum Circuit Breaker, Configuration (CCVVV)
2500 | RMU 22kV , 630A, 21kA/3 SEC, CV+M, Outdoor Non Extensible RMU, 1 no. Manual load break switch and 1 no. Manual Vaccum circuit Breaker with Bus PT Metering,configuration CV+M; other details as per BOQ, | RMU | SWITCHGEAR | 22-CV+M-630A-O/D-NE | ABB | 22 | NA | Nos |  | Inventory | RMU 22kV , 630A, 21kA/3 SEC, CV+M, Outdoor Non Extensible RMU, 1 no. Manual load break switch and 1 no. Manual Vaccum circuit Breaker with Bus PT Metering,configuration CV+M; other details as per BOQ,
2501 | RMU 22kV , 630A, 20kA CV Outdoor Manual Non Extensible without termination kit, Other details as per BOQ, | RMU | SWITCHGEAR | 22-CV-630A-O/D-NE | ABB | 22 | NA | Nos |  | Inventory | RMU 22kV , 630A, 20kA CV Outdoor Manual Non Extensible without termination kit, Other details as per BOQ,
2502 | RMU 22kV , 630A, 20kA/3 SEC, CVV+M, Outdoor Incoming LBS Manual, Outgoing 2 VCB Motorised Non Extensible without termination kit, Other details as per BOQ, | RMU | SWITCHGEAR | 22-CVV+M-630A-O/D-NE | ABB | 22 | NA | Nos |  | Inventory | RMU 22kV , 630A, 20kA/3 SEC, CVV+M, Outdoor Incoming LBS Manual, Outgoing 2 VCB Motorised Non Extensible without termination kit, Other details as per BOQ,
2503 | RMU 22kV , 630A, 20kA/3 SEC, CVV, Indoor one Incoming LBS Manual, Outgoing 2 VCB Manual Non Extensible , Other details as per BOQ, | RMU | SWITCHGEAR | 22-CVV-630A-I/D-NE | ABB | 22 | NA | Nos |  | Inventory | RMU 22kV , 630A, 20kA/3 SEC, CVV, Indoor one Incoming LBS Manual, Outgoing 2 VCB Manual Non Extensible , Other details as per BOQ,
2504 | RMU 22kV , 630A, 20kA for 3 sec, DV Outdoor Motorized Non Extensible without termination kit, Other details as per BOQ, | RMU | SWITCHGEAR | 22-DV-630/20-O/D-NE | ABB | 22 | NA | Nos |  | Inventory | RMU 22kV , 630A, 20kA for 3 sec, DV Outdoor Motorized Non Extensible without termination kit, Other details as per BOQ,
2505 | RMU 22kV , 630A, 20kA/3-Sec, SF6 GAS insulated, Indoor compact Switchgear Type, DVV+VV , ABB MAKE, details as per BOQ, ITEM CODE- D2041205007 | RMU | SWITCHGEAR | 22-DVV+VV-630A-I/D-E | ABB | 22 | NA | Nos |  | Inventory | RMU 22kV , 630A, 20kA/3-Sec, SF6 GAS insulated, Indoor compact Switchgear Type, DVV+VV , ABB MAKE, details as per BOQ,
2506 | RMU 22kV , 630A, 21kA/3sec,VVVV+M, Indoor Motorised Extensible without termination kit, Other details as per BOQ, | RMU | SWITCHGEAR | 22-VVVV+M-630A-I/D-E | ABB | 22 | NA | Nos |  | Inventory | RMU 22kV , 630A, 21kA/3sec,VVVV+M, Indoor Motorised Extensible without termination kit, Other details as per BOQ,
2507 | 22kV 630A 21kA/3sec SF6 Gas Insulated, Non-Extensible, Indoor Compact Switchgear,with 4 Nos. Motorized Vacuum Circuit Breaker with BUS PT panel,Configuration (VVVV+M) | RMU | SWITCHGEAR | 22-VVVV+M-630A-I/D-NE | ABB | 22 | NA | Nos |  | Inventory | 22kV 630A 21kA/3sec SF6 Gas Insulated, Non-Extensible, Indoor Compact Switchgear,with 4 Nos. Motorized Vacuum Circuit Breaker with BUS PT panel,Configuration (VVVV+M)
2508 | 22kV 630A 21kA/3sec SF6 Gas Insulated, Non-Extensible, Indoor Compact Switchgear,with 5 Nos. Motorized Vacuum Circuit Breaker with BUS PT panel,Configuration (VVVVV+M). | RMU | SWITCHGEAR | 22-VVVVV+M-630A-I/D-NE | ABB | 22 | NA | Nos |  | Inventory | 22kV 630A 21kA/3sec SF6 Gas Insulated, Non-Extensible, Indoor Compact Switchgear,with 5 Nos. Motorized Vacuum Circuit Breaker with BUS PT panel,Configuration (VVVVV+M).
2519 | VD4/P withdrawable circuit breaker 1250 BREAKERN° 35 1VCF337124R0342 - VD4/P 24kV 1250A 25kA P21 CLOSING TRIPPING COIL - 220V DC, SPRING CHARGING MOTOR - 230V AC, | BREAKER | SWITCHGEAR | 24KV-VD4/P-EUROP-1250 | ABB | 1250 | NA | Nos |  | Inventory | VD4/P withdrawable circuit breaker 1250 BREAKERN° 35 1VCF337124R0342 - VD4/P 24kV 1250A 25kA P21 CLOSING TRIPPING COIL - 220V DC, SPRING CHARGING MOTOR - 230V AC,
2607 | 1POLE,6A DC S201M-C6 DC, | MCB | SWITCHGEAR | 2CDS27001R0064 | ABB | _ | NA | Nos | None | Inventory | 1POLE,6A DC S201M-C6 DC,
2608 | 1POLE,10A DC S201M-C10 DC, | MCB | SWITCHGEAR | 2CDS271001R0104 | ABB | _ | NA | Nos | None | Inventory | 1POLE,10A DC S201M-C10 DC,
2609 | 1POLE,16A DC S201M-C16 , | MCB | SWITCHGEAR | 2CDS271001R0164 | ABB | _ | NA | Nos | None | Inventory | 1POLE,16A DC S201M-C16 ,
2610 | 2POLE,2A DC S202M-C2DC, | MCB | SWITCHGEAR | 2CDS272001R0044 | ABB | _ | NA | Nos | None | Inventory | 2POLE,2A DC S202M-C2DC,
2612 | 2POLE, 6A AC S202M-C6 AC, | MCB | SWITCHGEAR | 2CDS272001R0064 | ABB | _ | NA | Nos | None | Inventory | 2POLE, 6A AC S202M-C6 AC,
2616 | 2POLE,16A AC, S202M-C16, | MCB | SWITCHGEAR | 2CDS272001R0164 | ABB | _ | NA | Nos | None | Inventory | 2POLE,16A AC, S202M-C16,
1906 | TVOC-2-240 Arc Monitor | APR | LV_Switchgear | 1SFA664001R1001 | ABB | - | - | Nos. |  | Inventory | TVOC-2-240 Arc Monitor
1907 | TVOC-2-E1, Extension-10 optical inputs | APR | LV_Switchgear | 1SFA664002R1001 | ABB | - | - | Nos. |  | Inventory | TVOC-2-E1, Extension-10 optical inputs
1908 | DETECTOR#TVOC-2-DP2 | APR | LV_Switchgear | 1SFA664003R1020 | ABB | - | - | Nos. |  | Inventory | DETECTOR#TVOC-2-DP2
1909 | DETECTOR#TVOC-2-DP4 | APR | LV_Switchgear | 1SFA664003R1040 | ABB | - | - | Nos. |  | Inventory | DETECTOR#TVOC-2-DP4
1910 | DETECTOR#TVOC-2-DP6 | APR | LV_Switchgear | 1SFA664003R1060 | ABB | - | - | Nos. |  | Inventory | DETECTOR#TVOC-2-DP6
1911 | DETECTOR#TVOC-2-DP8 | APR | LV_Switchgear | 1SFA664003R1080 | ABB | - | - | Nos. |  | Inventory | DETECTOR#TVOC-2-DP8
1912 | DETECTOR#TVOC-2-DP10 | APR | LV_Switchgear | 1SFA664003R1100 | ABB | - | - | Nos. |  | Inventory | DETECTOR#TVOC-2-DP10
1913 | TVOC-2-DP15 Detector | APR | LV_Switchgear | 1SFA664003R1150 | ABB | - | - | Nos. |  | Inventory | TVOC-2-DP15 Detector
1914 | DETECTOR#TVOC-2-DP20 | APR | LV_Switchgear | 1SFA664003R1200 | ABB | - | - | Nos. |  | Inventory | DETECTOR#TVOC-2-DP20
1915 | 375-1250A E1250DU Electronic overload relay, suitable for direct mounting on AF1350 / AF1650 contactors, Type E1250DU-1250 | OLR | LV_Switchgear | 1SFA739001R1000 | ABB | 375-1250A | Electronic | Nos. | None | Inventory | 375-1250A E1250DU Electronic overload relay, suitable for direct mounting on AF1350 / AF1650 contactors, Type E1250DU-1250
1916 | 116A TP Power contactor for AC3 duty @415V AC with 1NO + 1NC built-in auxiliary contacts, 24-60V AC/DC coil, Type AF116-30-1111 | Contactor | LV_Switchgear | 1SFL427001R1111 | ABB | 116A | NA | Nos. | None | Inventory | 116A TP Power contactor for AC3 duty @415V AC with 1NO + 1NC built-in auxiliary contacts, 24-60V AC/DC coil, Type AF116-30-1111
1917 | 116A TP Power contactor for AC3 duty @415V AC with 1NO + 1NC built-in auxiliary contacts, 48-130V AC/DC coil, Type AF116-30-1112 | Contactor | LV_Switchgear | 1SFL427001R1211 | ABB | 116A | NA | Nos. | None | Inventory | 116A TP Power contactor for AC3 duty @415V AC with 1NO + 1NC built-in auxiliary contacts, 48-130V AC/DC coil, Type AF116-30-1112
1918 | 116A TP Power contactor for AC3 duty @415V AC with 1NO + 1NC built-in auxiliary contacts, 100-250V AC/DC coil, Type AF116-30-1113 | Contactor | LV_Switchgear | 1SFL427001R1311 | ABB | 116A | NA | Nos. | None | Inventory | 116A TP Power contactor for AC3 duty @415V AC with 1NO + 1NC built-in auxiliary contacts, 100-250V AC/DC coil, Type AF116-30-1113
1919 | 116A TP Power contactor for AC3 duty @415V AC with 1NO + 1NC built-in auxiliary contacts, 250-500V AC/DC coil, Type AF116-30-1114 | Contactor | LV_Switchgear | 1SFL427001R1411 | ABB | 116A | NA | Nos. | None | Inventory | 116A TP Power contactor for AC3 duty @415V AC with 1NO + 1NC built-in auxiliary contacts, 250-500V AC/DC coil, Type AF116-30-1114
1920 | 160A FP (4NO) Power contactor for AC1 duty without built-in auxiliary contacts, 24-60V AC/DC coil, Type AF116-40-0011 | Contactor | LV_Switchgear | 1SFL427102R1100 | ABB | 160A | NA | Nos. | None | Inventory | 160A FP (4NO) Power contactor for AC1 duty without built-in auxiliary contacts, 24-60V AC/DC coil, Type AF116-40-0011
1921 | 160A FP (4NO) Power contactor for AC1 duty without built-in auxiliary contacts, 48-130V AC/DC coil, Type AF116-40-0012 | Contactor | LV_Switchgear | 1SFL427102R1200 | ABB | 160A | NA | Nos. | None | Inventory | 160A FP (4NO) Power contactor for AC1 duty without built-in auxiliary contacts, 48-130V AC/DC coil, Type AF116-40-0012
1922 | 160A FP (4NO) Power contactor for AC1 duty without built-in auxiliary contacts, 100-250V AC/DC coil, Type AF116-40-0013 | Contactor | LV_Switchgear | 1SFL427102R1300 | ABB | 160A | NA | Nos. | None | Inventory | 160A FP (4NO) Power contactor for AC1 duty without built-in auxiliary contacts, 100-250V AC/DC coil, Type AF116-40-0013
1923 | 160A FP (4NO) Power contactor for AC1 duty without built-in auxiliary contacts, 250-500V AC/DC coil, Type AF116-40-0014 | Contactor | LV_Switchgear | 1SFL427102R1400 | ABB | 160A | NA | Nos. | None | Inventory | 160A FP (4NO) Power contactor for AC1 duty without built-in auxiliary contacts, 250-500V AC/DC coil, Type AF116-40-0014
1924 | 96A TP Power contactor for AC3 duty @415V AC with 1NO + 1NC built-in auxiliary contacts, 240V AC coil, Type A95-30-1180 | Contactor | LV_Switchgear | 1SFL431001R8011 | ABB | 96A | NA | Nos. | None | Inventory | 96A TP Power contactor for AC3 duty @415V AC with 1NO + 1NC built-in auxiliary contacts, 240V AC coil, Type A95-30-1180
1925 | 96A TP Power contactor for AC3 duty @415V AC with 1NO + 1NC built-in auxiliary contacts, 24V AC coil, Type A95-30-1181 | Contactor | LV_Switchgear | 1SFL431001R8111 | ABB | 96A | NA | Nos. | None | Inventory | 96A TP Power contactor for AC3 duty @415V AC with 1NO + 1NC built-in auxiliary contacts, 24V AC coil, Type A95-30-1181
1926 | 96A TP Power contactor for AC3 duty @415V AC with 1NO + 1NC built-in auxiliary contacts, 110V AC coil, Type A95-30-1184 | Contactor | LV_Switchgear | 1SFL431001R8411 | ABB | 96A | NA | Nos. | None | Inventory | 96A TP Power contactor for AC3 duty @415V AC with 1NO + 1NC built-in auxiliary contacts, 110V AC coil, Type A95-30-1184
1927 | 96A TP Power contactor for AC3 duty @415V AC with 1NO + 1NC built-in auxiliary contacts, 415V AC coil, Type A95-30-1186 | Contactor | LV_Switchgear | 1SFL431001R8611 | ABB | 96A | NA | Nos. | None | Inventory | 96A TP Power contactor for AC3 duty @415V AC with 1NO + 1NC built-in auxiliary contacts, 415V AC coil, Type A95-30-1186
1928 | 70kVAr @415V AC, TP Capacitor duty contactor with in-built damping resistor & without built-in auxiliary contacts, 240V AC coil, Type UA95-30-00RA80 | Contactor | LV_Switchgear | 1SFL431024R8000 | ABB | 70kVAr | NA | Nos. | None | Inventory | 70kVAr @415V AC, TP Capacitor duty contactor with in-built damping resistor & without built-in auxiliary contacts, 240V AC coil, Type UA95-30-00RA80
1929 | 70kVAr @415V AC, TP Capacitor duty contactor with in-built damping resistor & without built-in auxiliary contacts, 24V AC coil, Type UA95-30-00RA81 | Contactor | LV_Switchgear | 1SFL431024R8100 | ABB | 70kVAr | NA | Nos. | None | Inventory | 70kVAr @415V AC, TP Capacitor duty contactor with in-built damping resistor & without built-in auxiliary contacts, 24V AC coil, Type UA95-30-00RA81
1930 | 70kVAr @415V AC, TP Capacitor duty contactor with in-built damping resistor & without built-in auxiliary contacts, 110V AC coil, Type UA95-30-00RA84 | Contactor | LV_Switchgear | 1SFL431024R8400 | ABB | 70kVAr | NA | Nos. | None | Inventory | 70kVAr @415V AC, TP Capacitor duty contactor with in-built damping resistor & without built-in auxiliary contacts, 110V AC coil, Type UA95-30-00RA84
1931 | 70kVAr @415V AC, TP Capacitor duty contactor with in-built damping resistor & without built-in auxiliary contacts, 415V AC coil, Type UA95-30-00RA86 | Contactor | LV_Switchgear | 1SFL431024R8600 | ABB | 70kVAr | NA | Nos. | None | Inventory | 70kVAr @415V AC, TP Capacitor duty contactor with in-built damping resistor & without built-in auxiliary contacts, 415V AC coil, Type UA95-30-00RA86
1932 | 96A TP Power contactor for AC3 duty @415V AC with 1NO + 1NC built-in auxiliary contacts, 240V AC coil, Type AX95-30-1180 | Contactor | LV_Switchgear | 1SFL431074R8011 | ABB | 96A | NA | Nos. | None | Inventory | 96A TP Power contactor for AC3 duty @415V AC with 1NO + 1NC built-in auxiliary contacts, 240V AC coil, Type AX95-30-1180
1933 | 96A TP Power contactor for AC3 duty @415V AC with 1NO + 1NC built-in auxiliary contacts, 24V AC coil, Type AX95-30-1181 | Contactor | LV_Switchgear | 1SFL431074R8111 | ABB | 96A | NA | Nos. | None | Inventory | 96A TP Power contactor for AC3 duty @415V AC with 1NO + 1NC built-in auxiliary contacts, 24V AC coil, Type AX95-30-1181
1934 | 96A TP Power contactor for AC3 duty @415V AC with 1NO + 1NC built-in auxiliary contacts, 110V AC coil, Type AX95-30-1184 | Contactor | LV_Switchgear | 1SFL431074R8411 | ABB | 96A | NA | Nos. | None | Inventory | 96A TP Power contactor for AC3 duty @415V AC with 1NO + 1NC built-in auxiliary contacts, 110V AC coil, Type AX95-30-1184
1935 | 96A TP Power contactor for AC3 duty @415V AC with 1NO + 1NC built-in auxiliary contacts, 415V AC coil, Type AX95-30-1186 | Contactor | LV_Switchgear | 1SFL431074R8611 | ABB | 96A | NA | Nos. | None | Inventory | 96A TP Power contactor for AC3 duty @415V AC with 1NO + 1NC built-in auxiliary contacts, 415V AC coil, Type AX95-30-1186
1936 | 140A TP Power contactor for AC3 duty @415V AC with 1NO + 1NC built-in auxiliary contacts, 24-60V AC/DC coil, Type AF140-30-1111 | Contactor | LV_Switchgear | 1SFL447001R1111 | ABB | 140A | NA | Nos. | None | Inventory | 140A TP Power contactor for AC3 duty @415V AC with 1NO + 1NC built-in auxiliary contacts, 24-60V AC/DC coil, Type AF140-30-1111
1937 | 140A TP Power contactor for AC3 duty @415V AC with 1NO + 1NC built-in auxiliary contacts, 48-130V AC/DC coil, Type AF140-30-1112 | Contactor | LV_Switchgear | 1SFL447001R1211 | ABB | 140A | NA | Nos. | None | Inventory | 140A TP Power contactor for AC3 duty @415V AC with 1NO + 1NC built-in auxiliary contacts, 48-130V AC/DC coil, Type AF140-30-1112
1938 | 140A TP Power contactor for AC3 duty @415V AC with 1NO + 1NC built-in auxiliary contacts, 100-250V AC/DC coil, Type AF140-30-1113 | Contactor | LV_Switchgear | 1SFL447001R1311 | ABB | 140A | NA | Nos. | None | Inventory | 140A TP Power contactor for AC3 duty @415V AC with 1NO + 1NC built-in auxiliary contacts, 100-250V AC/DC coil, Type AF140-30-1113
1939 | 140A TP Power contactor for AC3 duty @415V AC with 1NO + 1NC built-in auxiliary contacts, 250-500V AC/DC coil, Type AF140-30-1114 | Contactor | LV_Switchgear | 1SFL447001R1411 | ABB | 140A | NA | Nos. | None | Inventory | 140A TP Power contactor for AC3 duty @415V AC with 1NO + 1NC built-in auxiliary contacts, 250-500V AC/DC coil, Type AF140-30-1114
1940 | 200A FP (4NO) Power contactor for AC1 duty without built-in auxiliary contacts, 24-60V AC/DC coil, Type AF140-40-0011 | Contactor | LV_Switchgear | 1SFL447102R1100 | ABB | 200A | NA | Nos. | None | Inventory | 200A FP (4NO) Power contactor for AC1 duty without built-in auxiliary contacts, 24-60V AC/DC coil, Type AF140-40-0011
1941 | 200A FP (4NO) Power contactor for AC1 duty without built-in auxiliary contacts, 48-130V AC/DC coil, Type AF140-40-0012 | Contactor | LV_Switchgear | 1SFL447102R1200 | ABB | 200A | NA | Nos. | None | Inventory | 200A FP (4NO) Power contactor for AC1 duty without built-in auxiliary contacts, 48-130V AC/DC coil, Type AF140-40-0012
1942 | 200A FP (4NO) Power contactor for AC1 duty without built-in auxiliary contacts, 100-250V AC/DC coil, Type AF140-40-0013 | Contactor | LV_Switchgear | 1SFL447102R1300 | ABB | 200A | NA | Nos. | None | Inventory | 200A FP (4NO) Power contactor for AC1 duty without built-in auxiliary contacts, 100-250V AC/DC coil, Type AF140-40-0013
1943 | 200A FP (4NO) Power contactor for AC1 duty without built-in auxiliary contacts, 250-500V AC/DC coil, Type AF140-40-0014 | Contactor | LV_Switchgear | 1SFL447102R1400 | ABB | 200A | NA | Nos. | None | Inventory | 200A FP (4NO) Power contactor for AC1 duty without built-in auxiliary contacts, 250-500V AC/DC coil, Type AF140-40-0014
1944 | 110A TP Power contactor for AC3 duty @415V AC with 1NO + 1NC built-in auxiliary contacts, 240V AC coil, Type A110-30-1180 | Contactor | LV_Switchgear | 1SFL451001R8011 | ABB | 110A | NA | Nos. | None | Inventory | 110A TP Power contactor for AC3 duty @415V AC with 1NO + 1NC built-in auxiliary contacts, 240V AC coil, Type A110-30-1180
1945 | 110A TP Power contactor for AC3 duty @415V AC with 1NO + 1NC built-in auxiliary contacts, 24V AC coil, Type A110-30-1181 | Contactor | LV_Switchgear | 1SFL451001R8111 | ABB | 110A | NA | Nos. | None | Inventory | 110A TP Power contactor for AC3 duty @415V AC with 1NO + 1NC built-in auxiliary contacts, 24V AC coil, Type A110-30-1181
1946 | 110A TP Power contactor for AC3 duty @415V AC with 1NO + 1NC built-in auxiliary contacts, 110V AC coil, Type A110-30-1184 | Contactor | LV_Switchgear | 1SFL451001R8411 | ABB | 110A | NA | Nos. | None | Inventory | 110A TP Power contactor for AC3 duty @415V AC with 1NO + 1NC built-in auxiliary contacts, 110V AC coil, Type A110-30-1184
1947 | 110A TP Power contactor for AC3 duty @415V AC with 1NO + 1NC built-in auxiliary contacts, 415V AC coil, Type A110-30-1186 | Contactor | LV_Switchgear | 1SFL451001R8611 | ABB | 110A | NA | Nos. | None | Inventory | 110A TP Power contactor for AC3 duty @415V AC with 1NO + 1NC built-in auxiliary contacts, 415V AC coil, Type A110-30-1186
1948 | 80kVAr @415V AC, TP Capacitor duty contactor with in-built damping resistor & without built-in auxiliary contacts, 240V AC coil, Type UA110-30-00RA80 | Contactor | LV_Switchgear | 1SFL451024R8000 | ABB | 80kVAr | NA | Nos. | None | Inventory | 80kVAr @415V AC, TP Capacitor duty contactor with in-built damping resistor & without built-in auxiliary contacts, 240V AC coil, Type UA110-30-00RA80
1949 | 80kVAr @415V AC, TP Capacitor duty contactor with in-built damping resistor & without built-in auxiliary contacts, 24V AC coil, Type UA110-30-00RA81 | Contactor | LV_Switchgear | 1SFL451024R8100 | ABB | 80kVAr | NA | Nos. | None | Inventory | 80kVAr @415V AC, TP Capacitor duty contactor with in-built damping resistor & without built-in auxiliary contacts, 24V AC coil, Type UA110-30-00RA81
1950 | 80kVAr @415V AC, TP Capacitor duty contactor with in-built damping resistor & without built-in auxiliary contacts, 110V AC coil, Type UA110-30-00RA84 | Contactor | LV_Switchgear | 1SFL451024R8400 | ABB | 80kVAr | NA | Nos. | None | Inventory | 80kVAr @415V AC, TP Capacitor duty contactor with in-built damping resistor & without built-in auxiliary contacts, 110V AC coil, Type UA110-30-00RA84
1951 | 80kVAr @415V AC, TP Capacitor duty contactor with in-built damping resistor & without built-in auxiliary contacts, 415V AC coil, Type UA110-30-00RA86 | Contactor | LV_Switchgear | 1SFL451024R8600 | ABB | 80kVAr | NA | Nos. | None | Inventory | 80kVAr @415V AC, TP Capacitor duty contactor with in-built damping resistor & without built-in auxiliary contacts, 415V AC coil, Type UA110-30-00RA86
1952 | 146A TP Power contactor for AC3 duty @415V AC with 1NO + 1NC built-in auxiliary contacts, 24-60V AC/DC coil, Type AF146-30-1111 | Contactor | LV_Switchgear | 1SFL467001R1111 | ABB | 146A | NA | Nos. | None | Inventory | 146A TP Power contactor for AC3 duty @415V AC with 1NO + 1NC built-in auxiliary contacts, 24-60V AC/DC coil, Type AF146-30-1111
1953 | 146A TP Power contactor for AC3 duty @415V AC with 1NO + 1NC built-in auxiliary contacts, 48-130V AC/DC coil, Type AF146-30-1112 | Contactor | LV_Switchgear | 1SFL467001R1211 | ABB | 146A | NA | Nos. | None | Inventory | 146A TP Power contactor for AC3 duty @415V AC with 1NO + 1NC built-in auxiliary contacts, 48-130V AC/DC coil, Type AF146-30-1112
1954 | 146A TP Power contactor for AC3 duty @415V AC with 1NO + 1NC built-in auxiliary contacts, 100-250V AC/DC coil, Type AF146-30-1113 | Contactor | LV_Switchgear | 1SFL467001R1311 | ABB | 146A | NA | Nos. | None | Inventory | 146A TP Power contactor for AC3 duty @415V AC with 1NO + 1NC built-in auxiliary contacts, 100-250V AC/DC coil, Type AF146-30-1113
1955 | 146A TP Power contactor for AC3 duty @415V AC with 1NO + 1NC built-in auxiliary contacts, 250-500V AC/DC coil, Type AF146-30-1114 | Contactor | LV_Switchgear | 1SFL467001R1411 | ABB | 146A | NA | Nos. | None | Inventory | 146A TP Power contactor for AC3 duty @415V AC with 1NO + 1NC built-in auxiliary contacts, 250-500V AC/DC coil, Type AF146-30-1114
1956 | 145A TP Power contactor for AC3 duty @415V AC with 1NO + 1NC built-in auxiliary contacts, 240V AC coil, Type A145-30-1180 | Contactor | LV_Switchgear | 1SFL471001R8011 | ABB | 145A | NA | Nos. | None | Inventory | 145A TP Power contactor for AC3 duty @415V AC with 1NO + 1NC built-in auxiliary contacts, 240V AC coil, Type A145-30-1180
1957 | 145A TP Power contactor for AC3 duty @415V AC with 1NO + 1NC built-in auxiliary contacts, 24V AC coil, Type A145-30-1181 | Contactor | LV_Switchgear | 1SFL471001R8111 | ABB | 145A | NA | Nos. | None | Inventory | 145A TP Power contactor for AC3 duty @415V AC with 1NO + 1NC built-in auxiliary contacts, 24V AC coil, Type A145-30-1181
1958 | 145A TP Power contactor for AC3 duty @415V AC with 1NO + 1NC built-in auxiliary contacts, 110V AC coil, Type A145-30-1184 | Contactor | LV_Switchgear | 1SFL471001R8411 | ABB | 145A | NA | Nos. | None | Inventory | 145A TP Power contactor for AC3 duty @415V AC with 1NO + 1NC built-in auxiliary contacts, 110V AC coil, Type A145-30-1184
1959 | 145A TP Power contactor for AC3 duty @415V AC with 1NO + 1NC built-in auxiliary contacts, 415V AC coil, Type A145-30-1186 | Contactor | LV_Switchgear | 1SFL471001R8611 | ABB | 145A | NA | Nos. | None | Inventory | 145A TP Power contactor for AC3 duty @415V AC with 1NO + 1NC built-in auxiliary contacts, 415V AC coil, Type A145-30-1186
1960 | 190A TP Power contactor for AC3 duty @415V AC with 1NO + 1NC built-in auxiliary contacts, 24-60V AC/DC coil, Type AF190-30-1111 | Contactor | LV_Switchgear | 1SFL487002R1111 | ABB | 190A | NA | Nos. | None | Inventory | 190A TP Power contactor for AC3 duty @415V AC with 1NO + 1NC built-in auxiliary contacts, 24-60V AC/DC coil, Type AF190-30-1111
1961 | 190A TP Power contactor for AC3 duty @415V AC with 1NO + 1NC built-in auxiliary contacts, 48-130V AC/DC coil, Type AF190-30-1112 | Contactor | LV_Switchgear | 1SFL487002R1211 | ABB | 190A | NA | Nos. | None | Inventory | 190A TP Power contactor for AC3 duty @415V AC with 1NO + 1NC built-in auxiliary contacts, 48-130V AC/DC coil, Type AF190-30-1112
1962 | 190A TP Power contactor for AC3 duty @415V AC with 1NO + 1NC built-in auxiliary contacts, 100-250V AC/DC coil, Type AF190-30-1113 | Contactor | LV_Switchgear | 1SFL487002R1311 | ABB | 190A | NA | Nos. | None | Inventory | 190A TP Power contactor for AC3 duty @415V AC with 1NO + 1NC built-in auxiliary contacts, 100-250V AC/DC coil, Type AF190-30-1113
1963 | 190A TP Power contactor for AC3 duty @415V AC with 1NO + 1NC built-in auxiliary contacts, 250-500V AC/DC coil, Type AF190-30-1114 | Contactor | LV_Switchgear | 1SFL487002R1411 | ABB | 190A | NA | Nos. | None | Inventory | 190A TP Power contactor for AC3 duty @415V AC with 1NO + 1NC built-in auxiliary contacts, 250-500V AC/DC coil, Type AF190-30-1114
1964 | 275A FP (4NO) Power contactor for AC1 duty without built-in auxiliary contacts, 24-60V AC/DC coil, Type AF190-40-0011 | Contactor | LV_Switchgear | 1SFL487102R1100 | ABB | 275A | NA | Nos. | None | Inventory | 275A FP (4NO) Power contactor for AC1 duty without built-in auxiliary contacts, 24-60V AC/DC coil, Type AF190-40-0011
1965 | 275A FP (4NO) Power contactor for AC1 duty without built-in auxiliary contacts, 48-130V AC/DC coil, Type AF190-40-0012 | Contactor | LV_Switchgear | 1SFL487102R1200 | ABB | 275A | NA | Nos. | None | Inventory | 275A FP (4NO) Power contactor for AC1 duty without built-in auxiliary contacts, 48-130V AC/DC coil, Type AF190-40-0012
1966 | 275A FP (4NO) Power contactor for AC1 duty without built-in auxiliary contacts, 100-250V AC/DC coil, Type AF190-40-0013 | Contactor | LV_Switchgear | 1SFL487102R1300 | ABB | 275A | NA | Nos. | None | Inventory | 275A FP (4NO) Power contactor for AC1 duty without built-in auxiliary contacts, 100-250V AC/DC coil, Type AF190-40-0013
1967 | 275A FP (4NO) Power contactor for AC1 duty without built-in auxiliary contacts, 250-500V AC/DC coil, Type AF190-40-0014 | Contactor | LV_Switchgear | 1SFL487102R1400 | ABB | 275A | NA | Nos. | None | Inventory | 275A FP (4NO) Power contactor for AC1 duty without built-in auxiliary contacts, 250-500V AC/DC coil, Type AF190-40-0014
1968 | 185A TP Power contactor for AC3 duty @415V AC with 1NO + 1NC built-in auxiliary contacts, 240V AC coil, Type A185-30-1180 | Contactor | LV_Switchgear | 1SFL491001R8011 | ABB | 185A | NA | Nos. | None | Inventory | 185A TP Power contactor for AC3 duty @415V AC with 1NO + 1NC built-in auxiliary contacts, 240V AC coil, Type A185-30-1180
1969 | 185A TP Power contactor for AC3 duty @415V AC with 1NO + 1NC built-in auxiliary contacts, 24V AC coil, Type A185-30-1181 | Contactor | LV_Switchgear | 1SFL491001R8111 | ABB | 185A | NA | Nos. | None | Inventory | 185A TP Power contactor for AC3 duty @415V AC with 1NO + 1NC built-in auxiliary contacts, 24V AC coil, Type A185-30-1181
1970 | 185A TP Power contactor for AC3 duty @415V AC with 1NO + 1NC built-in auxiliary contacts, 110V AC coil, Type A185-30-1184 | Contactor | LV_Switchgear | 1SFL491001R8411 | ABB | 185A | NA | Nos. | None | Inventory | 185A TP Power contactor for AC3 duty @415V AC with 1NO + 1NC built-in auxiliary contacts, 110V AC coil, Type A185-30-1184
1971 | 185A TP Power contactor for AC3 duty @415V AC with 1NO + 1NC built-in auxiliary contacts, 415V AC coil, Type A185-30-1186 | Contactor | LV_Switchgear | 1SFL491001R8611 | ABB | 185A | NA | Nos. | None | Inventory | 185A TP Power contactor for AC3 duty @415V AC with 1NO + 1NC built-in auxiliary contacts, 415V AC coil, Type A185-30-1186
1972 | 185A TP Power contactor for AC3 duty @415V AC with 1NO + 1NC built-in auxiliary contacts, 240V AC coil, Type AX185-30-1180 | Contactor | LV_Switchgear | 1SFL491074R8011 | ABB | 185A | NA | Nos. | None | Inventory | 185A TP Power contactor for AC3 duty @415V AC with 1NO + 1NC built-in auxiliary contacts, 240V AC coil, Type AX185-30-1180
1973 | 185A TP Power contactor for AC3 duty @415V AC with 1NO + 1NC built-in auxiliary contacts, 24V AC coil, Type AX185-30-1181 | Contactor | LV_Switchgear | 1SFL491074R8111 | ABB | 185A | NA | Nos. | None | Inventory | 185A TP Power contactor for AC3 duty @415V AC with 1NO + 1NC built-in auxiliary contacts, 24V AC coil, Type AX185-30-1181
1974 | 185A TP Power contactor for AC3 duty @415V AC with 1NO + 1NC built-in auxiliary contacts, 110V AC coil, Type AX185-30-1184 | Contactor | LV_Switchgear | 1SFL491074R8411 | ABB | 185A | NA | Nos. | None | Inventory | 185A TP Power contactor for AC3 duty @415V AC with 1NO + 1NC built-in auxiliary contacts, 110V AC coil, Type AX185-30-1184
1975 | 185A TP Power contactor for AC3 duty @415V AC with 1NO + 1NC built-in auxiliary contacts, 415V AC coil, Type AX185-30-1186 | Contactor | LV_Switchgear | 1SFL491074R8611 | ABB | 185A | NA | Nos. | None | Inventory | 185A TP Power contactor for AC3 duty @415V AC with 1NO + 1NC built-in auxiliary contacts, 415V AC coil, Type AX185-30-1186
1976 | 205A TP Power contactor for AC3 duty @415V AC with 1NO + 1NC built-in auxiliary contacts, 240V AC coil, Type AX205-30-1180 | Contactor | LV_Switchgear | 1SFL501074R8011 | ABB | 205A | NA | Nos. | None | Inventory | 205A TP Power contactor for AC3 duty @415V AC with 1NO + 1NC built-in auxiliary contacts, 240V AC coil, Type AX205-30-1180
1977 | 205A TP Power contactor for AC3 duty @415V AC with 1NO + 1NC built-in auxiliary contacts, 24V AC coil, Type AX205-30-1181 | Contactor | LV_Switchgear | 1SFL501074R8111 | ABB | 205A | NA | Nos. | None | Inventory | 205A TP Power contactor for AC3 duty @415V AC with 1NO + 1NC built-in auxiliary contacts, 24V AC coil, Type AX205-30-1181
1978 | 205A TP Power contactor for AC3 duty @415V AC with 1NO + 1NC built-in auxiliary contacts, 110V AC coil, Type AX205-30-1184 | Contactor | LV_Switchgear | 1SFL501074R8411 | ABB | 205A | NA | Nos. | None | Inventory | 205A TP Power contactor for AC3 duty @415V AC with 1NO + 1NC built-in auxiliary contacts, 110V AC coil, Type AX205-30-1184
1979 | 205A TP Power contactor for AC3 duty @415V AC with 1NO + 1NC built-in auxiliary contacts, 415V AC coil, Type AX205-30-1186 | Contactor | LV_Switchgear | 1SFL501074R8611 | ABB | 205A | NA | Nos. | None | Inventory | 205A TP Power contactor for AC3 duty @415V AC with 1NO + 1NC built-in auxiliary contacts, 415V AC coil, Type AX205-30-1186
1980 | 205A TP Power contactor for AC3 duty @415V AC with 1NO + 1NC built-in auxiliary contacts, 24-60V AC/DC coil, Type AF205-30-1111 | Contactor | LV_Switchgear | 1SFL527002R1111 | ABB | 205A | NA | Nos. | None | Inventory | 205A TP Power contactor for AC3 duty @415V AC with 1NO + 1NC built-in auxiliary contacts, 24-60V AC/DC coil, Type AF205-30-1111
1981 | 205A TP Power contactor for AC3 duty @415V AC with 1NO + 1NC built-in auxiliary contacts, 48-130V AC/DC coil, Type AF205-30-1112 | Contactor | LV_Switchgear | 1SFL527002R1211 | ABB | 205A | NA | Nos. | None | Inventory | 205A TP Power contactor for AC3 duty @415V AC with 1NO + 1NC built-in auxiliary contacts, 48-130V AC/DC coil, Type AF205-30-1112
1982 | 205A TP Power contactor for AC3 duty @415V AC with 1NO + 1NC built-in auxiliary contacts, 100-250V AC/DC coil, Type AF205-30-1113 | Contactor | LV_Switchgear | 1SFL527002R1311 | ABB | 205A | NA | Nos. | None | Inventory | 205A TP Power contactor for AC3 duty @415V AC with 1NO + 1NC built-in auxiliary contacts, 100-250V AC/DC coil, Type AF205-30-1113
1983 | 205A TP Power contactor for AC3 duty @415V AC with 1NO + 1NC built-in auxiliary contacts, 250-500V AC/DC coil, Type AF205-30-1114 | Contactor | LV_Switchgear | 1SFL527002R1411 | ABB | 205A | NA | Nos. | None | Inventory | 205A TP Power contactor for AC3 duty @415V AC with 1NO + 1NC built-in auxiliary contacts, 250-500V AC/DC coil, Type AF205-30-1114
1984 | 350A FP (4NO) Power contactor for AC1 duty without built-in auxiliary contacts, 24-60V AC/DC coil, Type AF205-40-0011 | Contactor | LV_Switchgear | 1SFL527102R1100 | ABB | 350A | NA | Nos. | None | Inventory | 350A FP (4NO) Power contactor for AC1 duty without built-in auxiliary contacts, 24-60V AC/DC coil, Type AF205-40-0011
1985 | 350A FP (4NO) Power contactor for AC1 duty without built-in auxiliary contacts, 48-130V AC/DC coil, Type AF205-40-0012 | Contactor | LV_Switchgear | 1SFL527102R1200 | ABB | 350A | NA | Nos. | None | Inventory | 350A FP (4NO) Power contactor for AC1 duty without built-in auxiliary contacts, 48-130V AC/DC coil, Type AF205-40-0012
1986 | 350A FP (4NO) Power contactor for AC1 duty without built-in auxiliary contacts, 100-250V AC/DC coil, Type AF205-40-0013 | Contactor | LV_Switchgear | 1SFL527102R1300 | ABB | 350A | NA | Nos. | None | Inventory | 350A FP (4NO) Power contactor for AC1 duty without built-in auxiliary contacts, 100-250V AC/DC coil, Type AF205-40-0013
1987 | 350A FP (4NO) Power contactor for AC1 duty without built-in auxiliary contacts, 250-500V AC/DC coil, Type AF205-40-0014 | Contactor | LV_Switchgear | 1SFL527102R1400 | ABB | 350A | NA | Nos. | None | Inventory | 350A FP (4NO) Power contactor for AC1 duty without built-in auxiliary contacts, 250-500V AC/DC coil, Type AF205-40-0014
1988 | 265A TP Power contactor for AC3 duty @415V AC with 1NO + 1NC built-in auxiliary contacts, 24-60V AC/DC coil, Type AF265-30-1111 | Contactor | LV_Switchgear | 1SFL547002R1111 | ABB | 265A | NA | Nos. | None | Inventory | 265A TP Power contactor for AC3 duty @415V AC with 1NO + 1NC built-in auxiliary contacts, 24-60V AC/DC coil, Type AF265-30-1111
1989 | 265A TP Power contactor for AC3 duty @415V AC with 1NO + 1NC built-in auxiliary contacts, 48-130V AC/DC coil, Type AF265-30-1112 | Contactor | LV_Switchgear | 1SFL547002R1211 | ABB | 265A | NA | Nos. | None | Inventory | 265A TP Power contactor for AC3 duty @415V AC with 1NO + 1NC built-in auxiliary contacts, 48-130V AC/DC coil, Type AF265-30-1112
1990 | 265A TP Power contactor for AC3 duty @415V AC with 1NO + 1NC built-in auxiliary contacts, 100-250V AC/DC coil, Type AF265-30-1113 | Contactor | LV_Switchgear | 1SFL547002R1311 | ABB | 265A | NA | Nos. | None | Inventory | 265A TP Power contactor for AC3 duty @415V AC with 1NO + 1NC built-in auxiliary contacts, 100-250V AC/DC coil, Type AF265-30-1113
1991 | 265A TP Power contactor for AC3 duty @415V AC with 1NO + 1NC built-in auxiliary contacts, 250-500V AC/DC coil, Type AF265-30-1114 | Contactor | LV_Switchgear | 1SFL547002R1411 | ABB | 265A | NA | Nos. | None | Inventory | 265A TP Power contactor for AC3 duty @415V AC with 1NO + 1NC built-in auxiliary contacts, 250-500V AC/DC coil, Type AF265-30-1114
1992 | 265A TP Power contactor for AC3 duty @415V AC with 1NO + 1NC built-in auxiliary contacts, 240V AC coil, Type AX260-30-1180 | Contactor | LV_Switchgear | 1SFL547074R8011 | ABB | 265A | NA | Nos. | None | Inventory | 265A TP Power contactor for AC3 duty @415V AC with 1NO + 1NC built-in auxiliary contacts, 240V AC coil, Type AX260-30-1180
1993 | 265A TP Power contactor for AC3 duty @415V AC with 1NO + 1NC built-in auxiliary contacts, 24V AC coil, Type AX260-30-1181 | Contactor | LV_Switchgear | 1SFL547074R8111 | ABB | 265A | NA | Nos. | None | Inventory | 265A TP Power contactor for AC3 duty @415V AC with 1NO + 1NC built-in auxiliary contacts, 24V AC coil, Type AX260-30-1181
1994 | 265A TP Power contactor for AC3 duty @415V AC with 1NO + 1NC built-in auxiliary contacts, 110V AC coil, Type AX260-30-1184 | Contactor | LV_Switchgear | 1SFL547074R8411 | ABB | 265A | NA | Nos. | None | Inventory | 265A TP Power contactor for AC3 duty @415V AC with 1NO + 1NC built-in auxiliary contacts, 110V AC coil, Type AX260-30-1184
1995 | 265A TP Power contactor for AC3 duty @415V AC with 1NO + 1NC built-in auxiliary contacts, 415V AC coil, Type AX260-30-1186 | Contactor | LV_Switchgear | 1SFL547074R8611 | ABB | 265A | NA | Nos. | None | Inventory | 265A TP Power contactor for AC3 duty @415V AC with 1NO + 1NC built-in auxiliary contacts, 415V AC coil, Type AX260-30-1186
1996 | 400A FP (4NO) Power contactor for AC1 duty without built-in auxiliary contacts, 24-60V AC/DC coil, Type AF265-40-0011 | Contactor | LV_Switchgear | 1SFL547102R1100 | ABB | 400A | NA | Nos. | None | Inventory | 400A FP (4NO) Power contactor for AC1 duty without built-in auxiliary contacts, 24-60V AC/DC coil, Type AF265-40-0011
1997 | 400A FP (4NO) Power contactor for AC1 duty without built-in auxiliary contacts, 48-130V AC/DC coil, Type AF265-40-0012 | Contactor | LV_Switchgear | 1SFL547102R1200 | ABB | 400A | NA | Nos. | None | Inventory | 400A FP (4NO) Power contactor for AC1 duty without built-in auxiliary contacts, 48-130V AC/DC coil, Type AF265-40-0012
1998 | 400A FP (4NO) Power contactor for AC1 duty without built-in auxiliary contacts, 100-250V AC/DC coil, Type AF265-40-0013 | Contactor | LV_Switchgear | 1SFL547102R1300 | ABB | 400A | NA | Nos. | None | Inventory | 400A FP (4NO) Power contactor for AC1 duty without built-in auxiliary contacts, 100-250V AC/DC coil, Type AF265-40-0013
1999 | 400A FP (4NO) Power contactor for AC1 duty without built-in auxiliary contacts, 250-500V AC/DC coil, Type AF265-40-0014 | Contactor | LV_Switchgear | 1SFL547102R1400 | ABB | 400A | NA | Nos. | None | Inventory | 400A FP (4NO) Power contactor for AC1 duty without built-in auxiliary contacts, 250-500V AC/DC coil, Type AF265-40-0014
2000 | 400A TP Power contactor for AC3 duty @415V AC with 1NO + 1NC built-in auxiliary contacts, 24-60V DC coil, Type AF400-30-1168 | Contactor | LV_Switchgear | 1SFL577001R6811 | ABB | 400A | NA | Nos. | None | Inventory | 400A TP Power contactor for AC3 duty @415V AC with 1NO + 1NC built-in auxiliary contacts, 24-60V DC coil, Type AF400-30-1168
2001 | 400A TP Power contactor for AC3 duty @415V AC with 1NO + 1NC built-in auxiliary contacts, 48-130V AC/DC coil, Type AF400-30-1169 | Contactor | LV_Switchgear | 1SFL577001R6911 | ABB | 400A | NA | Nos. | None | Inventory | 400A TP Power contactor for AC3 duty @415V AC with 1NO + 1NC built-in auxiliary contacts, 48-130V AC/DC coil, Type AF400-30-1169
2002 | 400A TP Power contactor for AC3 duty @415V AC with 1NO + 1NC built-in auxiliary contacts, 100-250V AC/DC coil, Type AF400-30-1170 | Contactor | LV_Switchgear | 1SFL577001R7011 | ABB | 400A | NA | Nos. | None | Inventory | 400A TP Power contactor for AC3 duty @415V AC with 1NO + 1NC built-in auxiliary contacts, 100-250V AC/DC coil, Type AF400-30-1170
2003 | 400A TP Power contactor for AC3 duty @415V AC with 1NO + 1NC built-in auxiliary contacts, 250-500V AC/DC coil, Type AF400-30-1171 | Contactor | LV_Switchgear | 1SFL577001R7111 | ABB | 400A | NA | Nos. | None | Inventory | 400A TP Power contactor for AC3 duty @415V AC with 1NO + 1NC built-in auxiliary contacts, 250-500V AC/DC coil, Type AF400-30-1171
2004 | 305A TP Power contactor for AC3 duty @415V AC with 1NO + 1NC built-in auxiliary contacts, 24-60V AC/DC coil, Type AF305-30-1111 | Contactor | LV_Switchgear | 1SFL587002R1111 | ABB | 305A | NA | Nos. | None | Inventory | 305A TP Power contactor for AC3 duty @415V AC with 1NO + 1NC built-in auxiliary contacts, 24-60V AC/DC coil, Type AF305-30-1111
2005 | 305A TP Power contactor for AC3 duty @415V AC with 1NO + 1NC built-in auxiliary contacts, 48-130V AC/DC coil, Type AF305-30-1112 | Contactor | LV_Switchgear | 1SFL587002R1211 | ABB | 305A | NA | Nos. | None | Inventory | 305A TP Power contactor for AC3 duty @415V AC with 1NO + 1NC built-in auxiliary contacts, 48-130V AC/DC coil, Type AF305-30-1112
2006 | 305A TP Power contactor for AC3 duty @415V AC with 1NO + 1NC built-in auxiliary contacts, 100-250V AC/DC coil, Type AF305-30-1113 | Contactor | LV_Switchgear | 1SFL587002R1311 | ABB | 305A | NA | Nos. | None | Inventory | 305A TP Power contactor for AC3 duty @415V AC with 1NO + 1NC built-in auxiliary contacts, 100-250V AC/DC coil, Type AF305-30-1113
2007 | 305A TP Power contactor for AC3 duty @415V AC with 1NO + 1NC built-in auxiliary contacts, 250-500V AC/DC coil, Type AF305-30-1114 | Contactor | LV_Switchgear | 1SFL587002R1411 | ABB | 305A | NA | Nos. | None | Inventory | 305A TP Power contactor for AC3 duty @415V AC with 1NO + 1NC built-in auxiliary contacts, 250-500V AC/DC coil, Type AF305-30-1114
2008 | 305A TP Power contactor for AC3 duty @415V AC with 1NO + 1NC built-in auxiliary contacts, 240V AC coil, Type AX300-30-1180 | Contactor | LV_Switchgear | 1SFL587074R8011 | ABB | 305A | NA | Nos. | None | Inventory | 305A TP Power contactor for AC3 duty @415V AC with 1NO + 1NC built-in auxiliary contacts, 240V AC coil, Type AX300-30-1180
2009 | 305A TP Power contactor for AC3 duty @415V AC with 1NO + 1NC built-in auxiliary contacts, 24V AC coil, Type AX300-30-1181 | Contactor | LV_Switchgear | 1SFL587074R8111 | ABB | 305A | NA | Nos. | None | Inventory | 305A TP Power contactor for AC3 duty @415V AC with 1NO + 1NC built-in auxiliary contacts, 24V AC coil, Type AX300-30-1181
2010 | 305A TP Power contactor for AC3 duty @415V AC with 1NO + 1NC built-in auxiliary contacts, 110V AC coil, Type AX300-30-1184 | Contactor | LV_Switchgear | 1SFL587074R8411 | ABB | 305A | NA | Nos. | None | Inventory | 305A TP Power contactor for AC3 duty @415V AC with 1NO + 1NC built-in auxiliary contacts, 110V AC coil, Type AX300-30-1184
2011 | 305A TP Power contactor for AC3 duty @415V AC with 1NO + 1NC built-in auxiliary contacts, 415V AC coil, Type AX300-30-1186 | Contactor | LV_Switchgear | 1SFL587074R8611 | ABB | 305A | NA | Nos. | None | Inventory | 305A TP Power contactor for AC3 duty @415V AC with 1NO + 1NC built-in auxiliary contacts, 415V AC coil, Type AX300-30-1186
2012 | 500A FP (4NO) Power contactor for AC1 duty without built-in auxiliary contacts, 24-60V AC/DC coil, Type AF305-40-0011 | Contactor | LV_Switchgear | 1SFL587102R1100 | ABB | 500A | NA | Nos. | None | Inventory | 500A FP (4NO) Power contactor for AC1 duty without built-in auxiliary contacts, 24-60V AC/DC coil, Type AF305-40-0011
2013 | 500A FP (4NO) Power contactor for AC1 duty without built-in auxiliary contacts, 48-130V AC/DC coil, Type AF305-40-0012 | Contactor | LV_Switchgear | 1SFL587102R1200 | ABB | 500A | NA | Nos. | None | Inventory | 500A FP (4NO) Power contactor for AC1 duty without built-in auxiliary contacts, 48-130V AC/DC coil, Type AF305-40-0012
2014 | 500A FP (4NO) Power contactor for AC1 duty without built-in auxiliary contacts, 100-250V AC/DC coil, Type AF305-40-0013 | Contactor | LV_Switchgear | 1SFL587102R1300 | ABB | 500A | NA | Nos. | None | Inventory | 500A FP (4NO) Power contactor for AC1 duty without built-in auxiliary contacts, 100-250V AC/DC coil, Type AF305-40-0013
2015 | 500A FP (4NO) Power contactor for AC1 duty without built-in auxiliary contacts, 250-500V AC/DC coil, Type AF305-40-0014 | Contactor | LV_Switchgear | 1SFL587102R1400 | ABB | 500A | NA | Nos. | None | Inventory | 500A FP (4NO) Power contactor for AC1 duty without built-in auxiliary contacts, 250-500V AC/DC coil, Type AF305-40-0014
2016 | 460A TP Power contactor for AC3 duty @415V AC with 1NO + 1NC built-in auxiliary contacts, 24-60V DC coil, Type AF460-30-1168 | Contactor | LV_Switchgear | 1SFL597001R6811 | ABB | 460A | NA | Nos. | None | Inventory | 460A TP Power contactor for AC3 duty @415V AC with 1NO + 1NC built-in auxiliary contacts, 24-60V DC coil, Type AF460-30-1168
2017 | 460A TP Power contactor for AC3 duty @415V AC with 1NO + 1NC built-in auxiliary contacts, 48-130V AC/DC coil, Type AF460-30-1169 | Contactor | LV_Switchgear | 1SFL597001R6911 | ABB | 460A | NA | Nos. | None | Inventory | 460A TP Power contactor for AC3 duty @415V AC with 1NO + 1NC built-in auxiliary contacts, 48-130V AC/DC coil, Type AF460-30-1169
2018 | 460A TP Power contactor for AC3 duty @415V AC with 1NO + 1NC built-in auxiliary contacts, 100-250V AC/DC coil, Type AF460-30-1170 | Contactor | LV_Switchgear | 1SFL597001R7011 | ABB | 460A | NA | Nos. | None | Inventory | 460A TP Power contactor for AC3 duty @415V AC with 1NO + 1NC built-in auxiliary contacts, 100-250V AC/DC coil, Type AF460-30-1170
2019 | 460A TP Power contactor for AC3 duty @415V AC with 1NO + 1NC built-in auxiliary contacts, 250-500V AC/DC coil, Type AF460-30-1171 | Contactor | LV_Switchgear | 1SFL597001R7111 | ABB | 460A | NA | Nos. | None | Inventory | 460A TP Power contactor for AC3 duty @415V AC with 1NO + 1NC built-in auxiliary contacts, 250-500V AC/DC coil, Type AF460-30-1171
2020 | 370A TP Power contactor for AC3 duty @415V AC with 1NO + 1NC built-in auxiliary contacts, 24-60V AC/DC coil, Type AF370-30-1111 | Contactor | LV_Switchgear | 1SFL607002R1111 | ABB | 370A | NA | Nos. | None | Inventory | 370A TP Power contactor for AC3 duty @415V AC with 1NO + 1NC built-in auxiliary contacts, 24-60V AC/DC coil, Type AF370-30-1111
2021 | 370A TP Power contactor for AC3 duty @415V AC with 1NO + 1NC built-in auxiliary contacts, 48-130V AC/DC coil, Type AF370-30-1112 | Contactor | LV_Switchgear | 1SFL607002R1211 | ABB | 370A | NA | Nos. | None | Inventory | 370A TP Power contactor for AC3 duty @415V AC with 1NO + 1NC built-in auxiliary contacts, 48-130V AC/DC coil, Type AF370-30-1112
2022 | 370A TP Power contactor for AC3 duty @415V AC with 1NO + 1NC built-in auxiliary contacts, 100-250V AC/DC coil, Type AF370-30-1113 | Contactor | LV_Switchgear | 1SFL607002R1311 | ABB | 370A | NA | Nos. | None | Inventory | 370A TP Power contactor for AC3 duty @415V AC with 1NO + 1NC built-in auxiliary contacts, 100-250V AC/DC coil, Type AF370-30-1113
2023 | 370A TP Power contactor for AC3 duty @415V AC with 1NO + 1NC built-in auxiliary contacts, 250-500V AC/DC coil, Type AF370-30-1114 | Contactor | LV_Switchgear | 1SFL607002R1411 | ABB | 370A | NA | Nos. | None | Inventory | 370A TP Power contactor for AC3 duty @415V AC with 1NO + 1NC built-in auxiliary contacts, 250-500V AC/DC coil, Type AF370-30-1114
2024 | 370A TP Power contactor for AC3 duty @415V AC with 1NO + 1NC built-in auxiliary contacts, 240V AC coil, Type AX370-30-1180 | Contactor | LV_Switchgear | 1SFL607074R8011 | ABB | 370A | NA | Nos. | None | Inventory | 370A TP Power contactor for AC3 duty @415V AC with 1NO + 1NC built-in auxiliary contacts, 240V AC coil, Type AX370-30-1180
2025 | 370A TP Power contactor for AC3 duty @415V AC with 1NO + 1NC built-in auxiliary contacts, 24V AC coil, Type AX370-30-1181 | Contactor | LV_Switchgear | 1SFL607074R8111 | ABB | 370A | NA | Nos. | None | Inventory | 370A TP Power contactor for AC3 duty @415V AC with 1NO + 1NC built-in auxiliary contacts, 24V AC coil, Type AX370-30-1181
2026 | 370A TP Power contactor for AC3 duty @415V AC with 1NO + 1NC built-in auxiliary contacts, 110V AC coil, Type AX370-30-1184 | Contactor | LV_Switchgear | 1SFL607074R8411 | ABB | 370A | NA | Nos. | None | Inventory | 370A TP Power contactor for AC3 duty @415V AC with 1NO + 1NC built-in auxiliary contacts, 110V AC coil, Type AX370-30-1184
2027 | 370A TP Power contactor for AC3 duty @415V AC with 1NO + 1NC built-in auxiliary contacts, 415V AC coil, Type AX370-30-1186 | Contactor | LV_Switchgear | 1SFL607074R8611 | ABB | 370A | NA | Nos. | None | Inventory | 370A TP Power contactor for AC3 duty @415V AC with 1NO + 1NC built-in auxiliary contacts, 415V AC coil, Type AX370-30-1186
2028 | 580A TP Power contactor for AC3 duty @415V AC with 1NO + 1NC built-in auxiliary contacts, 24-60V DC coil, Type AF580-30-1168 | Contactor | LV_Switchgear | 1SFL617001R6811 | ABB | 580A | NA | Nos. | None | Inventory | 580A TP Power contactor for AC3 duty @415V AC with 1NO + 1NC built-in auxiliary contacts, 24-60V DC coil, Type AF580-30-1168
2029 | 580A TP Power contactor for AC3 duty @415V AC with 1NO + 1NC built-in auxiliary contacts, 48-130V AC/DC coil, Type AF580-30-1169 | Contactor | LV_Switchgear | 1SFL617001R6911 | ABB | 580A | NA | Nos. | None | Inventory | 580A TP Power contactor for AC3 duty @415V AC with 1NO + 1NC built-in auxiliary contacts, 48-130V AC/DC coil, Type AF580-30-1169
2030 | 580A TP Power contactor for AC3 duty @415V AC with 1NO + 1NC built-in auxiliary contacts, 100-250V AC/DC coil, Type AF580-30-1170 | Contactor | LV_Switchgear | 1SFL617001R7011 | ABB | 580A | NA | Nos. | None | Inventory | 580A TP Power contactor for AC3 duty @415V AC with 1NO + 1NC built-in auxiliary contacts, 100-250V AC/DC coil, Type AF580-30-1170
2031 | 580A TP Power contactor for AC3 duty @415V AC with 1NO + 1NC built-in auxiliary contacts, 250-500V AC/DC coil, Type AF580-30-1171 | Contactor | LV_Switchgear | 1SFL617001R7111 | ABB | 580A | NA | Nos. | None | Inventory | 580A TP Power contactor for AC3 duty @415V AC with 1NO + 1NC built-in auxiliary contacts, 250-500V AC/DC coil, Type AF580-30-1171
2032 | 750A TP Power contactor for AC3 duty @415V AC with 1NO + 1NC built-in auxiliary contacts, 24-60V DC coil, Type AF750-30-1168 | Contactor | LV_Switchgear | 1SFL637001R6811 | ABB | 750A | NA | Nos. | None | Inventory | 750A TP Power contactor for AC3 duty @415V AC with 1NO + 1NC built-in auxiliary contacts, 24-60V DC coil, Type AF750-30-1168
2033 | 750A TP Power contactor for AC3 duty @415V AC with 1NO + 1NC built-in auxiliary contacts, 48-130V AC/DC coil, Type AF750-30-1169 | Contactor | LV_Switchgear | 1SFL637001R6911 | ABB | 750A | NA | Nos. | None | Inventory | 750A TP Power contactor for AC3 duty @415V AC with 1NO + 1NC built-in auxiliary contacts, 48-130V AC/DC coil, Type AF750-30-1169
2034 | 750A TP Power contactor for AC3 duty @415V AC with 1NO + 1NC built-in auxiliary contacts, 100-250V AC/DC coil, Type AF750-30-1170 | Contactor | LV_Switchgear | 1SFL637001R7011 | ABB | 750A | NA | Nos. | None | Inventory | 750A TP Power contactor for AC3 duty @415V AC with 1NO + 1NC built-in auxiliary contacts, 100-250V AC/DC coil, Type AF750-30-1170
2035 | 750A TP Power contactor for AC3 duty @415V AC with 1NO + 1NC built-in auxiliary contacts, 250-500V AC/DC coil, Type AF750-30-1171 | Contactor | LV_Switchgear | 1SFL637001R7111 | ABB | 750A | NA | Nos. | None | Inventory | 750A TP Power contactor for AC3 duty @415V AC with 1NO + 1NC built-in auxiliary contacts, 250-500V AC/DC coil, Type AF750-30-1171
2036 | 860A TP Power contactor for AC3 duty @415V AC with 1NO + 1NC built-in auxiliary contacts, 100-250V AC/DC coil, Type AF1350-30-1170 | Contactor | LV_Switchgear | 1SFL657001R7011 | ABB | 860A | NA | Nos. | None | Inventory | 860A TP Power contactor for AC3 duty @415V AC with 1NO + 1NC built-in auxiliary contacts, 100-250V AC/DC coil, Type AF1350-30-1170
2037 | 1050A TP Power contactor for AC3 duty @415V AC with 1NO + 1NC built-in auxiliary contacts, 100-250V AC/DC coil, Type AF1650-30-1170 | Contactor | LV_Switchgear | 1SFL677001R7011 | ABB | 1050A | NA | Nos. | None | Inventory | 1050A TP Power contactor for AC3 duty @415V AC with 1NO + 1NC built-in auxiliary contacts, 100-250V AC/DC coil, Type AF1650-30-1170
2038 | 115A TP Power contactor for AC3 duty @415V AC with 1NO + 1NC built-in auxiliary contacts, 240V AC coil, Type AX115-30-1180 | Contactor | LV_Switchgear | 1SFL981074R8011 | ABB | 115A | NA | Nos. | None | Inventory | 115A TP Power contactor for AC3 duty @415V AC with 1NO + 1NC built-in auxiliary contacts, 240V AC coil, Type AX115-30-1180
2039 | 115A TP Power contactor for AC3 duty @415V AC with 1NO + 1NC built-in auxiliary contacts, 24V AC coil, Type AX115-30-1181 | Contactor | LV_Switchgear | 1SFL981074R8111 | ABB | 115A | NA | Nos. | None | Inventory | 115A TP Power contactor for AC3 duty @415V AC with 1NO + 1NC built-in auxiliary contacts, 24V AC coil, Type AX115-30-1181
2040 | 115A TP Power contactor for AC3 duty @415V AC with 1NO + 1NC built-in auxiliary contacts, 110V AC coil, Type AX115-30-1184 | Contactor | LV_Switchgear | 1SFL981074R8411 | ABB | 115A | NA | Nos. | None | Inventory | 115A TP Power contactor for AC3 duty @415V AC with 1NO + 1NC built-in auxiliary contacts, 110V AC coil, Type AX115-30-1184
2041 | 115A TP Power contactor for AC3 duty @415V AC with 1NO + 1NC built-in auxiliary contacts, 415V AC coil, Type AX115-30-1186 | Contactor | LV_Switchgear | 1SFL981074R8611 | ABB | 115A | NA | Nos. | None | Inventory | 115A TP Power contactor for AC3 duty @415V AC with 1NO + 1NC built-in auxiliary contacts, 415V AC coil, Type AX115-30-1186
2042 | 150A TP Power contactor for AC3 duty @415V AC with 1NO + 1NC built-in auxiliary contacts, 240V AC coil, Type AX150-30-1180 | Contactor | LV_Switchgear | 1SFL991074R8011 | ABB | 150A | NA | Nos. | None | Inventory | 150A TP Power contactor for AC3 duty @415V AC with 1NO + 1NC built-in auxiliary contacts, 240V AC coil, Type AX150-30-1180
2043 | 150A TP Power contactor for AC3 duty @415V AC with 1NO + 1NC built-in auxiliary contacts, 24V AC coil, Type AX150-30-1181 | Contactor | LV_Switchgear | 1SFL991074R8111 | ABB | 150A | NA | Nos. | None | Inventory | 150A TP Power contactor for AC3 duty @415V AC with 1NO + 1NC built-in auxiliary contacts, 24V AC coil, Type AX150-30-1181
2044 | 150A TP Power contactor for AC3 duty @415V AC with 1NO + 1NC built-in auxiliary contacts, 110V AC coil, Type AX150-30-1184 | Contactor | LV_Switchgear | 1SFL991074R8411 | ABB | 150A | NA | Nos. | None | Inventory | 150A TP Power contactor for AC3 duty @415V AC with 1NO + 1NC built-in auxiliary contacts, 110V AC coil, Type AX150-30-1184
2045 | 150A TP Power contactor for AC3 duty @415V AC with 1NO + 1NC built-in auxiliary contacts, 415V AC coil, Type AX150-30-1186 | Contactor | LV_Switchgear | 1SFL991074R8611 | ABB | 150A | NA | Nos. | None | Inventory | 150A TP Power contactor for AC3 duty @415V AC with 1NO + 1NC built-in auxiliary contacts, 415V AC coil, Type AX150-30-1186
2046 | Auxiliary contact 1NO + 1NC side mounting add-on block for A95 to A185 / AF400 to AF2050 / UA95 to UA110 contactors, Type CAL18-11 | Contactor Accessories | LV_Switchgear | 1SFN010720R1011 | ABB | 0 | Aux. Contact | Nos. | None | Inventory | Auxiliary contact 1NO + 1NC side mounting add-on block for A95 to A185 / AF400 to AF2050 / UA95 to UA110 contactors, Type CAL18-11
2047 | Auxiliary contact 1NO + 1NC side mounting add-on block for A145 to A185 / AF400 to AF2050 contactors, Type CAL18-11B | Contactor Accessories | LV_Switchgear | 1SFN010720R3311 | ABB | 0 | Aux. Contact | Nos. | None | Inventory | Auxiliary contact 1NO + 1NC side mounting add-on block for A145 to A185 / AF400 to AF2050 contactors, Type CAL18-11B
2048 | Auxiliary contact 1NO + 1NC side mounting add-on block for AF96 to AF370 / AX260 to AX370 contactors, Type CAL19-11 | Contactor Accessories | LV_Switchgear | 1SFN010820R1011 | ABB | 0 | Aux. Contact | Nos. | None | Inventory | Auxiliary contact 1NO + 1NC side mounting add-on block for AF96 to AF370 / AX260 to AX370 contactors, Type CAL19-11
2049 | Auxiliary contact 1NO + 1NC side mounting add-on block for AF96 to AF370 / AX260 to AX370 contactors, Type CAL19-11B | Contactor Accessories | LV_Switchgear | 1SFN010820R3311 | ABB | 0 | Aux. Contact | Nos. | None | Inventory | Auxiliary contact 1NO + 1NC side mounting add-on block for AF96 to AF370 / AX260 to AX370 contactors, Type CAL19-11B
2050 | Auxiliary contact 1NO + 1NC side mounting add-on block for AX95 to AX205 contactors, Type CAL18X-11 | Contactor Accessories | LV_Switchgear | 1SFN019820R1011 | ABB | 0 | Aux. Contact | Nos. | None | Inventory | Auxiliary contact 1NO + 1NC side mounting add-on block for AX95 to AX205 contactors, Type CAL18X-11
2051 | Auxiliary contact 1NO + 1NC side mounting add-on block for AX95 to AX205 contactors, Type CAL18X-11B | Contactor Accessories | LV_Switchgear | 1SFN019820R3311 | ABB | 0 | Aux. Contact | Nos. | None | Inventory | Auxiliary contact 1NO + 1NC side mounting add-on block for AX95 to AX205 contactors, Type CAL18X-11B
2052 | Din rail mounting kit (KEM-3) suitable for current & voltge test block-1SNA166962R0000 | BROUGHTOUT | ACCESSORIES | 1SNA166962R0000 | RAYCHEM | - | - | Nos |  | Inventory | Din rail mounting kit (KEM-3) suitable for current & voltge test block-1SNA166962R0000
2618 | 2POLE, 20A DC S202M-C20 DC, | MCB | SWITCHGEAR | 2CDS272001R0204 | ABB | _ | NA | Nos | None | Inventory | 2POLE, 20A DC S202M-C20 DC,
2054 | Test Block for Current Transformer -CC-TH35-VL-6.6 Part No.- 1SNA166963R0000 | BROUGHTOUT | ACCESSORIES | 1SNA166963R0000 | RAYCHEM | - | - | Nos |  | Inventory | Test Block for Current Transformer -CC-TH35-VL-6.6 Part No.- 1SNA166963R0000
2622 | 2POLE, 32A DC S202M-C32 DC, | MCB | SWITCHGEAR | 2CDS272001R0324 | ABB | _ | NA | Nos | None | Inventory | 2POLE, 32A DC S202M-C32 DC,
2056 | Test Block for Voltage Transformer -TC-TH35-VL Part No.- 1SNA166964R0000 | BROUGHTOUT | ACCESSORIES | 1SNA166964R0000 | RAYCHEM | - | - | Nos |  | Inventory | Test Block for Voltage Transformer -TC-TH35-VL Part No.- 1SNA166964R0000
2628 | 2POLE, 63A DC S202M-C63 DC, | MCB | SWITCHGEAR | 2CDS272001R0634 | ABB | _ | NA | Nos | None | Inventory | 2POLE, 63A DC S202M-C63 DC,
2629 | 2POLE, 6A DC S202M-C6 DC, | MCB | SWITCHGEAR | 2CDS272064R0064 | ABB | _ | NA | Nos | None | Inventory | 2POLE, 6A DC S202M-C6 DC,
2632 | 4POLE, 4A DC S204M-C4 | MCB | SWITCHGEAR | 2CDS274001R0044 | ABB | _ | NA | Nos | None | Inventory | 4POLE, 4A DC S204M-C4
2634 | 4POLE, 6A AC S204M-C6 | MCB | SWITCHGEAR | 2CDS274001R0064 | ABB | _ | NA | Nos | None | Inventory | 4POLE, 6A AC S204M-C6
2727 | Auxiliary Switch Assembly for VInd Breaker (5NO+5NC) | BROUGHTOUT | SWITCHGEAR | 2REA021280P0001 | ABB | _ | NA | Nos |  | Inventory | Auxiliary Switch Assembly for VInd Breaker (5NO+5NC)
2734 | MULTI FUNCTION METER CLASS. 1, WITH RS 485 PORT (TYPE-M1M 20-1) | METER | SWITCHGEAR | 2TAZ662010R2000 | ABB | _ | NA | Nos |  | Inventory | MULTI FUNCTION METER CLASS. 1, WITH RS 485 PORT (TYPE-M1M 20-1)
2771 | OUT DOOR VCB, 33KV, 1250A, 26.3KA/3SEC, OUTDOOR PORCELAIN CLAD VCB, COMPLETE WITH MOUNTING STRUCTURE. CLOSING COIL: 24V DC TRIPPING COIL: 24V DC SPRING CHARGING MOTOR: 230V AC ADITIONAL TRIPPING COIL - 24V DC. With Structure for mounting | PCVCB | SWITCHGEAR | 33 OUT-DOOR-VCB-24/230V | ABB | _ | NA | Nos | None | Inventory | OUT DOOR VCB, 33KV, 1250A, 26.3KA/3SEC, OUTDOOR PORCELAIN CLAD VCB, COMPLETE WITH MOUNTING STRUCTURE. CLOSING COIL: 24V DC TRIPPING COIL: 24V DC SPRING CHARGING MOTOR: 230V AC ADITIONAL TRIPPING COIL - 24V DC. With Structure for mounting
2064 | ON DELAY TIMER, Aux Voltage-240V AC, 1 C/O Contact | Timer | LV_Switchgear | 1SVR508100R0000 | ABB | - | - | Nos |  | Inventory | ON DELAY TIMER, Aux Voltage-240V AC, 1 C/O Contact
2065 | STAR DELTA TIMER,0.3s to 30s, 24 V AC / DC / 220 - 240 V AC | Timer | LV_Switchgear | 1SVR550207R4100 | ABB | - | - | Nos |  | Inventory | STAR DELTA TIMER,0.3s to 30s, 24 V AC / DC / 220 - 240 V AC
2772 | OUT DOOR PCVCB WITH STRUCTURE, 33KV, 800A, 26.3KA/3SEC, COMPLETE WITH MOUNTING STRUCTURE. CLOSING COIL: 30V DC TRIPPING COIL: 30V DC SPRING CHARGING MOTOR: 230V AC With Structure for mounting | PCVCB | SWITCHGEAR | 33-OUT-DOOR-PCVCB-30/230V | ABB | _ | NA | Nos |  | Inventory | OUT DOOR PCVCB WITH STRUCTURE, 33KV, 800A, 26.3KA/3SEC, COMPLETE WITH MOUNTING STRUCTURE. CLOSING COIL: 30V DC TRIPPING COIL: 30V DC SPRING CHARGING MOTOR: 230V AC With Structure for mounting
2067 | 40A DP SDB200 MCB Switch Disconnector, Type SDB202-40 | Switch Disconnector | LV_Switchgear | 1SYD272115R0040 | ABB | 40A | MCB Switch Disconnector | Nos. | None | Inventory | 40A DP SDB200 MCB Switch Disconnector, Type SDB202-40
2068 | 63A DP SDB200 MCB Switch Disconnector, Type SDB202-63 | Switch Disconnector | LV_Switchgear | 1SYD272115R0063 | ABB | 63A | MCB Switch Disconnector | Nos. | None | Inventory | 63A DP SDB200 MCB Switch Disconnector, Type SDB202-63
2069 | 40A TP SDB200 MCB Switch Disconnector, Type SDB203-40 | Switch Disconnector | LV_Switchgear | 1SYD273115R0040 | ABB | 40A | MCB Switch Disconnector | Nos. | None | Inventory | 40A TP SDB200 MCB Switch Disconnector, Type SDB203-40
2070 | 63A TP SDB200 MCB Switch Disconnector, Type SDB203-63 | Switch Disconnector | LV_Switchgear | 1SYD273115R0063 | ABB | 63A | MCB Switch Disconnector | Nos. | None | Inventory | 63A TP SDB200 MCB Switch Disconnector, Type SDB203-63
2071 | 40A FP SDB200 MCB Switch Disconnector, Type SDB204-40 | Switch Disconnector | LV_Switchgear | 1SYD274115R0040 | ABB | 40A | MCB Switch Disconnector | Nos. | None | Inventory | 40A FP SDB200 MCB Switch Disconnector, Type SDB204-40
2072 | 63A FP SDB200 MCB Switch Disconnector, Type SDB204-63 | Switch Disconnector | LV_Switchgear | 1SYD274115R0063 | ABB | 63A | MCB Switch Disconnector | Nos. | None | Inventory | 63A FP SDB200 MCB Switch Disconnector, Type SDB204-63
2073 | 25A DP FB200AC RCCB with 30mA trip sensitivity, Type FB202AC-25/0.03 | RCCB | LV_Switchgear | 1SYF202015R1250 | ABB | 25A | 30mA | Nos. | None | Inventory | 25A DP FB200AC RCCB with 30mA trip sensitivity, Type FB202AC-25/0.03
2074 | 40A DP FB200AC RCCB with 30mA trip sensitivity, Type FB202AC-40/0.03 | RCCB | LV_Switchgear | 1SYF202015R1400 | ABB | 40A | 30mA | Nos. | None | Inventory | 40A DP FB200AC RCCB with 30mA trip sensitivity, Type FB202AC-40/0.03
2075 | 63A DP FB200AC RCCB with 30mA trip sensitivity, Type FB202AC-63/0.03 | RCCB | LV_Switchgear | 1SYF202015R1630 | ABB | 63A | 30mA | Nos. | None | Inventory | 63A DP FB200AC RCCB with 30mA trip sensitivity, Type FB202AC-63/0.03
2076 | 25A DP FB200AC RCCB with 100mA trip sensitivity, Type FB202AC-25/0.1 | RCCB | LV_Switchgear | 1SYF202015R2250 | ABB | 25A | 100mA | Nos. | None | Inventory | 25A DP FB200AC RCCB with 100mA trip sensitivity, Type FB202AC-25/0.1
2077 | 40A DP FB200AC RCCB with 100mA trip sensitivity, Type FB202AC-40/0.1 | RCCB | LV_Switchgear | 1SYF202015R2400 | ABB | 40A | 100mA | Nos. | None | Inventory | 40A DP FB200AC RCCB with 100mA trip sensitivity, Type FB202AC-40/0.1
2078 | 63A DP FB200AC RCCB with 100mA trip sensitivity, Type FB202AC-63/0.1 | RCCB | LV_Switchgear | 1SYF202015R2630 | ABB | 63A | 100mA | Nos. | None | Inventory | 63A DP FB200AC RCCB with 100mA trip sensitivity, Type FB202AC-63/0.1
2079 | 25A DP FB200AC RCCB with 300mA trip sensitivity, Type FB202AC-25/0.3 | RCCB | LV_Switchgear | 1SYF202015R3250 | ABB | 25A | 300mA | Nos. | None | Inventory | 25A DP FB200AC RCCB with 300mA trip sensitivity, Type FB202AC-25/0.3
2080 | 40A DP FB200AC RCCB with 300mA trip sensitivity, Type FB202AC-40/0.3 | RCCB | LV_Switchgear | 1SYF202015R3400 | ABB | 40A | 300mA | Nos. | None | Inventory | 40A DP FB200AC RCCB with 300mA trip sensitivity, Type FB202AC-40/0.3
2081 | 63A DP FB200AC RCCB with 300mA trip sensitivity, Type FB202AC-63/0.3 | RCCB | LV_Switchgear | 1SYF202015R3630 | ABB | 63A | 300mA | Nos. | None | Inventory | 63A DP FB200AC RCCB with 300mA trip sensitivity, Type FB202AC-63/0.3
2082 | 25A FP FH200AC RCCB with 30mA trip sensitivity, Type FH204AC-25/0.03 | RCCB | LV_Switchgear | 1SYF204006R1250 | ABB | 25A | 30mA | Nos. |  | Inventory | 25A FP FH200AC RCCB with 30mA trip sensitivity, Type FH204AC-25/0.03
2083 | 40A FP FH204AC RCCB with 30mA trip sensitivity, Type FH204AC-40/0.03 | RCCB | LV_Switchgear | 1SYF204006R1400 | ABB | 40A | 30mA | Nos. |  | Inventory | 40A FP FH204AC RCCB with 30mA trip sensitivity, Type FH204AC-40/0.03
2084 | 25A FP FB200AC RCCB with 30mA trip sensitivity, Type FB204AC-25/0.03 | RCCB | LV_Switchgear | 1SYF204015R1250 | ABB | 25A | 30mA | Nos. | None | Inventory | 25A FP FB200AC RCCB with 30mA trip sensitivity, Type FB204AC-25/0.03
2085 | 40A FP FB200AC RCCB with 30mA trip sensitivity, Type FB204AC-40/0.03 | RCCB | LV_Switchgear | 1SYF204015R1400 | ABB | 40A | 30mA | Nos. | None | Inventory | 40A FP FB200AC RCCB with 30mA trip sensitivity, Type FB204AC-40/0.03
2086 | 63A FP FB200AC RCCB with 30mA trip sensitivity, Type FB204AC-63/0.03 | RCCB | LV_Switchgear | 1SYF204015R1630 | ABB | 63A | 30mA | Nos. | None | Inventory | 63A FP FB200AC RCCB with 30mA trip sensitivity, Type FB204AC-63/0.03
2087 | 25A FP FB200AC RCCB with 100mA trip sensitivity, Type FB204AC-25/0.1 | RCCB | LV_Switchgear | 1SYF204015R2250 | ABB | 25A | 100mA | Nos. | None | Inventory | 25A FP FB200AC RCCB with 100mA trip sensitivity, Type FB204AC-25/0.1
2088 | 40A FP FB200AC RCCB with 100mA trip sensitivity, Type FB204AC-40/0.1 | RCCB | LV_Switchgear | 1SYF204015R2400 | ABB | 40A | 100mA | Nos. | None | Inventory | 40A FP FB200AC RCCB with 100mA trip sensitivity, Type FB204AC-40/0.1
2089 | 63A FP FB200AC RCCB with 100mA trip sensitivity, Type FB204AC-63/0.1 | RCCB | LV_Switchgear | 1SYF204015R2630 | ABB | 63A | 100mA | Nos. | None | Inventory | 63A FP FB200AC RCCB with 100mA trip sensitivity, Type FB204AC-63/0.1
2090 | 25A FP FB200AC RCCB with 300mA trip sensitivity, Type FB204AC-25/0.3 | RCCB | LV_Switchgear | 1SYF204015R3250 | ABB | 25A | 300mA | Nos. | None | Inventory | 25A FP FB200AC RCCB with 300mA trip sensitivity, Type FB204AC-25/0.3
2091 | 40A FP FB200AC RCCB with 300mA trip sensitivity, Type FB204AC-40/0.3 | RCCB | LV_Switchgear | 1SYF204015R3400 | ABB | 40A | 300mA | Nos. | None | Inventory | 40A FP FB200AC RCCB with 300mA trip sensitivity, Type FB204AC-40/0.3
2092 | 63A FP FB200AC RCCB with 300mA trip sensitivity, Type FB204AC-63/0.3 | RCCB | LV_Switchgear | 1SYF204015R3630 | ABB | 63A | 300mA | Nos. | None | Inventory | 63A FP FB200AC RCCB with 300mA trip sensitivity, Type FB204AC-63/0.3
2798 | 33kV,VD4,AUXILIARY CONTACT ASSEMBLY. | BREAKER SPARE | SWITCHGEAR | 33KV-AUX.CONTACT-ASSEMBLY | ABB | - | NA | Nos. |  | Inventory | 33kV,VD4,AUXILIARY CONTACT ASSEMBLY.
2799 | 33kV,VD4,CLOSING COIL ASSEMBLY. | BREAKER SPARE | SWITCHGEAR | 33KV-CLOSE-COIL-ASSEMBLY | ABB | - | - | Nos. |  | Inventory | 33kV,VD4,CLOSING COIL ASSEMBLY.
2803 | 33kV,VD4,MULTI PIN PLUG ASSEMBLY. | BREAKER SPARE | SWITCHGEAR | 33KV-MULTI-PIN-PLUGL-ASSEMBLY | ABB | - | NA | Nos. |  | Inventory | 33kV,VD4,MULTI PIN PLUG ASSEMBLY.
2804 | 33KV, 1250A, 25KA/3SEC, OUTDOOR PORCELAIN CLAD VCB TYPE VBF-36 COMPLETE, COMPLETE WITH MOUNTINGSTRUCTURE. CLOSING COIL: 110V DC TRIPPING COIL: 110V DC SPRING CHARGING MOTOR: 230V AC, With Structure for mounting, with anti pumping relay with base,breaker control switch,local remote selector switch,indiacatin lamps, BOQ ATTACHED KINDY REFER | PCVCB | SWITCHGEAR | 33KV-OD-PCVCB-WITH-STRUCTURE | ABB | _ | NA | Nos |  | Inventory | 33KV, 1250A, 25KA/3SEC, OUTDOOR PORCELAIN CLAD VCB TYPE VBF-36 COMPLETE, COMPLETE WITH MOUNTINGSTRUCTURE. CLOSING COIL: 110V DC TRIPPING COIL: 110V DC SPRING CHARGING MOTOR: 230V AC, With Structure for mounting, with anti pumping relay with base,breaker control switch,local remote selector switch,indiacatin lamps, BOQ ATTACHED KINDY REFER
2805 | 33kV, VD4 BREAKER, MECHANICAL ON/OFF INDICATOR. | BREAKER SPARE | SWITCHGEAR | 33KV-ON-OFF-INDICATOR | ABB | - | - | Nos. |  | Inventory | 33kV, VD4 BREAKER, MECHANICAL ON/OFF INDICATOR.
2806 | 33kV, VD4 BREAKER, OPERATION COUNTER. | BREAKER SPARE | SWITCHGEAR | 33KV-OPERATING-COUNTER | ABB | - | - | Nos. |  | Inventory | 33kV, VD4 BREAKER, OPERATION COUNTER.
2807 | HIGH INSULATION OUT DOOR VCB, 33KV, 1250A, 26.3KA/3SEC, OUTDOOR PORCELAIN CLAD VCB, COMPLETE WITH MOUNTINGSTRUCTURE. CLOSING COIL: 30V DC TRIPPING COIL: 30V DC SPRING CHARGING MOTOR: 230V AC ADITIONAL TRIPPING COIL - 30V DC. With Structure for mounting, INSULATION LEVEL: 90 KV/190KV pk | PCVCB | SWITCHGEAR | 33KV-PCVCB-30/230V-HIGHINSUL | ABB | _ | NA | Nos | None | Inventory | HIGH INSULATION OUT DOOR VCB, 33KV, 1250A, 26.3KA/3SEC, OUTDOOR PORCELAIN CLAD VCB, COMPLETE WITH MOUNTINGSTRUCTURE. CLOSING COIL: 30V DC TRIPPING COIL: 30V DC SPRING CHARGING MOTOR: 230V AC ADITIONAL TRIPPING COIL - 30V DC. With Structure for mounting, INSULATION LEVEL: 90 KV/190KV pk
2809 | 33kV, VD4 BREAKER, SPRING CHARGE INDICATOR (MECHANICAL). | BREAKER SPARE | SWITCHGEAR | 33KV-SPRING-CHARGE-INDICATOR | ABB | - | - | Nos. |  | Inventory | 33kV, VD4 BREAKER, SPRING CHARGE INDICATOR (MECHANICAL).
2101 | 200A TP OS Switch Disconnector Fuse, DIN-type, Fuse size 0 | SDF | LV_Switchgear | 1SYN022709R9500 | ABB | 200A | NA | Nos. | None | Inventory | 200A TP OS Switch Disconnector Fuse, DIN-type, Fuse size 0
2102 | 200A FP OS Switch Disconnector Fuse, DIN-type, Fuse size 0 | SDF | LV_Switchgear | 1SYN022709R9680 | ABB | 200A | NA | Nos. | None | Inventory | 200A FP OS Switch Disconnector Fuse, DIN-type, Fuse size 0
2103 | 250A TP OS Switch Disconnector Fuse, DIN-type, Fuse size 0-1 | SDF | LV_Switchgear | 1SYN022719R0090 | ABB | 250A | NA | Nos. | None | Inventory | 250A TP OS Switch Disconnector Fuse, DIN-type, Fuse size 0-1
2104 | 400A TP OS Switch Disconnector Fuse, DIN-type, Fuse size 0-2 | SDF | LV_Switchgear | 1SYN022719R0250 | ABB | 400A | NA | Nos. | None | Inventory | 400A TP OS Switch Disconnector Fuse, DIN-type, Fuse size 0-2
2105 | 250A FP OS Switch Disconnector Fuse, DIN-type, Fuse size 0-1 | SDF | LV_Switchgear | 1SYN022719R2380 | ABB | 250A | NA | Nos. | None | Inventory | 250A FP OS Switch Disconnector Fuse, DIN-type, Fuse size 0-1
2106 | 400A FP OS Switch Disconnector Fuse, DIN-type, Fuse size 0-2 | SDF | LV_Switchgear | 1SYN022719R2460 | ABB | 400A | NA | Nos. | None | Inventory | 400A FP OS Switch Disconnector Fuse, DIN-type, Fuse size 0-2
2107 | 200A TPN OS Switch Disconnector Fuse, DIN-type, Fuse size 0 | SDF | LV_Switchgear | 1SYN022749R8710 | ABB | 200A | NA | Nos. | None | Inventory | 200A TPN OS Switch Disconnector Fuse, DIN-type, Fuse size 0
2108 | 250A TPN OS Switch Disconnector Fuse, DIN-type, Fuse size 0-1 | SDF | LV_Switchgear | 1SYN022749R9430 | ABB | 250A | NA | Nos. | None | Inventory | 250A TPN OS Switch Disconnector Fuse, DIN-type, Fuse size 0-1
2109 | 400A TPN OS Switch Disconnector Fuse, DIN-type, Fuse size 0-2 | SDF | LV_Switchgear | 1SYN022753R9320 | ABB | 400A | NA | Nos. | None | Inventory | 400A TPN OS Switch Disconnector Fuse, DIN-type, Fuse size 0-2
2110 | 250A TP OT manual Changeover Switch with extended shaft and IP65 pistol type handle & bridging bars | Changeover Switch | LV_Switchgear | 1SYN022771R3450 | ABB | 250A | Manual | Nos. | None | Inventory | 250A TP OT manual Changeover Switch with extended shaft and IP65 pistol type handle & bridging bars
2111 | 200A FP OT manual Changeover Switch with extended shaft and IP65 pistol type handle & bridging bars | Changeover Switch | LV_Switchgear | 1SYN022771R7280 | ABB | 200A | Manual | Nos. | None | Inventory | 200A FP OT manual Changeover Switch with extended shaft and IP65 pistol type handle & bridging bars
2112 | 200A TP OT manual Changeover Switch with extended shaft and IP65 pistol type handle & bridging bars | Changeover Switch | LV_Switchgear | 1SYN022771R7520 | ABB | 200A | Manual | Nos. | None | Inventory | 200A TP OT manual Changeover Switch with extended shaft and IP65 pistol type handle & bridging bars
2113 | 400A TP OT manual Changeover Switch with extended shaft and IP65 pistol type handle & bridging bars | Changeover Switch | LV_Switchgear | 1SYN022771R8500 | ABB | 400A | Manual | Nos. | None | Inventory | 400A TP OT manual Changeover Switch with extended shaft and IP65 pistol type handle & bridging bars
2114 | 400A FP OT manual Changeover Switch with extended shaft and IP65 pistol type handle & bridging bars | Changeover Switch | LV_Switchgear | 1SYN022771R8680 | ABB | 400A | Manual | Nos. | None | Inventory | 400A FP OT manual Changeover Switch with extended shaft and IP65 pistol type handle & bridging bars
2115 | 160A TP OT manual Changeover Switch with extended shaft and IP65 pistol type handle & bridging bars | Changeover Switch | LV_Switchgear | 1SYN022772R6510 | ABB | 160A | Manual | Nos. | None | Inventory | 160A TP OT manual Changeover Switch with extended shaft and IP65 pistol type handle & bridging bars
2116 | 315A TP OT manual Changeover Switch with extended shaft and IP65 pistol type handle & bridging bars | Changeover Switch | LV_Switchgear | 1SYN022772R6780 | ABB | 315A | Manual | Nos. | None | Inventory | 315A TP OT manual Changeover Switch with extended shaft and IP65 pistol type handle & bridging bars
2117 | 250A FP OT manual Changeover Switch with extended shaft and IP65 pistol type handle & bridging bars | Changeover Switch | LV_Switchgear | 1SYN022775R4640 | ABB | 250A | Manual | Nos. | None | Inventory | 250A FP OT manual Changeover Switch with extended shaft and IP65 pistol type handle & bridging bars
2118 | 315A FP OT manual Changeover Switch with extended shaft and IP65 pistol type handle & bridging bars | Changeover Switch | LV_Switchgear | 1SYN022775R7150 | ABB | 315A | Manual | Nos. | None | Inventory | 315A FP OT manual Changeover Switch with extended shaft and IP65 pistol type handle & bridging bars
2119 | 160A FP OT manual Changeover Switch with extended shaft and IP65 pistol type handle & bridging bars | Changeover Switch | LV_Switchgear | 1SYN022775R9440 | ABB | 160A | Manual | Nos. | None | Inventory | 160A FP OT manual Changeover Switch with extended shaft and IP65 pistol type handle & bridging bars
2120 | 630A TP OT manual Changeover Switch with extended shaft and IP65 pistol type handle & bridging bars | Changeover Switch | LV_Switchgear | 1SYN022785R6050 | ABB | 630A | Manual | Nos. | None | Inventory | 630A TP OT manual Changeover Switch with extended shaft and IP65 pistol type handle & bridging bars
2121 | 630A FP OT manual Changeover Switch with extended shaft and IP65 pistol type handle & bridging bars | Changeover Switch | LV_Switchgear | 1SYN022785R6130 | ABB | 630A | Manual | Nos. | None | Inventory | 630A FP OT manual Changeover Switch with extended shaft and IP65 pistol type handle & bridging bars
2122 | 800A FP OT manual Changeover Switch with extended shaft and IP65 pistol type handle & bridging bars | Changeover Switch | LV_Switchgear | 1SYN022785R6210 | ABB | 800A | Manual | Nos. | None | Inventory | 800A FP OT manual Changeover Switch with extended shaft and IP65 pistol type handle & bridging bars
2123 | 800A TP OT manual Changeover Switch with extended shaft and IP65 pistol type handle & bridging bars | Changeover Switch | LV_Switchgear | 1SYN022785R6300 | ABB | 800A | Manual | Nos. | None | Inventory | 800A TP OT manual Changeover Switch with extended shaft and IP65 pistol type handle & bridging bars
2124 | 630A TP OS Switch Disconnector Fuse, DIN-type, Fuse size 3 | SDF | LV_Switchgear | 1SYN022825R2830 | ABB | 630A | NA | Nos. | None | Inventory | 630A TP OS Switch Disconnector Fuse, DIN-type, Fuse size 3
2125 | 630A FP OS Switch Disconnector Fuse, DIN-type, Fuse size 3 | SDF | LV_Switchgear | 1SYN022825R4290 | ABB | 630A | NA | Nos. | None | Inventory | 630A FP OS Switch Disconnector Fuse, DIN-type, Fuse size 3
2126 | 800A TP OS Switch Disconnector Fuse, DIN-type, Fuse size 3 | SDF | LV_Switchgear | 1SYN022825R4880 | ABB | 800A | NA | Nos. | None | Inventory | 800A TP OS Switch Disconnector Fuse, DIN-type, Fuse size 3
2127 | 800A FP OS Switch Disconnector Fuse, DIN-type, Fuse size 3 | SDF | LV_Switchgear | 1SYN022825R5180 | ABB | 800A | NA | Nos. | None | Inventory | 800A FP OS Switch Disconnector Fuse, DIN-type, Fuse size 3
2128 | 160A TP OT motorized Changeover Switch with bridging bars and handle | Changeover Switch | LV_Switchgear | 1SYN022845R8610 | ABB | 160A | Motorized | Nos. | None | Inventory | 160A TP OT motorized Changeover Switch with bridging bars and handle
2129 | 200A TP OT motorized Changeover Switch with bridging bars and handle | Changeover Switch | LV_Switchgear | 1SYN022845R8960 | ABB | 200A | Motorized | Nos. | None | Inventory | 200A TP OT motorized Changeover Switch with bridging bars and handle
2130 | 250A TP OT motorized Changeover Switch with bridging bars and handle | Changeover Switch | LV_Switchgear | 1SYN022845R9260 | ABB | 250A | Motorized | Nos. | None | Inventory | 250A TP OT motorized Changeover Switch with bridging bars and handle
2131 | 200A FP OT motorized Changeover Switch with bridging bars and handle | Changeover Switch | LV_Switchgear | 1SYN022846R1590 | ABB | 200A | Motorized | Nos. | None | Inventory | 200A FP OT motorized Changeover Switch with bridging bars and handle
2132 | 250A FP OT motorized Changeover Switch with bridging bars and handle | Changeover Switch | LV_Switchgear | 1SYN022846R1910 | ABB | 250A | Motorized | Nos. | None | Inventory | 250A FP OT motorized Changeover Switch with bridging bars and handle
2133 | 315A TP OT motorized Changeover Switch with bridging bars and handle | Changeover Switch | LV_Switchgear | 1SYN022847R1210 | ABB | 315A | Motorized | Nos. | None | Inventory | 315A TP OT motorized Changeover Switch with bridging bars and handle
2134 | 400A TP OT motorized Changeover Switch with bridging bars and handle | Changeover Switch | LV_Switchgear | 1SYN022847R1630 | ABB | 400A | Motorized | Nos. | None | Inventory | 400A TP OT motorized Changeover Switch with bridging bars and handle
2135 | 315A FP OT motorized Changeover Switch with bridging bars and handle | Changeover Switch | LV_Switchgear | 1SYN022847R2870 | ABB | 315A | Motorized | Nos. | None | Inventory | 315A FP OT motorized Changeover Switch with bridging bars and handle
2136 | 400A FP OT motorized Changeover Switch with bridging bars and handle | Changeover Switch | LV_Switchgear | 1SYN022847R3250 | ABB | 400A | Motorized | Nos. | None | Inventory | 400A FP OT motorized Changeover Switch with bridging bars and handle
2137 | 160A FP OT motorized Changeover Switch with bridging bars and handle | Changeover Switch | LV_Switchgear | 1SYN022848R1510 | ABB | 160A | Motorized | Nos. | None | Inventory | 160A FP OT motorized Changeover Switch with bridging bars and handle
2138 | 1250A TP OT manual Changeover Switch with extended shaft and IP65 pistol type handle & bridging bars | Changeover Switch | LV_Switchgear | 1SYN022872R0790 | ABB | 1250A | Manual | Nos. | None | Inventory | 1250A TP OT manual Changeover Switch with extended shaft and IP65 pistol type handle & bridging bars
2139 | 1250A FP OT manual Changeover Switch with extended shaft and IP65 pistol type handle & bridging bars | Changeover Switch | LV_Switchgear | 1SYN022872R1250 | ABB | 1250A | Manual | Nos. | None | Inventory | 1250A FP OT manual Changeover Switch with extended shaft and IP65 pistol type handle & bridging bars
2140 | 1000A FP OT manual Changeover Switch with extended shaft and IP65 pistol type handle & bridging bars | Changeover Switch | LV_Switchgear | 1SYN022872R1500 | ABB | 1000A | Manual | Nos. | None | Inventory | 1000A FP OT manual Changeover Switch with extended shaft and IP65 pistol type handle & bridging bars
2141 | 1000A TP OT manual Changeover Switch with extended shaft and IP65 pistol type handle & bridging bars | Changeover Switch | LV_Switchgear | 1SYN022872R1680 | ABB | 1000A | Manual | Nos. | None | Inventory | 1000A TP OT manual Changeover Switch with extended shaft and IP65 pistol type handle & bridging bars
2142 | 1600A TP OT manual Changeover Switch with extended shaft and IP65 pistol type handle & bridging bars | Changeover Switch | LV_Switchgear | 1SYN022872R1840 | ABB | 1600A | Manual | Nos. | None | Inventory | 1600A TP OT manual Changeover Switch with extended shaft and IP65 pistol type handle & bridging bars
2143 | 1600A FP OT manual Changeover Switch with extended shaft and IP65 pistol type handle & bridging bars | Changeover Switch | LV_Switchgear | 1SYN022872R2310 | ABB | 1600A | Manual | Nos. | None | Inventory | 1600A FP OT manual Changeover Switch with extended shaft and IP65 pistol type handle & bridging bars
2144 | 800A FP OT motorized Changeover Switch with bridging bars and handle | Changeover Switch | LV_Switchgear | 1SYN022872R8340 | ABB | 800A | Motorized | Nos. | None | Inventory | 800A FP OT motorized Changeover Switch with bridging bars and handle
2145 | 630A FP OT motorized Changeover Switch with bridging bars and handle | Changeover Switch | LV_Switchgear | 1SYN022873R1990 | ABB | 630A | Motorized | Nos. | None | Inventory | 630A FP OT motorized Changeover Switch with bridging bars and handle
2146 | 630A TPN OS Switch Disconnector Fuse, DIN-type, Fuse size 3 | SDF | LV_Switchgear | 1SYN100858R1001 | ABB | 630A | NA | Nos. | None | Inventory | 630A TPN OS Switch Disconnector Fuse, DIN-type, Fuse size 3
2147 | 800A TPN OS Switch Disconnector Fuse, DIN-type, Fuse size 3 | SDF | LV_Switchgear | 1SYN100859R1001 | ABB | 800A | NA | Nos. | None | Inventory | 800A TPN OS Switch Disconnector Fuse, DIN-type, Fuse size 3
2148 | 630A TP OT motorized Changeover Switch with bridging bars and handle | Changeover Switch | LV_Switchgear | 1SYN103567R1001 | ABB | 630A | Motorized | Nos. | None | Inventory | 630A TP OT motorized Changeover Switch with bridging bars and handle
2149 | 800A TP OT motorized Changeover Switch with bridging bars and handle | Changeover Switch | LV_Switchgear | 1SYN103570R1001 | ABB | 800A | Motorized | Nos. | None | Inventory | 800A TP OT motorized Changeover Switch with bridging bars and handle
2150 | 2500A FP OT manual Changeover Switch with extended shaft and IP65 pistol type handle & bridging bars | Changeover Switch | LV_Switchgear | 1SYN103906R1001 | ABB | 2500A | Manual | Nos. | None | Inventory | 2500A FP OT manual Changeover Switch with extended shaft and IP65 pistol type handle & bridging bars
2151 | 2000A TP OT manual Changeover Switch with extended shaft and IP65 pistol type handle & bridging bars | Changeover Switch | LV_Switchgear | 1SYN103908R1001 | ABB | 2000A | Manual | Nos. | None | Inventory | 2000A TP OT manual Changeover Switch with extended shaft and IP65 pistol type handle & bridging bars
2152 | 2000A FP OT manual Changeover Switch with extended shaft and IP65 pistol type handle & bridging bars | Changeover Switch | LV_Switchgear | 1SYN103912R1001 | ABB | 2000A | Manual | Nos. | None | Inventory | 2000A FP OT manual Changeover Switch with extended shaft and IP65 pistol type handle & bridging bars
2153 | 16A TP OT Switch Disconnector with extended shaft and IP65 pistol type handle | Switch Disconnector | LV_Switchgear | 1SYN104811R1001 | ABB | 16A | NA | Nos. | None | Inventory | 16A TP OT Switch Disconnector with extended shaft and IP65 pistol type handle
2154 | 16A TP OT manual Changeover Switch with extended shaft and IP65 pistol type handle | Changeover Switch | LV_Switchgear | 1SYN104816R1001 | ABB | 16A | Manual | Nos. | None | Inventory | 16A TP OT manual Changeover Switch with extended shaft and IP65 pistol type handle
2155 | 16A FP OT Switch Disconnector with extended shaft and IP65 pistol type handle | Switch Disconnector | LV_Switchgear | 1SYN104829R1001 | ABB | 16A | NA | Nos. | None | Inventory | 16A FP OT Switch Disconnector with extended shaft and IP65 pistol type handle
2156 | 16A FP OT manual Changeover Switch with extended shaft and IP65 pistol type handle | Changeover Switch | LV_Switchgear | 1SYN104831R1001 | ABB | 16A | Manual | Nos. | None | Inventory | 16A FP OT manual Changeover Switch with extended shaft and IP65 pistol type handle
2157 | 25A TP OT Switch Disconnector with extended shaft and IP65 pistol type handle | Switch Disconnector | LV_Switchgear | 1SYN104857R1001 | ABB | 25A | NA | Nos. | None | Inventory | 25A TP OT Switch Disconnector with extended shaft and IP65 pistol type handle
2158 | 25A TP OT manual Changeover Switch with extended shaft and IP65 pistol type handle | Changeover Switch | LV_Switchgear | 1SYN104863R1001 | ABB | 25A | Manual | Nos. | None | Inventory | 25A TP OT manual Changeover Switch with extended shaft and IP65 pistol type handle
2159 | 25A FP OT manual Changeover Switch with extended shaft and IP65 pistol type handle | Changeover Switch | LV_Switchgear | 1SYN104877R1001 | ABB | 25A | Manual | Nos. | None | Inventory | 25A FP OT manual Changeover Switch with extended shaft and IP65 pistol type handle
2160 | 25A FP OT Switch Disconnector with extended shaft and IP65 pistol type handle | Switch Disconnector | LV_Switchgear | 1SYN104886R1001 | ABB | 25A | NA | Nos. | None | Inventory | 25A FP OT Switch Disconnector with extended shaft and IP65 pistol type handle
2161 | 40A TP OT Switch Disconnector with extended shaft and IP65 pistol type handle | Switch Disconnector | LV_Switchgear | 1SYN104902R1001 | ABB | 40A | NA | Nos. | None | Inventory | 40A TP OT Switch Disconnector with extended shaft and IP65 pistol type handle
2162 | 40A TP OT manual Changeover Switch with extended shaft and IP65 pistol type handle | Changeover Switch | LV_Switchgear | 1SYN104913R1001 | ABB | 40A | Manual | Nos. | None | Inventory | 40A TP OT manual Changeover Switch with extended shaft and IP65 pistol type handle
2163 | 40A FP OT Switch Disconnector with extended shaft and IP65 pistol type handle | Switch Disconnector | LV_Switchgear | 1SYN104932R1001 | ABB | 40A | NA | Nos. | None | Inventory | 40A FP OT Switch Disconnector with extended shaft and IP65 pistol type handle
2164 | 40A FP OT manual Changeover Switch with extended shaft and IP65 pistol type handle | Changeover Switch | LV_Switchgear | 1SYN104934R1001 | ABB | 40A | Manual | Nos. | None | Inventory | 40A FP OT manual Changeover Switch with extended shaft and IP65 pistol type handle
2165 | 100A TP OT Switch Disconnector with extended shaft and IP65 pistol type handle | Switch Disconnector | LV_Switchgear | 1SYN105004R1001 | ABB | 100A | NA | Nos. | None | Inventory | 100A TP OT Switch Disconnector with extended shaft and IP65 pistol type handle
2166 | 100A TP OT manual Changeover Switch with extended shaft and IP65 pistol type handle | Changeover Switch | LV_Switchgear | 1SYN105008R1001 | ABB | 100A | Manual | Nos. | None | Inventory | 100A TP OT manual Changeover Switch with extended shaft and IP65 pistol type handle
2167 | 100A FP OT Switch Disconnector with extended shaft and IP65 pistol type handle | Switch Disconnector | LV_Switchgear | 1SYN105018R1001 | ABB | 100A | NA | Nos. | None | Inventory | 100A FP OT Switch Disconnector with extended shaft and IP65 pistol type handle
2168 | 100A FP OT manual Changeover Switch with extended shaft and IP65 pistol type handle | Changeover Switch | LV_Switchgear | 1SYN105019R1001 | ABB | 100A | Manual | Nos. | None | Inventory | 100A FP OT manual Changeover Switch with extended shaft and IP65 pistol type handle
2169 | 125A TP OT Switch Disconnector with extended shaft and IP65 pistol type handle | Switch Disconnector | LV_Switchgear | 1SYN105033R1001 | ABB | 125A | NA | Nos. | None | Inventory | 125A TP OT Switch Disconnector with extended shaft and IP65 pistol type handle
2170 | 125A TP OT manual Changeover Switch with extended shaft and IP65 pistol type handle | Changeover Switch | LV_Switchgear | 1SYN105037R1001 | ABB | 125A | Manual | Nos. | None | Inventory | 125A TP OT manual Changeover Switch with extended shaft and IP65 pistol type handle
2171 | 125A FP OT Switch Disconnector with extended shaft and IP65 pistol type handle | Switch Disconnector | LV_Switchgear | 1SYN105051R1001 | ABB | 125A | NA | Nos. | None | Inventory | 125A FP OT Switch Disconnector with extended shaft and IP65 pistol type handle
2172 | 125A FP OT manual Changeover Switch with extended shaft and IP65 pistol type handle | Changeover Switch | LV_Switchgear | 1SYN105054R1001 | ABB | 125A | Manual | Nos. | None | Inventory | 125A FP OT manual Changeover Switch with extended shaft and IP65 pistol type handle
2173 | 63A TP OT Switch Disconnector with extended shaft and IP65 pistol type handle | Switch Disconnector | LV_Switchgear | 1SYN105332R1001 | ABB | 63A | NA | Nos. | None | Inventory | 63A TP OT Switch Disconnector with extended shaft and IP65 pistol type handle
2174 | 63A TP OT manual Changeover Switch with extended shaft and IP65 pistol type handle | Changeover Switch | LV_Switchgear | 1SYN105338R1001 | ABB | 63A | Manual | Nos. | None | Inventory | 63A TP OT manual Changeover Switch with extended shaft and IP65 pistol type handle
2175 | 63A FP OT Switch Disconnector with extended shaft and IP65 pistol type handle | Switch Disconnector | LV_Switchgear | 1SYN105365R1001 | ABB | 63A | NA | Nos. | None | Inventory | 63A FP OT Switch Disconnector with extended shaft and IP65 pistol type handle
2176 | 63A FP OT manual Changeover Switch with extended shaft and IP65 pistol type handle | Changeover Switch | LV_Switchgear | 1SYN105369R1001 | ABB | 63A | Manual | Nos. | None | Inventory | 63A FP OT manual Changeover Switch with extended shaft and IP65 pistol type handle
2177 | 80A TP OT manual Changeover Switch with extended shaft and IP65 pistol type handle | Changeover Switch | LV_Switchgear | 1SYN105402R1001 | ABB | 80A | Manual | Nos. | None | Inventory | 80A TP OT manual Changeover Switch with extended shaft and IP65 pistol type handle
2178 | 80A FP OT Switch Disconnector with extended shaft and IP65 pistol type handle | Switch Disconnector | LV_Switchgear | 1SYN105413R1001 | ABB | 80A | NA | Nos. | None | Inventory | 80A FP OT Switch Disconnector with extended shaft and IP65 pistol type handle
2179 | 80A FP OT manual Changeover Switch with extended shaft and IP65 pistol type handle | Changeover Switch | LV_Switchgear | 1SYN105418R1001 | ABB | 80A | Manual | Nos. | None | Inventory | 80A FP OT manual Changeover Switch with extended shaft and IP65 pistol type handle
2180 | 2500A TP OT manual Changeover Switch with extended shaft and IP65 pistol type handle & bridging bars | Changeover Switch | LV_Switchgear | 1SYN105615R1001 | ABB | 2500A | Manual | Nos. | None | Inventory | 2500A TP OT manual Changeover Switch with extended shaft and IP65 pistol type handle & bridging bars
2181 | 80A TP OT Switch Disconnector with extended shaft and IP65 pistol type handle | Switch Disconnector | LV_Switchgear | 1SYN105798R1001 | ABB | 80A | NA | Nos. | None | Inventory | 80A TP OT Switch Disconnector with extended shaft and IP65 pistol type handle
2182 | 1250A TP OT motorized Changeover Switch with bridging bars and handle | Changeover Switch | LV_Switchgear | 1SYN112676R1001 | ABB | 1250A | Motorized | Nos. | None | Inventory | 1250A TP OT motorized Changeover Switch with bridging bars and handle
2183 | 1000A TP OT motorized Changeover Switch with bridging bars and handle | Changeover Switch | LV_Switchgear | 1SYN112677R1001 | ABB | 1000A | Motorized | Nos. | None | Inventory | 1000A TP OT motorized Changeover Switch with bridging bars and handle
2184 | 1600A TP OT motorized Changeover Switch with bridging bars and handle | Changeover Switch | LV_Switchgear | 1SYN112678R1001 | ABB | 1600A | Motorized | Nos. | None | Inventory | 1600A TP OT motorized Changeover Switch with bridging bars and handle
2185 | 1250A FP OT motorized Changeover Switch with bridging bars and handle | Changeover Switch | LV_Switchgear | 1SYN112702R1001 | ABB | 1250A | Motorized | Nos. | None | Inventory | 1250A FP OT motorized Changeover Switch with bridging bars and handle
2186 | 1000A FP OT motorized Changeover Switch with bridging bars and handle | Changeover Switch | LV_Switchgear | 1SYN112703R1001 | ABB | 1000A | Motorized | Nos. | None | Inventory | 1000A FP OT motorized Changeover Switch with bridging bars and handle
2187 | 1600A FP OT motorized Changeover Switch with bridging bars and handle | Changeover Switch | LV_Switchgear | 1SYN112704R1001 | ABB | 1600A | Motorized | Nos. | None | Inventory | 1600A FP OT motorized Changeover Switch with bridging bars and handle
2188 | 2000A TP OT motorized Changeover Switch with bridging bars and handle | Changeover Switch | LV_Switchgear | 1SYN112709R1001 | ABB | 2000A | Motorized | Nos. | None | Inventory | 2000A TP OT motorized Changeover Switch with bridging bars and handle
2189 | 2500A TP OT motorized Changeover Switch with bridging bars and handle | Changeover Switch | LV_Switchgear | 1SYN112710R1001 | ABB | 2500A | Motorized | Nos. | None | Inventory | 2500A TP OT motorized Changeover Switch with bridging bars and handle
2190 | 2000A FP OT motorized Changeover Switch with bridging bars and handle | Changeover Switch | LV_Switchgear | 1SYN112712R1001 | ABB | 2000A | Motorized | Nos. | None | Inventory | 2000A FP OT motorized Changeover Switch with bridging bars and handle
2191 | 2500A FP OT motorized Changeover Switch with bridging bars and handle | Changeover Switch | LV_Switchgear | 1SYN112713R1001 | ABB | 2500A | Motorized | Nos. | None | Inventory | 2500A FP OT motorized Changeover Switch with bridging bars and handle
2192 | 125A TP OT motorized Changeover Switch with bridging bars and handle | Changeover Switch | LV_Switchgear | 1SYN120070R1001 | ABB | 125A | Motorized | Nos. | None | Inventory | 125A TP OT motorized Changeover Switch with bridging bars and handle
2193 | 100A TP OT motorized Changeover Switch with bridging bars and handle | Changeover Switch | LV_Switchgear | 1SYN120071R1001 | ABB | 100A | Motorized | Nos. | None | Inventory | 100A TP OT motorized Changeover Switch with bridging bars and handle
2194 | 80A TP OT motorized Changeover Switch with bridging bars and handle | Changeover Switch | LV_Switchgear | 1SYN120093R1001 | ABB | 80A | Motorized | Nos. | None | Inventory | 80A TP OT motorized Changeover Switch with bridging bars and handle
2195 | 63A TP OT motorized Changeover Switch with bridging bars and handle | Changeover Switch | LV_Switchgear | 1SYN120095R1001 | ABB | 63A | Motorized | Nos. | None | Inventory | 63A TP OT motorized Changeover Switch with bridging bars and handle
2196 | 40A TP OT motorized Changeover Switch with bridging bars and handle | Changeover Switch | LV_Switchgear | 1SYN120096R1001 | ABB | 40A | Motorized | Nos. | None | Inventory | 40A TP OT motorized Changeover Switch with bridging bars and handle
2197 | 125A FP OT motorized Changeover Switch with bridging bars and handle | Changeover Switch | LV_Switchgear | 1SYN120097R1001 | ABB | 125A | Motorized | Nos. | None | Inventory | 125A FP OT motorized Changeover Switch with bridging bars and handle
2198 | 100A FP OT motorized Changeover Switch with bridging bars and handle | Changeover Switch | LV_Switchgear | 1SYN120098R1001 | ABB | 100A | Motorized | Nos. | None | Inventory | 100A FP OT motorized Changeover Switch with bridging bars and handle
2199 | 80A FP OT motorized Changeover Switch with bridging bars and handle | Changeover Switch | LV_Switchgear | 1SYN120100R1001 | ABB | 80A | Motorized | Nos. | None | Inventory | 80A FP OT motorized Changeover Switch with bridging bars and handle
2200 | 63A FP OT motorized Changeover Switch with bridging bars and handle | Changeover Switch | LV_Switchgear | 1SYN120101R1001 | ABB | 63A | Motorized | Nos. | None | Inventory | 63A FP OT motorized Changeover Switch with bridging bars and handle
2201 | 40A FP OT motorized Changeover Switch with bridging bars and handle | Changeover Switch | LV_Switchgear | 1SYN120102R1001 | ABB | 40A | Motorized | Nos. | None | Inventory | 40A FP OT motorized Changeover Switch with bridging bars and handle
2202 | 3200A TP OT manual Changeover Switch with extended shaft and IP65 pistol type handle & bridging bars | Changeover Switch | LV_Switchgear | 1SYN129156R1001 | ABB | 3200A | Manual | Nos. | None | Inventory | 3200A TP OT manual Changeover Switch with extended shaft and IP65 pistol type handle & bridging bars
2203 | 3200A FP OT manual Changeover Switch with extended shaft and IP65 pistol type handle & bridging bars | Changeover Switch | LV_Switchgear | 1SYN129158R1001 | ABB | 3200A | Manual | Nos. | None | Inventory | 3200A FP OT manual Changeover Switch with extended shaft and IP65 pistol type handle & bridging bars
2204 | Spreader, Kit EST4, 6pcs | MCCB Accessories | LV_Switchgear | 1SYN450204R0001 | ABB | 0 | - | Nos. |  | Inventory | Spreader, Kit EST4, 6pcs
2205 | 20A Control Fuse base, BS-type, Size-F1 | Fuse Accessories | LV_Switchgear | 1SYN833001R2005 | ABB | 20A | Base | Nos. |  | Inventory | 20A Control Fuse base, BS-type, Size-F1
2206 | 32A Control Fuse base, BS-type, Size-F1 | Fuse Accessories | LV_Switchgear | 1SYN833001R2009 | ABB | 32A | Base | Nos. |  | Inventory | 32A Control Fuse base, BS-type, Size-F1
2207 | Fuse cover for OESA Switch Disconnector Fuse, DIN-type, Frame size OESA32 to OESAS63 | SDF Accessories | LV_Switchgear | 1SYN833035R2012 | ABB | 0 | Fuse Cover | Nos. | None | Inventory | Fuse cover for OESA Switch Disconnector Fuse, DIN-type, Frame size OESA32 to OESAS63
2208 | Fuse cover for OESA Switch Disconnector Fuse, DIN-type, Frame size OESA100 to OESA160 | SDF Accessories | LV_Switchgear | 1SYN833037R2012 | ABB | 0 | Fuse Cover | Nos. | None | Inventory | Fuse cover for OESA Switch Disconnector Fuse, DIN-type, Frame size OESA100 to OESA160
2209 | 315A TP OS Switch Disconnector Fuse, DIN-type, Fuse size 0-2 | SDF | LV_Switchgear | 1SYN953046P3001 | ABB | 315A | NA | Nos. | None | Inventory | 315A TP OS Switch Disconnector Fuse, DIN-type, Fuse size 0-2
2210 | 315A TPN OS Switch Disconnector Fuse, DIN-type, Fuse size 0-2 | SDF | LV_Switchgear | 1SYN953047P3001 | ABB | 315A | NA | Nos. | None | Inventory | 315A TPN OS Switch Disconnector Fuse, DIN-type, Fuse size 0-2
2211 | 315A FP OS Switch Disconnector Fuse, DIN-type, Fuse size 0-2 | SDF | LV_Switchgear | 1SYN953048P3001 | ABB | 315A | NA | Nos. | None | Inventory | 315A FP OS Switch Disconnector Fuse, DIN-type, Fuse size 0-2
2212 | 2A SP 6kA SB200DC MCB C-curve DC, Type SB201-C2DC | MCB | LV_Switchgear | 1SYS251067R0024 | ABB | 2A | DC CNAcurve | Nos. | None | Inventory | 2A SP 6kA SB200DC MCB C-curve DC, Type SB201-C2DC
2213 | 3A SP 6kA SB200DC MCB C-curve DC, Type SB201-C3DC | MCB | LV_Switchgear | 1SYS251067R0034 | ABB | 3A | DC CNAcurve | Nos. | None | Inventory | 3A SP 6kA SB200DC MCB C-curve DC, Type SB201-C3DC
2214 | 4A SP 6kA SB200DC MCB C-curve DC, Type SB201-C4DC | MCB | LV_Switchgear | 1SYS251067R0044 | ABB | 4A | DC CNAcurve | Nos. | None | Inventory | 4A SP 6kA SB200DC MCB C-curve DC, Type SB201-C4DC
2215 | 6A SP 6kA SB200DC MCB C-curve DC, Type SB201-C6DC | MCB | LV_Switchgear | 1SYS251067R0064 | ABB | 6A | DC CNAcurve | Nos. | None | Inventory | 6A SP 6kA SB200DC MCB C-curve DC, Type SB201-C6DC
2216 | 10A SP 6kA SB200DC MCB C-curve DC, Type SB201-C10DC | MCB | LV_Switchgear | 1SYS251067R0104 | ABB | 10A | DC CNAcurve | Nos. | None | Inventory | 10A SP 6kA SB200DC MCB C-curve DC, Type SB201-C10DC
2217 | 16A SP 6kA SB200DC MCB C-curve DC, Type SB201-C16DC | MCB | LV_Switchgear | 1SYS251067R0164 | ABB | 16A | DC CNAcurve | Nos. | None | Inventory | 16A SP 6kA SB200DC MCB C-curve DC, Type SB201-C16DC
2218 | 20A SP 6kA SB200DC MCB C-curve DC, Type SB201-C20DC | MCB | LV_Switchgear | 1SYS251067R0204 | ABB | 20A | DC CNAcurve | Nos. | None | Inventory | 20A SP 6kA SB200DC MCB C-curve DC, Type SB201-C20DC
2219 | 25A SP 6kA SB200DC MCB C-curve DC, Type SB201-C25DC | MCB | LV_Switchgear | 1SYS251067R0254 | ABB | 25A | DC CNAcurve | Nos. | None | Inventory | 25A SP 6kA SB200DC MCB C-curve DC, Type SB201-C25DC
2220 | 32A SP 6kA SB200DC MCB C-curve DC, Type SB201-C32DC | MCB | LV_Switchgear | 1SYS251067R0324 | ABB | 32A | DC CNAcurve | Nos. | None | Inventory | 32A SP 6kA SB200DC MCB C-curve DC, Type SB201-C32DC
2221 | 40A SP 6kA SB200DC MCB C-curve DC, Type SB201-C40DC | MCB | LV_Switchgear | 1SYS251067R0404 | ABB | 40A | DC CNAcurve | Nos. | None | Inventory | 40A SP 6kA SB200DC MCB C-curve DC, Type SB201-C40DC
2222 | 50A SP 6kA SB200DC MCB C-curve DC, Type SB201-C50DC | MCB | LV_Switchgear | 1SYS251067R0504 | ABB | 50A | DC CNAcurve | Nos. | None | Inventory | 50A SP 6kA SB200DC MCB C-curve DC, Type SB201-C50DC
2223 | 63A SP 6kA SB200DC MCB C-curve DC, Type SB201-C63DC | MCB | LV_Switchgear | 1SYS251067R0634 | ABB | 63A | DC CNAcurve | Nos. | None | Inventory | 63A SP 6kA SB200DC MCB C-curve DC, Type SB201-C63DC
2224 | 1.6A SP 6kA SB200DC MCB C-curve DC, Type SB201-C1.6DC | MCB | LV_Switchgear | 1SYS251067R0974 | ABB | 1.6A | DC CNAcurve | Nos. | None | Inventory | 1.6A SP 6kA SB200DC MCB C-curve DC, Type SB201-C1.6DC
2225 | 2A DP 6kA SB200DC MCB C-curve DC, Type SB202-C2DC | MCB | LV_Switchgear | 1SYS252067R0024 | ABB | 2A | DC CNAcurve | Nos. |  | Inventory | 2A DP 6kA SB200DC MCB C-curve DC, Type SB202-C2DC
2226 | 3A DP 6kA SB200DC MCB C-curve DC, Type SB202-C3DC | MCB | LV_Switchgear | 1SYS252067R0034 | ABB | 3A | DC CNAcurve | Nos. | None | Inventory | 3A DP 6kA SB200DC MCB C-curve DC, Type SB202-C3DC
2227 | 4A DP 6kA SB200DC MCB C-curve DC, Type SB202-C4DC | MCB | LV_Switchgear | 1SYS252067R0044 | ABB | 4A | DC CNAcurve | Nos. |  | Inventory | 4A DP 6kA SB200DC MCB C-curve DC, Type SB202-C4DC
2228 | 6A DP 6kA SB200DC MCB C-curve DC, Type SB202-C6DC | MCB | LV_Switchgear | 1SYS252067R0064 | ABB | 6A | DC CNAcurve | Nos. |  | Inventory | 6A DP 6kA SB200DC MCB C-curve DC, Type SB202-C6DC
2229 | 10A DP 6kA SB200DC MCB C-curve DC, Type SB202-C10DC | MCB | LV_Switchgear | 1SYS252067R0104 | ABB | 10A | DC CNAcurve | Nos. |  | Inventory | 10A DP 6kA SB200DC MCB C-curve DC, Type SB202-C10DC
2230 | 16A DP 6kA SB200DC MCB C-curve DC, Type SB202-C16DC | MCB | LV_Switchgear | 1SYS252067R0164 | ABB | 16A | DC CNAcurve | Nos. |  | Inventory | 16A DP 6kA SB200DC MCB C-curve DC, Type SB202-C16DC
2231 | 20A DP 6kA SB200DC MCB C-curve DC, Type SB202-C20DC | MCB | LV_Switchgear | 1SYS252067R0204 | ABB | 20A | DC CNAcurve | Nos. | None | Inventory | 20A DP 6kA SB200DC MCB C-curve DC, Type SB202-C20DC
2232 | 25A DP 6kA SB200DC MCB C-curve DC, Type SB202-C25DC | MCB | LV_Switchgear | 1SYS252067R0254 | ABB | 25A | DC CNAcurve | Nos. | None | Inventory | 25A DP 6kA SB200DC MCB C-curve DC, Type SB202-C25DC
2233 | 32A DP 6kA SB200DC MCB C-curve DC, Type SB202-C32DC | MCB | LV_Switchgear | 1SYS252067R0324 | ABB | 32A | DC CNAcurve | Nos. | None | Inventory | 32A DP 6kA SB200DC MCB C-curve DC, Type SB202-C32DC
2234 | 40A DP 6kA SB200DC MCB C-curve DC, Type SB202-C40DC | MCB | LV_Switchgear | 1SYS252067R0404 | ABB | 40A | DC CNAcurve | Nos. | None | Inventory | 40A DP 6kA SB200DC MCB C-curve DC, Type SB202-C40DC
2235 | 50A DP 6kA SB200DC MCB C-curve DC, Type SB202-C50DC | MCB | LV_Switchgear | 1SYS252067R0504 | ABB | 50A | DC CNAcurve | Nos. | None | Inventory | 50A DP 6kA SB200DC MCB C-curve DC, Type SB202-C50DC
2236 | 63A DP 6kA SB200DC MCB C-curve DC, Type SB202-C63DC | MCB | LV_Switchgear | 1SYS252067R0634 | ABB | 63A | DC CNAcurve | Nos. | None | Inventory | 63A DP 6kA SB200DC MCB C-curve DC, Type SB202-C63DC
2237 | 1.6A DP 6kA SB200DC MCB C-curve DC, Type SB202-C1.6DC | MCB | LV_Switchgear | 1SYS252067R0974 | ABB | 1.6A | DC CNAcurve | Nos. | None | Inventory | 1.6A DP 6kA SB200DC MCB C-curve DC, Type SB202-C1.6DC
2810 | Spring Charging Mechanism-complete | BREAKER SPARE | SWITCHGEAR | 33KV-SPRING-CHARGE-MECHANISUM | ABB | - | - | Nos. |  | Inventory | Spring Charging Mechanism-complete
2239 | 1A SP 10kA SB200M MCB D-curve, Type SB201M-D1 | MCB | LV_Switchgear | 1SYS271012R0011 | ABB | 1A | DNAcurve | Nos. | None | Inventory | 1A SP 10kA SB200M MCB D-curve, Type SB201M-D1
2240 | 1A SP 10kA SB200M MCB C-curve, Type SB201M-C1 | MCB | LV_Switchgear | 1SYS271012R0014 | ABB | 1A | CNAcurve | Nos. | None | Inventory | 1A SP 10kA SB200M MCB C-curve, Type SB201M-C1
2241 | 2A SP 10kA SB200M MCB D-curve, Type SB201M-D2 | MCB | LV_Switchgear | 1SYS271012R0021 | ABB | 2A | DNAcurve | Nos. | None | Inventory | 2A SP 10kA SB200M MCB D-curve, Type SB201M-D2
2242 | 2A SP 10kA SB200M MCB C-curve, Type SB201M-C2 | MCB | LV_Switchgear | 1SYS271012R0024 | ABB | 2A | CNAcurve | Nos. | None | Inventory | 2A SP 10kA SB200M MCB C-curve, Type SB201M-C2
2243 | 3A SP 10kA SB200M MCB D-curve, Type SB201M-D3 | MCB | LV_Switchgear | 1SYS271012R0031 | ABB | 3A | DNAcurve | Nos. | None | Inventory | 3A SP 10kA SB200M MCB D-curve, Type SB201M-D3
2244 | 3A SP 10kA SB200M MCB C-curve, Type SB201M-C3 | MCB | LV_Switchgear | 1SYS271012R0034 | ABB | 3A | CNAcurve | Nos. | None | Inventory | 3A SP 10kA SB200M MCB C-curve, Type SB201M-C3
2245 | 4A SP 10kA SB200M MCB D-curve, Type SB201M-D4 | MCB | LV_Switchgear | 1SYS271012R0041 | ABB | 4A | DNAcurve | Nos. | None | Inventory | 4A SP 10kA SB200M MCB D-curve, Type SB201M-D4
2246 | 4A SP 10kA SB200M MCB C-curve, Type SB201M-C4 | MCB | LV_Switchgear | 1SYS271012R0044 | ABB | 4A | CNAcurve | Nos. | None | Inventory | 4A SP 10kA SB200M MCB C-curve, Type SB201M-C4
2247 | 6A SP 10kA SB200M MCB D-curve, Type SB201M-D6 | MCB | LV_Switchgear | 1SYS271012R0061 | ABB | 6A | DNAcurve | Nos. | None | Inventory | 6A SP 10kA SB200M MCB D-curve, Type SB201M-D6
2811 | 33KV,VD4,TRIP COIL ASSEMBLY. | BREAKER SPARE | SWITCHGEAR | 33KV-TRIP-COIL-ASSEMBLY | ABB | - | - | Nos. |  | Inventory | 33KV,VD4,TRIP COIL ASSEMBLY.
2249 | 6A SP 10kA SB200M MCB B-curve, Type SB201M-B6 | MCB | LV_Switchgear | 1SYS271012R0065 | ABB | 6A | BNAcurve | Nos. | None | Inventory | 6A SP 10kA SB200M MCB B-curve, Type SB201M-B6
2250 | 10A SP 10kA SB200M MCB D-curve, Type SB201M-D10 | MCB | LV_Switchgear | 1SYS271012R0101 | ABB | 10A | DNAcurve | Nos. | None | Inventory | 10A SP 10kA SB200M MCB D-curve, Type SB201M-D10
2251 | 10A SP 10kA SB200M MCB C-curve, Type SB201M-C10 | MCB | LV_Switchgear | 1SYS271012R0104 | ABB | 10A | CNAcurve | Nos. | None | Inventory | 10A SP 10kA SB200M MCB C-curve, Type SB201M-C10
2252 | 10A SP 10kA SB200M MCB B-curve, Type SB201M-B10 | MCB | LV_Switchgear | 1SYS271012R0105 | ABB | 10A | BNAcurve | Nos. | None | Inventory | 10A SP 10kA SB200M MCB B-curve, Type SB201M-B10
2253 | 16A SP 10kA SB200M MCB D-curve, Type SB201M-D16 | MCB | LV_Switchgear | 1SYS271012R0161 | ABB | 16A | DNAcurve | Nos. | None | Inventory | 16A SP 10kA SB200M MCB D-curve, Type SB201M-D16
2254 | 16A SP 10kA SB200M MCB C-curve, Type SB201M-C16 | MCB | LV_Switchgear | 1SYS271012R0164 | ABB | 16A | CNAcurve | Nos. | None | Inventory | 16A SP 10kA SB200M MCB C-curve, Type SB201M-C16
2255 | 16A SP 10kA SB200M MCB B-curve, Type SB201M-B16 | MCB | LV_Switchgear | 1SYS271012R0165 | ABB | 16A | BNAcurve | Nos. | None | Inventory | 16A SP 10kA SB200M MCB B-curve, Type SB201M-B16
2256 | 20A SP 10kA SB200M MCB D-curve, Type SB201M-D20 | MCB | LV_Switchgear | 1SYS271012R0201 | ABB | 20A | DNAcurve | Nos. | None | Inventory | 20A SP 10kA SB200M MCB D-curve, Type SB201M-D20
2257 | 20A SP 10kA SB200M MCB C-curve, Type SB201M-C20 | MCB | LV_Switchgear | 1SYS271012R0204 | ABB | 20A | CNAcurve | Nos. | None | Inventory | 20A SP 10kA SB200M MCB C-curve, Type SB201M-C20
2258 | 20A SP 10kA SB200M MCB B-curve, Type SB201M-B20 | MCB | LV_Switchgear | 1SYS271012R0205 | ABB | 20A | BNAcurve | Nos. | None | Inventory | 20A SP 10kA SB200M MCB B-curve, Type SB201M-B20
2259 | 25A SP 10kA SB200M MCB D-curve, Type SB201M-D25 | MCB | LV_Switchgear | 1SYS271012R0251 | ABB | 25A | DNAcurve | Nos. | None | Inventory | 25A SP 10kA SB200M MCB D-curve, Type SB201M-D25
2260 | 25A SP 10kA SB200M MCB C-curve, Type SB201M-C25 | MCB | LV_Switchgear | 1SYS271012R0254 | ABB | 25A | CNAcurve | Nos. | None | Inventory | 25A SP 10kA SB200M MCB C-curve, Type SB201M-C25
2261 | 25A SP 10kA SB200M MCB B-curve, Type SB201M-B25 | MCB | LV_Switchgear | 1SYS271012R0255 | ABB | 25A | BNAcurve | Nos. | None | Inventory | 25A SP 10kA SB200M MCB B-curve, Type SB201M-B25
2262 | 32A SP 10kA SB200M MCB D-curve, Type SB201M-D32 | MCB | LV_Switchgear | 1SYS271012R0321 | ABB | 32A | DNAcurve | Nos. | None | Inventory | 32A SP 10kA SB200M MCB D-curve, Type SB201M-D32
2263 | 32A SP 10kA SB200M MCB C-curve, Type SB201M-C32 | MCB | LV_Switchgear | 1SYS271012R0324 | ABB | 32A | CNAcurve | Nos. | None | Inventory | 32A SP 10kA SB200M MCB C-curve, Type SB201M-C32
2264 | 32A SP 10kA SB200M MCB B-curve, Type SB201M-B32 | MCB | LV_Switchgear | 1SYS271012R0325 | ABB | 32A | BNAcurve | Nos. | None | Inventory | 32A SP 10kA SB200M MCB B-curve, Type SB201M-B32
2265 | 40A SP 10kA SB200M MCB D-curve, Type SB201M-D40 | MCB | LV_Switchgear | 1SYS271012R0401 | ABB | 40A | DNAcurve | Nos. | None | Inventory | 40A SP 10kA SB200M MCB D-curve, Type SB201M-D40
2266 | 40A SP 10kA SB200M MCB C-curve, Type SB201M-C40 | MCB | LV_Switchgear | 1SYS271012R0404 | ABB | 40A | CNAcurve | Nos. | None | Inventory | 40A SP 10kA SB200M MCB C-curve, Type SB201M-C40
2267 | 40A SP 10kA SB200M MCB B-curve, Type SB201M-B40 | MCB | LV_Switchgear | 1SYS271012R0405 | ABB | 40A | BNAcurve | Nos. | None | Inventory | 40A SP 10kA SB200M MCB B-curve, Type SB201M-B40
2268 | 50A SP 10kA SB200M MCB D-curve, Type SB201M-D50 | MCB | LV_Switchgear | 1SYS271012R0501 | ABB | 50A | DNAcurve | Nos. | None | Inventory | 50A SP 10kA SB200M MCB D-curve, Type SB201M-D50
2269 | 50A SP 10kA SB200M MCB C-curve, Type SB201M-C50 | MCB | LV_Switchgear | 1SYS271012R0504 | ABB | 50A | CNAcurve | Nos. | None | Inventory | 50A SP 10kA SB200M MCB C-curve, Type SB201M-C50
2270 | 63A SP 10kA SB200M MCB D-curve, Type SB201M-D63 | MCB | LV_Switchgear | 1SYS271012R0631 | ABB | 63A | DNAcurve | Nos. | None | Inventory | 63A SP 10kA SB200M MCB D-curve, Type SB201M-D63
2271 | 63A SP 10kA SB200M MCB C-curve, Type SB201M-C63 | MCB | LV_Switchgear | 1SYS271012R0634 | ABB | 63A | CNAcurve | Nos. | None | Inventory | 63A SP 10kA SB200M MCB C-curve, Type SB201M-C63
2272 | 1.6A SP 10kA SB200M MCB D-curve, Type SB201M-D1.6 | MCB | LV_Switchgear | 1SYS271012R0971 | ABB | 1.6A | DNAcurve | Nos. | None | Inventory | 1.6A SP 10kA SB200M MCB D-curve, Type SB201M-D1.6
2273 | 1.6A SP 10kA SB200M MCB C-curve, Type SB201M-C1.6 | MCB | LV_Switchgear | 1SYS271012R0974 | ABB | 1.6A | CNAcurve | Nos. | None | Inventory | 1.6A SP 10kA SB200M MCB C-curve, Type SB201M-C1.6
2274 | 0.5A SP 10kA SB200M MCB D-curve, Type SB201M-D0.5 | MCB | LV_Switchgear | 1SYS271012R0981 | ABB | 0.5A | DNAcurve | Nos. | None | Inventory | 0.5A SP 10kA SB200M MCB D-curve, Type SB201M-D0.5
2275 | 0.5A SP 10kA SB200M MCB C-curve, Type SB201M-C0.5 | MCB | LV_Switchgear | 1SYS271012R0984 | ABB | 0.5A | CNAcurve | Nos. | None | Inventory | 0.5A SP 10kA SB200M MCB C-curve, Type SB201M-C0.5
2276 | 1A SPN 10kA SB200M MCB C-curve, Type SB201M-C1NA | MCB | LV_Switchgear | 1SYS271112R0014 | ABB | 1A | CNAcurve | Nos. | None | Inventory | 1A SPN 10kA SB200M MCB C-curve, Type SB201M-C1NA
2277 | 2A SPN 10kA SB200M MCB C-curve, Type SB201M-C2NA | MCB | LV_Switchgear | 1SYS271112R0024 | ABB | 2A | CNAcurve | Nos. | None | Inventory | 2A SPN 10kA SB200M MCB C-curve, Type SB201M-C2NA
2278 | 3A SPN 10kA SB200M MCB C-curve, Type SB201M-C3NA | MCB | LV_Switchgear | 1SYS271112R0034 | ABB | 3A | CNAcurve | Nos. | None | Inventory | 3A SPN 10kA SB200M MCB C-curve, Type SB201M-C3NA
2279 | 4A SPN 10kA SB200M MCB C-curve, Type SB201M-C4NA | MCB | LV_Switchgear | 1SYS271112R0044 | ABB | 4A | CNAcurve | Nos. | None | Inventory | 4A SPN 10kA SB200M MCB C-curve, Type SB201M-C4NA
2280 | 6A SPN 10kA SB200M MCB C-curve, Type SB201M-C6NA | MCB | LV_Switchgear | 1SYS271112R0064 | ABB | 6A | CNAcurve | Nos. | None | Inventory | 6A SPN 10kA SB200M MCB C-curve, Type SB201M-C6NA
2281 | 6A SPN 10kA SB200M MCB B-curve, Type SB201M-B6NA | MCB | LV_Switchgear | 1SYS271112R0065 | ABB | 6A | BNAcurve | Nos. | None | Inventory | 6A SPN 10kA SB200M MCB B-curve, Type SB201M-B6NA
2282 | 10A SPN 10kA SB200M MCB C-curve, Type SB201M-C10NA | MCB | LV_Switchgear | 1SYS271112R0104 | ABB | 10A | CNAcurve | Nos. | None | Inventory | 10A SPN 10kA SB200M MCB C-curve, Type SB201M-C10NA
2283 | 10A SPN 10kA SB200M MCB B-curve, Type SB201M-B10NA | MCB | LV_Switchgear | 1SYS271112R0105 | ABB | 10A | BNAcurve | Nos. | None | Inventory | 10A SPN 10kA SB200M MCB B-curve, Type SB201M-B10NA
2284 | 16A SPN 10kA SB200M MCB C-curve, Type SB201M-C16NA | MCB | LV_Switchgear | 1SYS271112R0164 | ABB | 16A | CNAcurve | Nos. | None | Inventory | 16A SPN 10kA SB200M MCB C-curve, Type SB201M-C16NA
2285 | 16A SPN 10kA SB200M MCB B-curve, Type SB201M-B16NA | MCB | LV_Switchgear | 1SYS271112R0165 | ABB | 16A | BNAcurve | Nos. | None | Inventory | 16A SPN 10kA SB200M MCB B-curve, Type SB201M-B16NA
2286 | 20A SPN 10kA SB200M MCB C-curve, Type SB201M-C20NA | MCB | LV_Switchgear | 1SYS271112R0204 | ABB | 20A | CNAcurve | Nos. | None | Inventory | 20A SPN 10kA SB200M MCB C-curve, Type SB201M-C20NA
2287 | 20A SPN 10kA SB200M MCB B-curve, Type SB201M-B20NA | MCB | LV_Switchgear | 1SYS271112R0205 | ABB | 20A | BNAcurve | Nos. | None | Inventory | 20A SPN 10kA SB200M MCB B-curve, Type SB201M-B20NA
2288 | 25A SPN 10kA SB200M MCB C-curve, Type SB201M-C25NA | MCB | LV_Switchgear | 1SYS271112R0254 | ABB | 25A | CNAcurve | Nos. | None | Inventory | 25A SPN 10kA SB200M MCB C-curve, Type SB201M-C25NA
2289 | 25A SPN 10kA SB200M MCB B-curve, Type SB201M-B25NA | MCB | LV_Switchgear | 1SYS271112R0255 | ABB | 25A | BNAcurve | Nos. | None | Inventory | 25A SPN 10kA SB200M MCB B-curve, Type SB201M-B25NA
2290 | 32A SPN 10kA SB200M MCB C-curve, Type SB201M-C32NA | MCB | LV_Switchgear | 1SYS271112R0324 | ABB | 32A | CNAcurve | Nos. | None | Inventory | 32A SPN 10kA SB200M MCB C-curve, Type SB201M-C32NA
2291 | 32A SPN 10kA SB200M MCB B-curve, Type SB201M-B32NA | MCB | LV_Switchgear | 1SYS271112R0325 | ABB | 32A | BNAcurve | Nos. | None | Inventory | 32A SPN 10kA SB200M MCB B-curve, Type SB201M-B32NA
2292 | 40A SPN 10kA SB200M MCB C-curve, Type SB201M-C40NA | MCB | LV_Switchgear | 1SYS271112R0404 | ABB | 40A | CNAcurve | Nos. | None | Inventory | 40A SPN 10kA SB200M MCB C-curve, Type SB201M-C40NA
2293 | 40A SPN 10kA SB200M MCB B-curve, Type SB201M-B40NA | MCB | LV_Switchgear | 1SYS271112R0405 | ABB | 40A | BNAcurve | Nos. | None | Inventory | 40A SPN 10kA SB200M MCB B-curve, Type SB201M-B40NA
2294 | 50A SPN 10kA SB200M MCB C-curve, Type SB201M-C50NA | MCB | LV_Switchgear | 1SYS271112R0504 | ABB | 50A | CNAcurve | Nos. | None | Inventory | 50A SPN 10kA SB200M MCB C-curve, Type SB201M-C50NA
2295 | 63A SPN 10kA SB200M MCB C-curve, Type SB201M-C63NA | MCB | LV_Switchgear | 1SYS271112R0634 | ABB | 63A | CNAcurve | Nos. | None | Inventory | 63A SPN 10kA SB200M MCB C-curve, Type SB201M-C63NA
2296 | 1.6A SPN 10kA SB200M MCB C-curve, Type SB201M-C1.6NA | MCB | LV_Switchgear | 1SYS271112R0974 | ABB | 1.6A | CNAcurve | Nos. | None | Inventory | 1.6A SPN 10kA SB200M MCB C-curve, Type SB201M-C1.6NA
2297 | 0.5A SPN 10kA SB200M MCB C-curve, Type SB201M-C0.5NA | MCB | LV_Switchgear | 1SYS271112R0984 | ABB | 0.5A | CNAcurve | Nos. | None | Inventory | 0.5A SPN 10kA SB200M MCB C-curve, Type SB201M-C0.5NA
2812 | 33kV,VD4 BS2 SPRING CHARGE SWITCH | BREAKER SPARE | SWITCHGEAR | 33KV-VD4-BS2-SWITCH | ABB | - | - | Nos. |  | Inventory | 33kV,VD4 BS2 SPRING CHARGE SWITCH
2813 | 33kV,VD4 BT1 SERVICE POSITION SWITCH | BREAKER SPARE | SWITCHGEAR | 33KV-VD4-BT1-SWITCH | ABB | - | - | Nos. |  | Inventory | 33kV,VD4 BT1 SERVICE POSITION SWITCH
2814 | 33kV,VD4 BT2 TEST POSITION SWITCH | BREAKER SPARE | SWITCHGEAR | 33KV-VD4-BT2-SWITCH | ABB | - | - | Nos. |  | Inventory | 33kV,VD4 BT2 TEST POSITION SWITCH
2301 | 6A DP 10kA SH202M MCB D-curve, Type SH202M-D6 | MCB | LV_Switchgear | 1SYS272011R0061 | ABB | 6A | D-curve | Nos. |  | Inventory | 6A DP 10kA SH202M MCB D-curve, Type SH202M-D6
2302 | 10A DP 10kA SH202M MCB D-curve, Type SH202M-D10 | MCB | LV_Switchgear | 1SYS272011R0101 | ABB | 10A | D-curve | Nos. |  | Inventory | 10A DP 10kA SH202M MCB D-curve, Type SH202M-D10
2303 | 16A DP 10kA SH202M MCB D-curve, Type SH202M-D16 | MCB | LV_Switchgear | 1SYS272011R0161 | ABB | 16A | D-curve | Nos. |  | Inventory | 16A DP 10kA SH202M MCB D-curve, Type SH202M-D16
2304 | 16A DP 10kA SH200M MCB C-curve, Type SH202M-C16 | MCB | LV_Switchgear | 1SYS272011R0164 | ABB | 16A | C-curve | Nos. |  | Inventory | 16A DP 10kA SH200M MCB C-curve, Type SH202M-C16
2305 | 25A DP 10kA SH200M MCB C-curve, Type SH202M-C25 | MCB | LV_Switchgear | 1SYS272011R0254 | ABB | 25A | C-curve | Nos. |  | Inventory | 25A DP 10kA SH200M MCB C-curve, Type SH202M-C25
2306 | 40A DP 10kA SH200M MCB D-curve, Type SH202M-D40 | MCB | LV_Switchgear | 1SYS272011R0401 | ABB | 40A | D-curve | Nos. |  | Inventory | 40A DP 10kA SH200M MCB D-curve, Type SH202M-D40
2307 | 1A DP 10kA SB200M MCB D-curve, Type SB202M-D1 | MCB | LV_Switchgear | 1SYS272012R0011 | ABB | 1A | DNAcurve | Nos. | None | Inventory | 1A DP 10kA SB200M MCB D-curve, Type SB202M-D1
2308 | 1A DP 10kA SB200M MCB C-curve, Type SB202M-C1 | MCB | LV_Switchgear | 1SYS272012R0014 | ABB | 1A | CNAcurve | Nos. | None | Inventory | 1A DP 10kA SB200M MCB C-curve, Type SB202M-C1
2309 | 2A DP 10kA SB200M MCB D-curve, Type SB202M-D2 | MCB | LV_Switchgear | 1SYS272012R0021 | ABB | 2A | DNAcurve | Nos. | None | Inventory | 2A DP 10kA SB200M MCB D-curve, Type SB202M-D2
2310 | 2A DP 10kA SB200M MCB C-curve, Type SB202M-C2 | MCB | LV_Switchgear | 1SYS272012R0024 | ABB | 2A | CNAcurve | Nos. |  | Inventory | 2A DP 10kA SB200M MCB C-curve, Type SB202M-C2
2311 | 3A DP 10kA SB200M MCB D-curve, Type SB202M-D3 | MCB | LV_Switchgear | 1SYS272012R0031 | ABB | 3A | DNAcurve | Nos. | None | Inventory | 3A DP 10kA SB200M MCB D-curve, Type SB202M-D3
2312 | 3A DP 10kA SB200M MCB C-curve, Type SB202M-C3 | MCB | LV_Switchgear | 1SYS272012R0034 | ABB | 3A | CNAcurve | Nos. | None | Inventory | 3A DP 10kA SB200M MCB C-curve, Type SB202M-C3
2313 | 4A DP 10kA SB200M MCB D-curve, Type SB202M-D4 | MCB | LV_Switchgear | 1SYS272012R0041 | ABB | 4A | DNAcurve | Nos. | None | Inventory | 4A DP 10kA SB200M MCB D-curve, Type SB202M-D4
2314 | 4A DP 10kA SB200M MCB C-curve, Type SB202M-C4 | MCB | LV_Switchgear | 1SYS272012R0044 | ABB | 4A | CNAcurve | Nos. |  | Inventory | 4A DP 10kA SB200M MCB C-curve, Type SB202M-C4
2315 | 6A DP 10kA SB200M MCB D-curve, Type SB202M-D6 | MCB | LV_Switchgear | 1SYS272012R0061 | ABB | 6A | DNAcurve | Nos. | None | Inventory | 6A DP 10kA SB200M MCB D-curve, Type SB202M-D6
2316 | 6A DP 10kA SB200M MCB C-curve, Type SB202M-C6 | MCB | LV_Switchgear | 1SYS272012R0064 | ABB | 6A | C-curve | Nos |  | Inventory | 6A DP 10kA SB200M MCB C-curve, Type SB202M-C6
2317 | 6A DP 10kA SB200M MCB B-curve, Type SB202M-B6 | MCB | LV_Switchgear | 1SYS272012R0065 | ABB | 6A | BNAcurve | Nos. | None | Inventory | 6A DP 10kA SB200M MCB B-curve, Type SB202M-B6
2318 | 10A DP 10kA SB200M MCB D-curve, Type SB202M-D10 | MCB | LV_Switchgear | 1SYS272012R0101 | ABB | 10A | DNAcurve | Nos. | None | Inventory | 10A DP 10kA SB200M MCB D-curve, Type SB202M-D10
2319 | 10A DP 10kA SB200M MCB C-curve, Type SB202M-C10 | MCB | LV_Switchgear | 1SYS272012R0104 | ABB | 10A | CNAcurve | Nos. |  | Inventory | 10A DP 10kA SB200M MCB C-curve, Type SB202M-C10
2320 | 10A DP 10kA SB200M MCB B-curve, Type SB202M-B10 | MCB | LV_Switchgear | 1SYS272012R0105 | ABB | 10A | BNAcurve | Nos. | None | Inventory | 10A DP 10kA SB200M MCB B-curve, Type SB202M-B10
2321 | 16A DP 10kA SB200M MCB D-curve, Type SB202M-D16 | MCB | LV_Switchgear | 1SYS272012R0161 | ABB | 16A | DNAcurve | Nos. | None | Inventory | 16A DP 10kA SB200M MCB D-curve, Type SB202M-D16
2322 | 16A DP 10kA SB200M MCB C-curve, Type SB202M-C16 | MCB | LV_Switchgear | 1SYS272012R0164 | ABB | 16A | CNAcurve | Nos. |  | Inventory | 16A DP 10kA SB200M MCB C-curve, Type SB202M-C16
2323 | 16A DP 10kA SB200M MCB B-curve, Type SB202M-B16 | MCB | LV_Switchgear | 1SYS272012R0165 | ABB | 16A | BNAcurve | Nos. | None | Inventory | 16A DP 10kA SB200M MCB B-curve, Type SB202M-B16
2324 | 20A DP 10kA SB200M MCB D-curve, Type SB202M-D20 | MCB | LV_Switchgear | 1SYS272012R0201 | ABB | 20A | DNAcurve | Nos. | None | Inventory | 20A DP 10kA SB200M MCB D-curve, Type SB202M-D20
2325 | 20A DP 10kA SB200M MCB C-curve, Type SB202M-C20 | MCB | LV_Switchgear | 1SYS272012R0204 | ABB | 20A | CNAcurve | Nos. | None | Inventory | 20A DP 10kA SB200M MCB C-curve, Type SB202M-C20
2326 | 20A DP 10kA SB200M MCB B-curve, Type SB202M-B20 | MCB | LV_Switchgear | 1SYS272012R0205 | ABB | 20A | BNAcurve | Nos. | None | Inventory | 20A DP 10kA SB200M MCB B-curve, Type SB202M-B20
2327 | 25A DP 10kA SB200M MCB D-curve, Type SB202M-D25 | MCB | LV_Switchgear | 1SYS272012R0251 | ABB | 25A | DNAcurve | Nos. | None | Inventory | 25A DP 10kA SB200M MCB D-curve, Type SB202M-D25
2328 | 25A DP 10kA SB200M MCB C-curve, Type SB202M-C25 | MCB | LV_Switchgear | 1SYS272012R0254 | ABB | 25A | CNAcurve | Nos. | None | Inventory | 25A DP 10kA SB200M MCB C-curve, Type SB202M-C25
2329 | 25A DP 10kA SB200M MCB B-curve, Type SB202M-B25 | MCB | LV_Switchgear | 1SYS272012R0255 | ABB | 25A | BNAcurve | Nos. | None | Inventory | 25A DP 10kA SB200M MCB B-curve, Type SB202M-B25
2330 | 32A DP 10kA SB200M MCB D-curve, Type SB202M-D32 | MCB | LV_Switchgear | 1SYS272012R0321 | ABB | 32A | DNAcurve | Nos. | None | Inventory | 32A DP 10kA SB200M MCB D-curve, Type SB202M-D32
2331 | 32A DP 10kA SB200M MCB C-curve, Type SB202M-C32 | MCB | LV_Switchgear | 1SYS272012R0324 | ABB | 32A | CNAcurve | Nos. | None | Inventory | 32A DP 10kA SB200M MCB C-curve, Type SB202M-C32
2332 | 32A DP 10kA SB200M MCB B-curve, Type SB202M-B32 | MCB | LV_Switchgear | 1SYS272012R0325 | ABB | 32A | BNAcurve | Nos. | None | Inventory | 32A DP 10kA SB200M MCB B-curve, Type SB202M-B32
2333 | 40A DP 10kA SB200M MCB D-curve, Type SB202M-D40 | MCB | LV_Switchgear | 1SYS272012R0401 | ABB | 40A | DNAcurve | Nos. | None | Inventory | 40A DP 10kA SB200M MCB D-curve, Type SB202M-D40
2334 | 40A DP 10kA SB200M MCB C-curve, Type SB202M-C40 | MCB | LV_Switchgear | 1SYS272012R0404 | ABB | 40A | CNAcurve | Nos. | None | Inventory | 40A DP 10kA SB200M MCB C-curve, Type SB202M-C40
2335 | 40A DP 10kA SB200M MCB B-curve, Type SB202M-B40 | MCB | LV_Switchgear | 1SYS272012R0405 | ABB | 40A | BNAcurve | Nos. | None | Inventory | 40A DP 10kA SB200M MCB B-curve, Type SB202M-B40
2336 | 50A DP 10kA SB200M MCB D-curve, Type SB202M-D50 | MCB | LV_Switchgear | 1SYS272012R0501 | ABB | 50A | DNAcurve | Nos. | None | Inventory | 50A DP 10kA SB200M MCB D-curve, Type SB202M-D50
2337 | 50A DP 10kA SB200M MCB C-curve, Type SB202M-C50 | MCB | LV_Switchgear | 1SYS272012R0504 | ABB | 50A | CNAcurve | Nos. | None | Inventory | 50A DP 10kA SB200M MCB C-curve, Type SB202M-C50
2338 | 63A DP 10kA SB200M MCB D-curve, Type SB202M-D63 | MCB | LV_Switchgear | 1SYS272012R0631 | ABB | 63A | DNAcurve | Nos. | None | Inventory | 63A DP 10kA SB200M MCB D-curve, Type SB202M-D63
2339 | 63A DP 10kA SB200M MCB C-curve, Type SB202M-C63 | MCB | LV_Switchgear | 1SYS272012R0634 | ABB | 63A | CNAcurve | Nos. | None | Inventory | 63A DP 10kA SB200M MCB C-curve, Type SB202M-C63
2340 | 1.6A DP 10kA SB200M MCB D-curve, Type SB202M-D1.6 | MCB | LV_Switchgear | 1SYS272012R0971 | ABB | 1.6A | DNAcurve | Nos. | None | Inventory | 1.6A DP 10kA SB200M MCB D-curve, Type SB202M-D1.6
2341 | 1.6A DP 10kA SB200M MCB C-curve, Type SB202M-C1.6 | MCB | LV_Switchgear | 1SYS272012R0974 | ABB | 1.6A | CNAcurve | Nos. | None | Inventory | 1.6A DP 10kA SB200M MCB C-curve, Type SB202M-C1.6
2342 | 0.5A DP 10kA SB200M MCB D-curve, Type SB202M-D0.5 | MCB | LV_Switchgear | 1SYS272012R0981 | ABB | 0.5A | DNAcurve | Nos. | None | Inventory | 0.5A DP 10kA SB200M MCB D-curve, Type SB202M-D0.5
2343 | 0.5A DP 10kA SB200M MCB C-curve, Type SB202M-C0.5 | MCB | LV_Switchgear | 1SYS272012R0984 | ABB | 0.5A | CNAcurve | Nos. | None | Inventory | 0.5A DP 10kA SB200M MCB C-curve, Type SB202M-C0.5
2344 | 6A TP 10kA SH200M MCB C-curve, Type SH203M-C6 | MCB | LV_Switchgear | 1SYS273011R0064 | ABB | 6A | C-curve | Nos. |  | Inventory | 6A TP 10kA SH200M MCB C-curve, Type SH203M-C6
2815 | 33KV VD4 SPRING CHARGE MOTOR,AUX. VOLTAGE : 230V AC | BREAKER SPARE | SWITCHGEAR | 33KV-VD4-SPRING-CHARGE-MOTOR | ABB | - | - | Nos. |  | Inventory | 33KV VD4 SPRING CHARGE MOTOR,AUX. VOLTAGE : 230V AC
2346 | 1A TP 10kA SB200M MCB D-curve, Type SB203M-D1 | MCB | LV_Switchgear | 1SYS273012R0011 | ABB | 1A | DNAcurve | Nos. | None | Inventory | 1A TP 10kA SB200M MCB D-curve, Type SB203M-D1
2347 | 1A TP 10kA SB200M MCB C-curve, Type SB203M-C1 | MCB | LV_Switchgear | 1SYS273012R0014 | ABB | 1A | CNAcurve | Nos. | None | Inventory | 1A TP 10kA SB200M MCB C-curve, Type SB203M-C1
2348 | 2A TP 10kA SB200M MCB D-curve, Type SB203M-D2 | MCB | LV_Switchgear | 1SYS273012R0021 | ABB | 2A | DNAcurve | Nos. | None | Inventory | 2A TP 10kA SB200M MCB D-curve, Type SB203M-D2
2349 | 2A TP 10kA SB200M MCB C-curve, Type SB203M-C2 | MCB | LV_Switchgear | 1SYS273012R0024 | ABB | 2A | CNAcurve | Nos. | None | Inventory | 2A TP 10kA SB200M MCB C-curve, Type SB203M-C2
2350 | 3A TP 10kA SB200M MCB D-curve, Type SB203M-D3 | MCB | LV_Switchgear | 1SYS273012R0031 | ABB | 3A | DNAcurve | Nos. | None | Inventory | 3A TP 10kA SB200M MCB D-curve, Type SB203M-D3
2351 | 3A TP 10kA SB200M MCB C-curve, Type SB203M-C3 | MCB | LV_Switchgear | 1SYS273012R0034 | ABB | 3A | CNAcurve | Nos. | None | Inventory | 3A TP 10kA SB200M MCB C-curve, Type SB203M-C3
2352 | 4A TP 10kA SB200M MCB D-curve, Type SB203M-D4 | MCB | LV_Switchgear | 1SYS273012R0041 | ABB | 4A | DNAcurve | Nos. | None | Inventory | 4A TP 10kA SB200M MCB D-curve, Type SB203M-D4
2353 | 4A TP 10kA SB200M MCB C-curve, Type SB203M-C4 | MCB | LV_Switchgear | 1SYS273012R0044 | ABB | 4A | CNAcurve | Nos. | None | Inventory | 4A TP 10kA SB200M MCB C-curve, Type SB203M-C4
2354 | 6A TP 10kA SB200M MCB D-curve, Type SB203M-D6 | MCB | LV_Switchgear | 1SYS273012R0061 | ABB | 6A | DNAcurve | Nos. | None | Inventory | 6A TP 10kA SB200M MCB D-curve, Type SB203M-D6
2355 | 6A TP 10kA SB200M MCB C-curve, Type SB203M-C6 | MCB | LV_Switchgear | 1SYS273012R0064 | ABB | 6A | CNAcurve | Nos. | None | Inventory | 6A TP 10kA SB200M MCB C-curve, Type SB203M-C6
2356 | 10A TP 10kA SB200M MCB D-curve, Type SB203M-D10 | MCB | LV_Switchgear | 1SYS273012R0101 | ABB | 10A | DNAcurve | Nos. | None | Inventory | 10A TP 10kA SB200M MCB D-curve, Type SB203M-D10
2357 | 10A TP 10kA SB200M MCB C-curve, Type SB203M-C10 | MCB | LV_Switchgear | 1SYS273012R0104 | ABB | 10A | CNAcurve | Nos. | None | Inventory | 10A TP 10kA SB200M MCB C-curve, Type SB203M-C10
2358 | 16A TP 10kA SB200M MCB D-curve, Type SB203M-D16 | MCB | LV_Switchgear | 1SYS273012R0161 | ABB | 16A | DNAcurve | Nos. | None | Inventory | 16A TP 10kA SB200M MCB D-curve, Type SB203M-D16
2359 | 16A TP 10kA SB200M MCB C-curve, Type SB203M-C16 | MCB | LV_Switchgear | 1SYS273012R0164 | ABB | 16A | CNAcurve | Nos. | None | Inventory | 16A TP 10kA SB200M MCB C-curve, Type SB203M-C16
2360 | 20A TP 10kA SB200M MCB D-curve, Type SB203M-D20 | MCB | LV_Switchgear | 1SYS273012R0201 | ABB | 20A | DNAcurve | Nos. | None | Inventory | 20A TP 10kA SB200M MCB D-curve, Type SB203M-D20
2361 | 20A TP 10kA SB200M MCB C-curve, Type SB203M-C20 | MCB | LV_Switchgear | 1SYS273012R0204 | ABB | 20A | CNAcurve | Nos. | None | Inventory | 20A TP 10kA SB200M MCB C-curve, Type SB203M-C20
2362 | 25A TP 10kA SB200M MCB D-curve, Type SB203M-D25 | MCB | LV_Switchgear | 1SYS273012R0251 | ABB | 25A | DNAcurve | Nos. | None | Inventory | 25A TP 10kA SB200M MCB D-curve, Type SB203M-D25
2363 | 25A TP 10kA SB200M MCB C-curve, Type SB203M-C25 | MCB | LV_Switchgear | 1SYS273012R0254 | ABB | 25A | CNAcurve | Nos. | None | Inventory | 25A TP 10kA SB200M MCB C-curve, Type SB203M-C25
2364 | 32A TP 10kA SB200M MCB D-curve, Type SB203M-D32 | MCB | LV_Switchgear | 1SYS273012R0321 | ABB | 32A | DNAcurve | Nos. | None | Inventory | 32A TP 10kA SB200M MCB D-curve, Type SB203M-D32
2365 | 32A TP 10kA SB200M MCB C-curve, Type SB203M-C32 | MCB | LV_Switchgear | 1SYS273012R0324 | ABB | 32A | CNAcurve | Nos. | None | Inventory | 32A TP 10kA SB200M MCB C-curve, Type SB203M-C32
2366 | 40A TP 10kA SB200M MCB D-curve, Type SB203M-D40 | MCB | LV_Switchgear | 1SYS273012R0401 | ABB | 40A | DNAcurve | Nos. | None | Inventory | 40A TP 10kA SB200M MCB D-curve, Type SB203M-D40
2367 | 40A TP 10kA SB200M MCB C-curve, Type SB203M-C40 | MCB | LV_Switchgear | 1SYS273012R0404 | ABB | 40A | CNAcurve | Nos. | None | Inventory | 40A TP 10kA SB200M MCB C-curve, Type SB203M-C40
2368 | 50A TP 10kA SB200M MCB D-curve, Type SB203M-D50 | MCB | LV_Switchgear | 1SYS273012R0501 | ABB | 50A | DNAcurve | Nos. | None | Inventory | 50A TP 10kA SB200M MCB D-curve, Type SB203M-D50
2369 | 50A TP 10kA SB200M MCB C-curve, Type SB203M-C50 | MCB | LV_Switchgear | 1SYS273012R0504 | ABB | 50A | CNAcurve | Nos. | None | Inventory | 50A TP 10kA SB200M MCB C-curve, Type SB203M-C50
2370 | 63A TP 10kA SB200M MCB D-curve, Type SB203M-D63 | MCB | LV_Switchgear | 1SYS273012R0631 | ABB | 63A | DNAcurve | Nos. | None | Inventory | 63A TP 10kA SB200M MCB D-curve, Type SB203M-D63
2371 | 63A TP 10kA SB200M MCB C-curve, Type SB203M-C63 | MCB | LV_Switchgear | 1SYS273012R0634 | ABB | 63A | CNAcurve | Nos. | None | Inventory | 63A TP 10kA SB200M MCB C-curve, Type SB203M-C63
2372 | 1.6A TP 10kA SB200M MCB D-curve, Type SB203M-D1.6 | MCB | LV_Switchgear | 1SYS273012R0971 | ABB | 1.6A | DNAcurve | Nos. | None | Inventory | 1.6A TP 10kA SB200M MCB D-curve, Type SB203M-D1.6
2373 | 1.6A TP 10kA SB200M MCB C-curve, Type SB203M-C1.6 | MCB | LV_Switchgear | 1SYS273012R0974 | ABB | 1.6A | CNAcurve | Nos. | None | Inventory | 1.6A TP 10kA SB200M MCB C-curve, Type SB203M-C1.6
2374 | 0.5A TP 10kA SB200M MCB D-curve, Type SB203M-D0.5 | MCB | LV_Switchgear | 1SYS273012R0981 | ABB | 0.5A | DNAcurve | Nos. | None | Inventory | 0.5A TP 10kA SB200M MCB D-curve, Type SB203M-D0.5
2375 | 0.5A TP 10kA SB200M MCB C-curve, Type SB203M-C0.5 | MCB | LV_Switchgear | 1SYS273012R0984 | ABB | 0.5A | CNAcurve | Nos. | None | Inventory | 0.5A TP 10kA SB200M MCB C-curve, Type SB203M-C0.5
2376 | 1A TPN 10kA SB200M MCB C-curve, Type SB203M-C1NA | MCB | LV_Switchgear | 1SYS273112R0014 | ABB | 1A | CNAcurve | Nos. | None | Inventory | 1A TPN 10kA SB200M MCB C-curve, Type SB203M-C1NA
2377 | 2A TPN 10kA SB200M MCB C-curve, Type SB203M-C2NA | MCB | LV_Switchgear | 1SYS273112R0024 | ABB | 2A | CNAcurve | Nos. | None | Inventory | 2A TPN 10kA SB200M MCB C-curve, Type SB203M-C2NA
2378 | 3A TPN 10kA SB200M MCB C-curve, Type SB203M-C3NA | MCB | LV_Switchgear | 1SYS273112R0034 | ABB | 3A | CNAcurve | Nos. | None | Inventory | 3A TPN 10kA SB200M MCB C-curve, Type SB203M-C3NA
2379 | 4A TPN 10kA SB200M MCB C-curve, Type SB203M-C4NA | MCB | LV_Switchgear | 1SYS273112R0044 | ABB | 4A | CNAcurve | Nos. | None | Inventory | 4A TPN 10kA SB200M MCB C-curve, Type SB203M-C4NA
2380 | 6A TPN 10kA SB200M MCB C-curve, Type SB203M-C6NA | MCB | LV_Switchgear | 1SYS273112R0064 | ABB | 6A | CNAcurve | Nos. | None | Inventory | 6A TPN 10kA SB200M MCB C-curve, Type SB203M-C6NA
2381 | 10A TPN 10kA SB200M MCB C-curve, Type SB203M-C10NA | MCB | LV_Switchgear | 1SYS273112R0104 | ABB | 10A | CNAcurve | Nos. | None | Inventory | 10A TPN 10kA SB200M MCB C-curve, Type SB203M-C10NA
2382 | 16A TPN 10kA SB200M MCB C-curve, Type SB203M-C16NA | MCB | LV_Switchgear | 1SYS273112R0164 | ABB | 16A | CNAcurve | Nos. | None | Inventory | 16A TPN 10kA SB200M MCB C-curve, Type SB203M-C16NA
2383 | 20A TPN 10kA SB200M MCB C-curve, Type SB203M-C20NA | MCB | LV_Switchgear | 1SYS273112R0204 | ABB | 20A | CNAcurve | Nos. | None | Inventory | 20A TPN 10kA SB200M MCB C-curve, Type SB203M-C20NA
2384 | 25A TPN 10kA SB200M MCB C-curve, Type SB203M-C25NA | MCB | LV_Switchgear | 1SYS273112R0254 | ABB | 25A | CNAcurve | Nos. | None | Inventory | 25A TPN 10kA SB200M MCB C-curve, Type SB203M-C25NA
2385 | 32A TPN 10kA SB200M MCB C-curve, Type SB203M-C32NA | MCB | LV_Switchgear | 1SYS273112R0324 | ABB | 32A | CNAcurve | Nos. | None | Inventory | 32A TPN 10kA SB200M MCB C-curve, Type SB203M-C32NA
2386 | 40A TPN 10kA SB200M MCB C-curve, Type SB203M-C40NA | MCB | LV_Switchgear | 1SYS273112R0404 | ABB | 40A | CNAcurve | Nos. | None | Inventory | 40A TPN 10kA SB200M MCB C-curve, Type SB203M-C40NA
2387 | 50A TPN 10kA SB200M MCB C-curve, Type SB203M-C50NA | MCB | LV_Switchgear | 1SYS273112R0504 | ABB | 50A | CNAcurve | Nos. | None | Inventory | 50A TPN 10kA SB200M MCB C-curve, Type SB203M-C50NA
2388 | 63A TPN 10kA SB200M MCB C-curve, Type SB203M-C63NA | MCB | LV_Switchgear | 1SYS273112R0634 | ABB | 63A | CNAcurve | Nos. | None | Inventory | 63A TPN 10kA SB200M MCB C-curve, Type SB203M-C63NA
2389 | 1.6A TPN 10kA SB200M MCB C-curve, Type SB203M-C1.6NA | MCB | LV_Switchgear | 1SYS273112R0974 | ABB | 1.6A | CNAcurve | Nos. | None | Inventory | 1.6A TPN 10kA SB200M MCB C-curve, Type SB203M-C1.6NA
2390 | 0.5A TPN 10kA SB200M MCB C-curve, Type SB203M-C0.5NA | MCB | LV_Switchgear | 1SYS273112R0984 | ABB | 0.5A | CNAcurve | Nos. | None | Inventory | 0.5A TPN 10kA SB200M MCB C-curve, Type SB203M-C0.5NA
2816 | 33kV,VD4 VACCUM INTRUPTER(VACCUM BOTTLE) | BREAKER SPARE | SWITCHGEAR | 33KV-VD4-VACCUM-INTRUPTER | ABB | - | - | Nos. |  | Inventory | 33kV,VD4 VACCUM INTRUPTER(VACCUM BOTTLE)
2819 | 33KV, 1600A/2000A, 31.5kA/3sec, Outdoor PCVCB with structure, CLOSING COIL: 110V DC TRIPPING COIL: 110V DC SPRING CHARGING MOTOR: 230V AC. | PCVCB | SWITCHGEAR | 33OUT-DOOR-VCB-1600/2000A | ABB | _ | NA | Nos |  | Inventory | 33KV, 1600A/2000A, 31.5kA/3sec, Outdoor PCVCB with structure, CLOSING COIL: 110V DC TRIPPING COIL: 110V DC SPRING CHARGING MOTOR: 230V AC.
2393 | 6A FP 10kA SH200M MCB C-curve, Type SH204M-C6 | MCB | LV_Switchgear | 1SYS274011R0064 | ABB | 6A | C-curve | Nos. |  | Inventory | 6A FP 10kA SH200M MCB C-curve, Type SH204M-C6
2394 | 10A FP 10kA SH200M MCB C-curve, Type SH204M-C10 | MCB | LV_Switchgear | 1SYS274011R0104 | ABB | 10A | C-curve | Nos. |  | Inventory | 10A FP 10kA SH200M MCB C-curve, Type SH204M-C10
2395 | 16A FP 10kA SH204M MCB D-curve, Type SH204M-D16 | MCB | LV_Switchgear | 1SYS274011R0161 | ABB | 16A | D-curve | Nos. |  | Inventory | 16A FP 10kA SH204M MCB D-curve, Type SH204M-D16
4485 | ANTENNA | METER | SWITCHGEAR | ANTENNA | ABB | _ | NA | Nos |  | Inventory | ANTENNA
2397 | 32A FP 10kA SH200M MCB D-curve, Type SH204M-D32 | MCB | LV_Switchgear | 1SYS274011R0321 | ABB | 32A | D-curve | Nos. |  | Inventory | 32A FP 10kA SH200M MCB D-curve, Type SH204M-D32
4515 | 12KV, 1600A, VD4, ARM CONTACT ASSLY WITH CLUSTER CONTACT ASSEMBLY, SUITABLE FOR VD4 12 16 40 | BROUGHTOUT | SWITCHGEAR | ARM CONTACT ASSLY 12/1600 | ABB | _ | NA | Nos | None | Inventory | 12KV, 1600A, VD4, ARM CONTACT ASSLY WITH CLUSTER CONTACT ASSEMBLY, SUITABLE FOR VD4 12 16 40
4717 | Auxiliary Switch Assy for VD4 Breaker | BROUGHTOUT | SWITCHGEAR | BB1 | ABB | _ | NA | Nos | None | Inventory | Auxiliary Switch Assy for VD4 Breaker
4769 | AUX. CONTACTS FOR VD4 BREAKER | - | SWITCHGEAR | BB2 | ABB | _ | NA | Nos |  | Inventory | AUX. CONTACTS FOR VD4 BREAKER
4821 | AUX. CONTACTS FOR VD4 BREAKERS | - | SWITCHGEAR | BB3-VD4 | ABB | _ | NA | Nos |  | Inventory | AUX. CONTACTS FOR VD4 BREAKERS
2402 | 1A FP 10kA SB200M MCB D-curve, Type SB204M-D1 | MCB | LV_Switchgear | 1SYS274012R0011 | ABB | 1A | DNAcurve | Nos. | None | Inventory | 1A FP 10kA SB200M MCB D-curve, Type SB204M-D1
2403 | 1A FP 10kA SB200M MCB C-curve, Type SB204M-C1 | MCB | LV_Switchgear | 1SYS274012R0014 | ABB | 1A | CNAcurve | Nos. | None | Inventory | 1A FP 10kA SB200M MCB C-curve, Type SB204M-C1
2404 | 2A FP 10kA SB200M MCB D-curve, Type SB204M-D2 | MCB | LV_Switchgear | 1SYS274012R0021 | ABB | 2A | DNAcurve | Nos. | None | Inventory | 2A FP 10kA SB200M MCB D-curve, Type SB204M-D2
2405 | 2A FP 10kA SB200M MCB C-curve, Type SB204M-C2 | MCB | LV_Switchgear | 1SYS274012R0024 | ABB | 2A | CNAcurve | Nos. | None | Inventory | 2A FP 10kA SB200M MCB C-curve, Type SB204M-C2
2406 | 3A FP 10kA SB200M MCB D-curve, Type SB204M-D3 | MCB | LV_Switchgear | 1SYS274012R0031 | ABB | 3A | DNAcurve | Nos. | None | Inventory | 3A FP 10kA SB200M MCB D-curve, Type SB204M-D3
2407 | 3A FP 10kA SB200M MCB C-curve, Type SB204M-C3 | MCB | LV_Switchgear | 1SYS274012R0034 | ABB | 3A | CNAcurve | Nos. | None | Inventory | 3A FP 10kA SB200M MCB C-curve, Type SB204M-C3
2408 | 4A FP 10kA SB200M MCB D-curve, Type SB204M-D4 | MCB | LV_Switchgear | 1SYS274012R0041 | ABB | 4A | DNAcurve | Nos. | None | Inventory | 4A FP 10kA SB200M MCB D-curve, Type SB204M-D4
2409 | 4A FP 10kA SB200M MCB C-curve, Type SB204M-C4 | MCB | LV_Switchgear | 1SYS274012R0044 | ABB | 4A | CNAcurve | Nos. |  | Inventory | 4A FP 10kA SB200M MCB C-curve, Type SB204M-C4
2410 | 6A FP 10kA SB200M MCB D-curve, Type SB204M-D6 | MCB | LV_Switchgear | 1SYS274012R0061 | ABB | 6A | DNAcurve | Nos. | None | Inventory | 6A FP 10kA SB200M MCB D-curve, Type SB204M-D6
2411 | 6A FP 10kA SB200M MCB C-curve, Type SB204M-C6 | MCB | LV_Switchgear | 1SYS274012R0064 | ABB | 6A | CNAcurve | Nos. |  | Inventory | 6A FP 10kA SB200M MCB C-curve, Type SB204M-C6
2412 | 10A FP 10kA SB200M MCB D-curve, Type SB204M-D10 | MCB | LV_Switchgear | 1SYS274012R0101 | ABB | 10A | D-curve | Nos. |  | Inventory | 10A FP 10kA SB200M MCB D-curve, Type SB204M-D10
2413 | 10A FP 10kA SB200M MCB C-curve, Type SB204M-C10 | MCB | LV_Switchgear | 1SYS274012R0104 | ABB | 10A | CNAcurve | Nos. | None | Inventory | 10A FP 10kA SB200M MCB C-curve, Type SB204M-C10
2414 | 16A FP 10kA SB200M MCB D-curve, Type SB204M-D16 | MCB | LV_Switchgear | 1SYS274012R0161 | ABB | 16A | DNAcurve | Nos. | None | Inventory | 16A FP 10kA SB200M MCB D-curve, Type SB204M-D16
2415 | 16A FP 10kA SB200M MCB C-curve, Type SB204M-C16 | MCB | LV_Switchgear | 1SYS274012R0164 | ABB | 16A | CNAcurve | Nos. | None | Inventory | 16A FP 10kA SB200M MCB C-curve, Type SB204M-C16
2416 | 20A FP 10kA SB200M MCB D-curve, Type SB204M-D20 | MCB | LV_Switchgear | 1SYS274012R0201 | ABB | 20A | DNAcurve | Nos. | None | Inventory | 20A FP 10kA SB200M MCB D-curve, Type SB204M-D20
2417 | 20A FP 10kA SB200M MCB C-curve, Type SB204M-C20 | MCB | LV_Switchgear | 1SYS274012R0204 | ABB | 20A | CNAcurve | Nos. | None | Inventory | 20A FP 10kA SB200M MCB C-curve, Type SB204M-C20
2418 | 25A FP 10kA SB200M MCB D-curve, Type SB204M-D25 | MCB | LV_Switchgear | 1SYS274012R0251 | ABB | 25A | DNAcurve | Nos. | None | Inventory | 25A FP 10kA SB200M MCB D-curve, Type SB204M-D25
2419 | 25A FP 10kA SB200M MCB C-curve, Type SB204M-C25 | MCB | LV_Switchgear | 1SYS274012R0254 | ABB | 25A | CNAcurve | Nos. | None | Inventory | 25A FP 10kA SB200M MCB C-curve, Type SB204M-C25
2420 | 32A FP 10kA SB200M MCB D-curve, Type SB204M-D32 | MCB | LV_Switchgear | 1SYS274012R0321 | ABB | 32A | DNAcurve | Nos. | None | Inventory | 32A FP 10kA SB200M MCB D-curve, Type SB204M-D32
2421 | 32A FP 10kA SB204 MCB C-curve, TYPE SB204M-C32 | MCB | LV_Switchgear | 1SYS274012R0324 | ABB | 32A | C-curve | Nos |  | Inventory | 32A FP 10kA SB204 MCB C-curve, TYPE SB204M-C32
2422 | 40A FP 10kA SB200M MCB D-curve, Type SB204M-D40 | MCB | LV_Switchgear | 1SYS274012R0401 | ABB | 40A | DNAcurve | Nos. | None | Inventory | 40A FP 10kA SB200M MCB D-curve, Type SB204M-D40
2423 | 40A FP 10kA SB200M MCB C-curve, Type SB204M-C40 | MCB | LV_Switchgear | 1SYS274012R0404 | ABB | 40A | C-curve | Nos. |  | Inventory | 40A FP 10kA SB200M MCB C-curve, Type SB204M-C40
2424 | 50A FP 10kA SB200M MCB D-curve, Type SB204M-D50 | MCB | LV_Switchgear | 1SYS274012R0501 | ABB | 50A | DNAcurve | Nos. | None | Inventory | 50A FP 10kA SB200M MCB D-curve, Type SB204M-D50
2425 | 50A FP 10kA SB200M MCB C-curve, Type SB204M-C50 | MCB | LV_Switchgear | 1SYS274012R0504 | ABB | 50A | CNAcurve | Nos. | None | Inventory | 50A FP 10kA SB200M MCB C-curve, Type SB204M-C50
2426 | 63A FP 10kA SB200M MCB D-curve, Type SB204M-D63 | MCB | LV_Switchgear | 1SYS274012R0631 | ABB | 63A | D-curve | Nos. |  | Inventory | 63A FP 10kA SB200M MCB D-curve, Type SB204M-D63
2427 | 63A FP 10kA SB200M MCB C-curve, Type SB204M-C63 | MCB | LV_Switchgear | 1SYS274012R0634 | ABB | 63A | CNAcurve | Nos. | None | Inventory | 63A FP 10kA SB200M MCB C-curve, Type SB204M-C63
2428 | 1.6A FP 10kA SB200M MCB D-curve, Type SB204M-D1.6 | MCB | LV_Switchgear | 1SYS274012R0971 | ABB | 1.6A | DNAcurve | Nos. | None | Inventory | 1.6A FP 10kA SB200M MCB D-curve, Type SB204M-D1.6
2429 | 1.6A FP 10kA SB200M MCB C-curve, Type SB204M-C1.6 | MCB | LV_Switchgear | 1SYS274012R0974 | ABB | 1.6A | CNAcurve | Nos. | None | Inventory | 1.6A FP 10kA SB200M MCB C-curve, Type SB204M-C1.6
2430 | 0.5A FP 10kA SB200M MCB D-curve, Type SB204M-D0.5 | MCB | LV_Switchgear | 1SYS274012R0981 | ABB | 0.5A | DNAcurve | Nos. | None | Inventory | 0.5A FP 10kA SB200M MCB D-curve, Type SB204M-D0.5
2431 | 0.5A FP 10kA SB200M MCB C-curve, Type SB204M-C0.5 | MCB | LV_Switchgear | 1SYS274012R0984 | ABB | 0.5A | CNAcurve | Nos. | None | Inventory | 0.5A FP 10kA SB200M MCB C-curve, Type SB204M-C0.5
4970 | BREAKER MECHANISM SUITABLE FOR VD4 BREAKER 33KV, TYPE - EL3 | BROUGHTOUT | SWITCHGEAR | BKR-MEC-EL3 | ABB | _ | NA | Nos | None | Inventory | BREAKER MECHANISM SUITABLE FOR VD4 BREAKER 33KV, TYPE - EL3
2433 | 9 pole spring connector (TA565-9) | PLC | LV_Switchgear | 1TNE968901R3105 | ABB | - | - | Nos. |  | Inventory | 9 pole spring connector (TA565-9)
2434 | 11 pole spring connector (TA565-11) | PLC | LV_Switchgear | 1TNE968901R3106 | ABB | - | - | Nos. |  | Inventory | 11 pole spring connector (TA565-11)
2435 | DO561 S500 Digital Out Mod 8DO Transistor DO Transistor 24VDC/0 5A 1 wire | PLC | LV_Switchgear | 1TNE968902R2201 | ABB | - | - | Nos. |  | Inventory | DO561 S500 Digital Out Mod 8DO Transistor DO Transistor 24VDC/0 5A 1 wire
2436 | DX561 S500 Digital I/O Mod 8DI/8DO Trans DI 24VDC sink/source DO Transistor 24VDC/0 5A 1 wire | PLC | LV_Switchgear | 1TNE968902R2301 | ABB | - | - | Nos. |  | Inventory | DX561 S500 Digital I/O Mod 8DI/8DO Trans DI 24VDC sink/source DO Transistor 24VDC/0 5A 1 wire
2437 | WHITE SCREW | RACK-ITEM | ACCESSORIES | 1VCR011007-VITE-SCREW | REPUTED | - | - | Nos |  | Inventory | WHITE SCREW
2438 | PERNO- PIN | RACK-ITEM | ACCESSORIES | 1VCR011009 | REPUTED | - | - | Nos |  | Inventory | PERNO- PIN
2439 | SQUARE BOLT | RACK-ITEM | ACCESSORIES | 1VLD549063 | REPUTED | - | - | Nos |  | Inventory | SQUARE BOLT
5278 | CC/TC SUITABLE FOR VD4 BREAKER , VOLATGE - 220V DC,ITALY ORGIN BREAKER | BREAKER COILS | SWITCHGEAR | CC-TC-220VDC-ITALY | ABB | - | - | Nos. |  | Inventory | CC/TC SUITABLE FOR VD4 BREAKER , VOLATGE - 220V DC,ITALY ORGIN BREAKER
5783 | 12KV, 1250A, VD4, CONTACT ARM WITH CLUSTER CONTACT SUITABLE FOR 11kV 1250A 40kA VD4 Breaker | BROUGHTOUT | SWITCHGEAR | CONTACTARM-12.12.40 | ABB | _ | NA | Nos |  | Inventory | 12KV, 1250A, VD4, CONTACT ARM WITH CLUSTER CONTACT SUITABLE FOR 11kV 1250A 40kA VD4 Breaker
2442 | External EPOXY cap for contact arm 2000A --- 1VYN300950-245 | BREAKER COILS | ACCESSORIES | 1VYN300950-245 | ABB | _ | NA | Nos |  | Inventory | External EPOXY cap for contact arm 2000A --- 1VYN300950-245
2443 | EPOXY BUSHING COMPLETION (H FRAME) | BUSHING | ACCESSORIES | 1VYN304301-FE | REPUTED | _ | NA | Nos |  | Inventory | EPOXY BUSHING COMPLETION (H FRAME)
2444 | 11KV VD4 40KA Rackin Machanism | RACKIN MECH. | ACCESSORIES | 1VYN400701-AAG | OMKAR | _ | NA | Nos |  | Inventory | 11KV VD4 40KA Rackin Machanism
2445 | 11KV VMAX Rackin Machanism | RACKIN MECH. | ACCESSORIES | 1VYN400701-BA | OMKAR | _ | NA | Nos |  | Inventory | 11KV VMAX Rackin Machanism
2446 | 33KV VD4 Rackin Machanism | RACKIN MECH. | ACCESSORIES | 1VYN400901-BAM | OMKAR | _ | NA | Nos |  | Inventory | 33KV VD4 Rackin Machanism
2447 | 11KV 25KA EPOXY BREAKER POLE | BUSHING | ACCESSORIES | 1VYN400901-GSV | REPUTED | _ | NA | Nos |  | Inventory | 11KV 25KA EPOXY BREAKER POLE
2448 | CONT. ARM ASSY.1600/2000A VD4 36kV --- 1VYN401901-DS | BREAKER COILS | ACCESSORIES | 1VYN401901-DS | ABB | _ | NA | Nos |  | Inventory | CONT. ARM ASSY.1600/2000A VD4 36kV --- 1VYN401901-DS
2449 | 22KV HPA RACKIN MECHANISM 1250A | RACKIN MECH. | ACCESSORIES | 1VYN402201-BZ | ADITI | _ | NA | Nos |  | Inventory | 22KV HPA RACKIN MECHANISM 1250A
2450 | 11KV HPA RACKIN MECHANISM 2000A | RACKIN MECH. | ACCESSORIES | 1VYN402201-F | ADITI | _ | NA | Nos |  | Inventory | 11KV HPA RACKIN MECHANISM 2000A
2451 | 33KV HPA RACKIN MECHANISM WITH E.S. W/O. ELE.INTERLOCK | RACKIN MECH. | ACCESSORIES | 1VYN402301-GH | ADITI | _ | NA | Nos |  | Inventory | 33KV HPA RACKIN MECHANISM WITH E.S. W/O. ELE.INTERLOCK
2452 | 33KV VD4 ZS2 EMERGENCY ON / OFF PUSH BUTTON ASSLY. | MECH PB | ACCESSORIES | 1VYN404301-U | REPUTED | _ | NA | Nos |  | Inventory | 33KV VD4 ZS2 EMERGENCY ON / OFF PUSH BUTTON ASSLY.
5788 | 3 POLE 3.3kV,200A, FIXED TYPE, VACUUM CONTACTOR WITH SINGLE COMMAND OPERATION, POLE CENTER : 150mm,RATED AUX. VOLTAGE: 110V AC | BREAKER | SWITCHGEAR | CONVAC-3POLE-3.3KV,200A | ABB | - | - | Nos |  | Inventory | 3 POLE 3.3kV,200A, FIXED TYPE, VACUUM CONTACTOR WITH SINGLE COMMAND OPERATION, POLE CENTER : 150mm,RATED AUX. VOLTAGE: 110V AC
5795 | OPERATION COUNTER FOR VD4 BREAKER | COUNTER | SWITCHGEAR | COUNTER-VD4-1VCF339799R0300 | ABB | _ | NA | Nos |  | Inventory | OPERATION COUNTER FOR VD4 BREAKER
5797 | 24V DC 2C/O | CRM | SWITCHGEAR | CR-M024DC2 | ABB | _ | NA | Nos |  | Inventory | 24V DC 2C/O
5798 | 24V DC, 4C/O | CRM | SWITCHGEAR | CR-M024DC4 | ABB | _ | NA | Nos |  | Inventory | 24V DC, 4C/O
5799 | 48V DC 2C/O | CRM | SWITCHGEAR | CR-M048DC2 | ABB | _ | NA | Nos |  | Inventory | 48V DC 2C/O
5800 | 48V DC 4C/O | CRM | SWITCHGEAR | CR-M048DC4 | ABB | _ | NA | Nos |  | Inventory | 48V DC 4C/O
2459 | 2.5sq.mm, Flat type insulated Lug | LUG | WIRE & ACCESSORIES | 2.5SQ.MM-FLAT-LUG-INSUL. | REPUTED | _ | NA | Nos |  | Inventory | 2.5sq.mm, Flat type insulated Lug
2460 | 2.5sq.mm, Flat type non-insulated Lug | LUG | WIRE & ACCESSORIES | 2.5SQ.MM-FLAT-LUG-NON-INSUL. | REPUTED | - | - | Nos. |  | Inventory | 2.5sq.mm, Flat type non-insulated Lug
2461 | 2.5sq.mm, Fork type insulated Lug | LUG | WIRE & ACCESSORIES | 2.5SQ.MM-FORK-LUG-INSUL. | REPUTED | - | - | Nos. |  | Inventory | 2.5sq.mm, Fork type insulated Lug
2462 | 2.5sq.mm, Fork type non-insulated Lug | LUG | WIRE & ACCESSORIES | 2.5SQ.MM-FORK-LUG-NON-INSUL. | REPUTED | - | - | Nos. |  | Inventory | 2.5sq.mm, Fork type non-insulated Lug
2463 | 2.5sq.mm, Pin type insulated Lug | LUG | WIRE & ACCESSORIES | 2.5SQ.MM-PIN-LUG-INSUL. | REPUTED | _ | NA | Nos |  | Inventory | 2.5sq.mm, Pin type insulated Lug
2464 | 2.5sq.mm, Pin type non- insulated Lug | LUG | WIRE & ACCESSORIES | 2.5SQ.MM-PIN-LUG-NON-INSUL. | REPUTED | - | - | Nos. |  | Inventory | 2.5sq.mm, Pin type non- insulated Lug
2465 | 2.5sq.mm, Press type insulated Lug | LUG | WIRE & ACCESSORIES | 2.5SQ.MM-PRESS-LUG-INSUL. | REPUTED | - | - | Nos. |  | Inventory | 2.5sq.mm, Press type insulated Lug
2466 | 2.5sq.mm, Ring type non-insulated Lug- E10 | LUG | WIRE & ACCESSORIES | 2.5SQ.MM-RING-E10-LUG-NON-INSUL. | REPUTED | - | - | Nos. |  | Inventory | 2.5sq.mm, Ring type non-insulated Lug- E10
2467 | 2.5sq.mm, Ring type insulated Lug-E12 | LUG | WIRE & ACCESSORIES | 2.5SQ.MM-RING-E12-LUG-INSUL. | REPUTED | _ | NA | Nos |  | Inventory | 2.5sq.mm, Ring type insulated Lug-E12
2468 | 2.5sq.mm, Ring type non- insulated Lug-E12 | LUG | WIRE & ACCESSORIES | 2.5SQ.MM-RING-E12-LUG-NON-INSUL. | REPUTED | - | - | Nos. |  | Inventory | 2.5sq.mm, Ring type non- insulated Lug-E12
2469 | 2.5sq.mm, Ring type insulated Lug-E5 | LUG | WIRE & ACCESSORIES | 2.5SQ.MM-RING-E5-LUG-INSUL. | REPUTED | - | - | Nos. |  | Inventory | 2.5sq.mm, Ring type insulated Lug-E5
2470 | 2.5sq.mm, Ring type non-insulated Lug-E5 | LUG | WIRE & ACCESSORIES | 2.5SQ.MM-RING-E5-LUG-NON-INSUL. | REPUTED | - | - | Nos. |  | Inventory | 2.5sq.mm, Ring type non-insulated Lug-E5
2471 | 2.5sq.mm, Ring type insulated Lug- E6 | LUG | WIRE & ACCESSORIES | 2.5SQ.MM-RING-E6-LUG-INSUL. | REPUTED | _ | NA | Nos |  | Inventory | 2.5sq.mm, Ring type insulated Lug- E6
2472 | 2.5sq.mm, Ring type non- insulated Lug- E6 | LUG | WIRE & ACCESSORIES | 2.5SQ.MM-RING-E6-LUG-NON-INSUL. | REPUTED | - | - | Nos. |  | Inventory | 2.5sq.mm, Ring type non- insulated Lug- E6
2473 | 2.5sq.mm, Ring type insulated Lug- E8 | LUG | WIRE & ACCESSORIES | 2.5SQ.MM-RING-E8-LUG-INSUL. | REPUTED | _ | NA | Nos |  | Inventory | 2.5sq.mm, Ring type insulated Lug- E8
2474 | 2.5sq.mm, Ring type non-insulated Lug- E8 | LUG | WIRE & ACCESSORIES | 2.5SQ.MM-RING-E8-LUG-NON-INSUL. | REPUTED | - | - | Nos. |  | Inventory | 2.5sq.mm, Ring type non-insulated Lug- E8
5801 | 110V AC 2C/O | CRM | SWITCHGEAR | CR-M110AC2 | ABB | _ | NA | Nos |  | Inventory | 110V AC 2C/O
2476 | EARTH SWITCH ROD FOR INDOOR PANEL -500HXDIA-22 MM FOR INDOOR PANEL | BROUGHTOUT | ACCESSORIES | 20161128-101 | REPUTED | _ | NA | Nos |  | Inventory | EARTH SWITCH ROD FOR INDOOR PANEL -500HXDIA-22 MM FOR INDOOR PANEL
2477 | OFFSET HINGES FOR SKID MOUNTED PANEL | SKID PANEL | ACCESSORIES | 20180525/101 | - | - | NA | Nos |  | Inventory | OFFSET HINGES FOR SKID MOUNTED PANEL
2478 | OFFSET HINGES PIN FOR SKID MOUNTED PANEL | SKID PANEL | ACCESSORIES | 20180525/201 | - | - | NA | Nos |  | Inventory | OFFSET HINGES PIN FOR SKID MOUNTED PANEL
2479 | METERING DOOR 3 POINT LOCK DOOR ASSLY, DRG NO - 20181122 rev 0 | DOOR LOCK | ACCESSORIES | 20181122_REV_0 | TSPL | _ | NA | Nos |  | Inventory | METERING DOOR 3 POINT LOCK DOOR ASSLY, DRG NO - 20181122 rev 0
2480 | 33kV OD 2000H PANEL BREAKER DOOR LOCK ROD FOR TOP | DOOR LOCK | ACCESSORIES | 20190112 - TOP | TSPL | _ | NA | Nos | None | Inventory | 33kV OD 2000H PANEL BREAKER DOOR LOCK ROD FOR TOP
2481 | 33kV OD 2000H PANEL BREAKER DOOR LOCK ROD FOR BOTTOM | DOOR LOCK | ACCESSORIES | 20190112-BOTTOM | TSPL | _ | NA | Nos |  | Inventory | 33kV OD 2000H PANEL BREAKER DOOR LOCK ROD FOR BOTTOM
2482 | 33KV OD PANEL BREAKER DOUBLE DOOR LOCK ROD, DRG NO - 20190221-R1 | DOOR LOCK | ACCESSORIES | 20190221-R1 | TSPL | _ | NA | Nos | None | Inventory | 33KV OD PANEL BREAKER DOUBLE DOOR LOCK ROD, DRG NO - 20190221-R1
2483 | PIN FOR LOCKING CONTACT FINGER | BROUGHTOUT | ACCESSORIES | 20200627 | REPUTED | _ | NA | Nos |  | Inventory | PIN FOR LOCKING CONTACT FINGER
2484 | 32A Fuse link 120kA 800VAC, Size-NH000-NH3 | Fuse | LV_Switchgear | 2030913.32 | SIBA | 32A | Links | Nos. |  | Inventory | 32A Fuse link 120kA 800VAC, Size-NH000-NH3
2485 | 125A Fuse link 120 kA @ AC 880V | Fuse | LV_Switchgear | 2030934 | SIBA | - | Links | Nos. |  | Inventory | 125A Fuse link 120 kA @ AC 880V
2486 | Fuse Link, NH Type Knife Blade,20 A, SIZE-000, 1000 VAC | Fuse | LV_Switchgear | 2038603-20 | SIBA | 20A | Links | Nos. |  | Inventory | Fuse Link, NH Type Knife Blade,20 A, SIZE-000, 1000 VAC
2487 | CORK GASKET FOR TOP BUSHING-33KV: thickness 3mm | Gasket | ACCESSORIES | 205X205_CORK_GASKET-4-3VD-29771 | REPUTED | _ | NA | MTRS |  | Inventory | CORK GASKET FOR TOP BUSHING-33KV: thickness 3mm
5802 | 110V AC 4C/O | CRM | SWITCHGEAR | CR-M110AC4 | ABB | _ | NA | Nos |  | Inventory | 110V AC 4C/O
5803 | 110V DC 2C/O | CRM | SWITCHGEAR | CR-M110DC2 | ABB | _ | NA | Nos |  | Inventory | 110V DC 2C/O
2490 | Injectable mortar HIT-RE 500 V3/500/1 | OWN USE ITEMS | ACCESSORIES | 2123406 | - | - | - | Nos |  | Non Inventory | Injectable mortar HIT-RE 500 V3/500/1
5804 | 110V DC 4C/O | CRM | SWITCHGEAR | CR-M110DC4 | ABB | _ | NA | Nos |  | Inventory | 110V DC 4C/O
5805 | 125V DC 2C/O | CRM | SWITCHGEAR | CR-M125DC2 | ABB | _ | NA | Nos |  | Inventory | 125V DC 2C/O
2493 | BOX PLUG AND SOCKET PLATE FOR SKID MOUNTED PANEL | SKID PANEL | ACCESSORIES | 2157-A | - | - | NA | Nos |  | Inventory | BOX PLUG AND SOCKET PLATE FOR SKID MOUNTED PANEL
2494 | REAR SIDE PLUG AND SOCKET PLATE FOR SKID MOUNTED PANEL | SKID PANEL | ACCESSORIES | 2157-B | - | - | NA | Nos |  | Inventory | REAR SIDE PLUG AND SOCKET PLATE FOR SKID MOUNTED PANEL
5806 | 125V DC 4C/O | CRM | SWITCHGEAR | CR-M125DC4 | ABB | _ | NA | Nos |  | Inventory | 125V DC 4C/O
5807 | 220V DC 2C/O | CRM | SWITCHGEAR | CR-M220DC2 | ABB | _ | NA | Nos |  | Inventory | 220V DC 2C/O
5808 | 220V DC 4C/O | CRM | SWITCHGEAR | CR-M220DC4 | ABB | _ | NA | Nos |  | Inventory | 220V DC 4C/O
5809 | 230V AC 2C/O | CRM | SWITCHGEAR | CR-M230AC2 | ABB | _ | NA | Nos |  | Inventory | 230V AC 2C/O
5810 | 230V AC 4C/O | CRM | SWITCHGEAR | CR-M230AC4 | ABB | _ | NA | Nos |  | Inventory | 230V AC 4C/O
5811 | CRM BASE 2C/O | CRM | SWITCHGEAR | CR-M2SS | ABB | _ | NA | Nos |  | Inventory | CRM BASE 2C/O
5812 | CRM BASE 4C/O, 1SVR405651R3000 | CRM | SWITCHGEAR | CR-M4SS | ABB | _ | NA | Nos |  | Inventory | CRM BASE 4C/O, 1SVR405651R3000
5813 | METAL HOLDER FOR CR-M SOCKET | CRM | SWITCHGEAR | CR-MH1 | ABB | _ | NA | Nos | None | Inventory | METAL HOLDER FOR CR-M SOCKET
6334 | TRAFFO - FLUSH MOUNTING CASE SIZE:1/2, CONTACTS: 2NO S/R WITH HR FLAG ON EACH ELEMENT, AUX VOLTAGE 230V DC. ordering code - 1MYN563651-RBB | RELAY | SWITCHGEAR | CV2A2J 230 | ABB | _ | NA | Nos | None | Inventory | TRAFFO - FLUSH MOUNTING CASE SIZE:1/2, CONTACTS: 2NO S/R WITH HR FLAG ON EACH ELEMENT, AUX VOLTAGE 230V DC. ordering code - 1MYN563651-RBB
6335 | TRAFFO - FLUSH MOUNTING CASE SIZE:1/2, CONTACTS: 2NO S/R WITH HR FLAG ON EACH ELEMENT, AUX VOLTAGE 220V DC. ORDERING CODE - 1MYN563627-EBB | RELAY | SWITCHGEAR | CV2D2J 220 | ABB | _ | NA | Nos | None | Inventory | TRAFFO - FLUSH MOUNTING CASE SIZE:1/2, CONTACTS: 2NO S/R WITH HR FLAG ON EACH ELEMENT, AUX VOLTAGE 220V DC. ORDERING CODE - 1MYN563627-EBB
6336 | TRAFFO - FLUSH MOUNTING CASE SIZE:1/2, CONTACTS: 2NO S/R WITH HR FLAG ON EACH ELEMENT, AUX VOLTAGE 24V DC. ORDERING CODE - 1MYN563627-ABB | RELAY | SWITCHGEAR | CV2D2J 24 | ABB | _ | NA | Nos | None | Inventory | TRAFFO - FLUSH MOUNTING CASE SIZE:1/2, CONTACTS: 2NO S/R WITH HR FLAG ON EACH ELEMENT, AUX VOLTAGE 24V DC. ORDERING CODE - 1MYN563627-ABB
6337 | TRAFFO - FLUSH MOUNTING CASE SIZE:1/2, CONTACTS: 2NO S/R WITH HR FLAG ON EACH ELEMENT, AUX VOLTAGE 30 DC. ORDERING CODE - 1MYN563627-BBB | RELAY | SWITCHGEAR | CV2D2J 30 | ABB | _ | NA | Nos | None | Inventory | TRAFFO - FLUSH MOUNTING CASE SIZE:1/2, CONTACTS: 2NO S/R WITH HR FLAG ON EACH ELEMENT, AUX VOLTAGE 30 DC. ORDERING CODE - 1MYN563627-BBB
6338 | TRAFFO - FLUSH MOUNTING CASE SIZE:1/2, CONTACTS: 2NO S/R WITH HR FLAG ON EACH ELEMENT, AUX VOLTAGE 48V DC. 1MYN563627-CBB | RELAY | SWITCHGEAR | CV2D2J 48 | ABB | _ | NA | Nos | None | Inventory | TRAFFO - FLUSH MOUNTING CASE SIZE:1/2, CONTACTS: 2NO S/R WITH HR FLAG ON EACH ELEMENT, AUX VOLTAGE 48V DC. 1MYN563627-CBB
6339 | TRAFFO - FLUSH MOUNTING CASE SIZE:1/2, CV2D2J, CONTACTS: 4NO S/R WITH HR FLAG ON EACH ELEMENT, AUX VOLTAGE 110V DC. ordering code - 1MYN563627-DBB | RELAY | SWITCHGEAR | CV2D2J-110 | ABB | _ | NA | Nos |  | Inventory | TRAFFO - FLUSH MOUNTING CASE SIZE:1/2, CV2D2J, CONTACTS: 4NO S/R WITH HR FLAG ON EACH ELEMENT, AUX VOLTAGE 110V DC. ordering code - 1MYN563627-DBB
2509 | Threaded rod AM16x1000 8.8 zinced | OWN USE ITEMS | ACCESSORIES | 2218549 | - | - | - | Nos |  | Non Inventory | Threaded rod AM16x1000 8.8 zinced
2510 | 22kV SHUTTER ASSEMBLY, COMPLETE WITH BUSHINGS, SHUTTER-BLACK, POLYCABONATE SHEET | BROUGHTOUT | ACCESSORIES | 22KV-TV | REPUTED | - | - | SET |  | Non Inventory | 22kV SHUTTER ASSEMBLY, COMPLETE WITH BUSHINGS, SHUTTER-BLACK, POLYCABONATE SHEET
2511 | 24 KD GAS NOZZLE | Welding ACC | ACCESSORIES | 24 KD GAS NOZZLE | REPUTED | _ | NA | Nos | None | Inventory | 24 KD GAS NOZZLE
2512 | 24 KD GAS DIFFUSER | Welding ACC | ACCESSORIES | 24-KD-GAS-DIFFUSER | REPUTED | _ | NA | Nos |  | Inventory | 24 KD GAS DIFFUSER
2513 | 24 KD GAS VALVE | Welding ACC | ACCESSORIES | 24-KD-GAS-FLOW-VALVE | REPUTED | _ | NA | Nos |  | Inventory | 24 KD GAS VALVE
2514 | 240mm copper lug | LUG | WIRE & ACCESSORIES | 240MM LUG | REPUTED | _ | NA | Nos | None | Inventory | 240mm copper lug
2515 | 240sqmm 1core, flexible cable, | WIRE | WIRE & ACCESSORIES | 240SQMM CABLE | POLYCAB | _ | NA | MTRS | None | Inventory | 240sqmm 1core, flexible cable,
6340 | TRAFFO - FLUSH MOUNTING CASE SIZE:1/2, CONTACTS: 2NO+2NC, S/R WITH HR FLAG ON EACH ELEMENT, AUX VOLTAGE 110V DC. ordering code - 1MYN563627-DBC | RELAY | SWITCHGEAR | CV2D2J_110_2NO+2NC | ABB | _ | NA | Nos |  | Inventory | TRAFFO - FLUSH MOUNTING CASE SIZE:1/2, CONTACTS: 2NO+2NC, S/R WITH HR FLAG ON EACH ELEMENT, AUX VOLTAGE 110V DC. ordering code - 1MYN563627-DBC
2517 | 24KD NOZZLE CAP | Welding ACC | ACCESSORIES | 24KD NOZZLE | REPUTED | _ | NA | Nos | None | Inventory | 24KD NOZZLE CAP
2518 | 24KD WELDING TORCH, WITH WIRE, LENGTH - 3MTRS. | Welding ACC | ACCESSORIES | 24KD-WELDING-TORCH | REPUTED | _ | NA | Nos |  | Inventory | 24KD WELDING TORCH, WITH WIRE, LENGTH - 3MTRS.
6341 | TRAFFO - FLUSH MOUNTING CASE SIZE:1/2, CONTACTS: 4NO S/R WITH HR FLAG ON EACH ELEMENT, AUX VOLTAGE 110V DC. ordering code - 1MYN563627-DBB | RELAY | SWITCHGEAR | CV2D2J_110_4NO | ABB | _ | NA | Nos |  | Inventory | TRAFFO - FLUSH MOUNTING CASE SIZE:1/2, CONTACTS: 4NO S/R WITH HR FLAG ON EACH ELEMENT, AUX VOLTAGE 110V DC. ordering code - 1MYN563627-DBB
2520 | 25sq.mm, pin type Insulated LUG | LUG | WIRE & ACCESSORIES | 25SQ.MM-PIN-LUG-INSUL. | REPUTED | _ | NA | Nos |  | Inventory | 25sq.mm, pin type Insulated LUG
2521 | 25sq.mm, pin type Non-Insulated LUG | LUG | WIRE & ACCESSORIES | 25SQ.MM-PIN-LUG-NON-INSUL. | REPUTED | _ | NA | Nos |  | Inventory | 25sq.mm, pin type Non-Insulated LUG
2522 | 25sq.mm, Ring type Insulated LUG-E10 | LUG | WIRE & ACCESSORIES | 25SQ.MM-RING-E10-LUG-INSUL. | REPUTED | _ | NA | Nos |  | Inventory | 25sq.mm, Ring type Insulated LUG-E10
2523 | 25sq.mm, Ring type Non-Insulated LUG-E10 | LUG | WIRE & ACCESSORIES | 25SQ.MM-RING-E10-LUG-NON-INSUL. | REPUTED | _ | NA | Nos |  | Inventory | 25sq.mm, Ring type Non-Insulated LUG-E10
2524 | 25sq.mm, Ring type Insulated LUG-E6 | LUG | WIRE & ACCESSORIES | 25SQ.MM-RING-E6-LUG-INSUL. | REPUTED | _ | NA | Nos |  | Inventory | 25sq.mm, Ring type Insulated LUG-E6
2525 | 25sq.mm, Ring type Non-Insulated LUG-E6 | LUG | WIRE & ACCESSORIES | 25SQ.MM-RING-E6-LUG-NON-INSUL. | REPUTED | _ | NA | Nos |  | Inventory | 25sq.mm, Ring type Non-Insulated LUG-E6
2526 | 25sq.mm, Ring type Insulated LUG-E8 | LUG | WIRE & ACCESSORIES | 25SQ.MM-RING-E8-LUG-INSUL. | REPUTED | _ | NA | Nos |  | Inventory | 25sq.mm, Ring type Insulated LUG-E8
2527 | 25sq.mm, Ring type Non-Insulated LUG-E8 | LUG | WIRE & ACCESSORIES | 25SQ.MM-RING-E8-LUG-NON-INSUL. | REPUTED | _ | NA | Nos |  | Inventory | 25sq.mm, Ring type Non-Insulated LUG-E8
2528 | JP LOCK PATTI FOR SKID MOUNTED PANEL | SKID PANEL | ACCESSORIES | 2754-00 | - | - | NA | Nos |  | Inventory | JP LOCK PATTI FOR SKID MOUNTED PANEL
2529 | JP LOCK PATTI-01 FOR SKID MOUNTED PANEL | SKID PANEL | ACCESSORIES | 2754-00/101 | - | - | NA | Nos |  | Inventory | JP LOCK PATTI-01 FOR SKID MOUNTED PANEL
2530 | Open Grumit : ID : 27 mm X OD : 40 mm | GROUMET | WIRE & ACCESSORIES | 27X40MM CLOSE GRUMIT | REPUTED | _ | NA | Nos | None | Inventory | Open Grumit : ID : 27 mm X OD : 40 mm
2531 | Close Grumit : ID : 27 mm X OD : 40 mm | GROUMET | WIRE & ACCESSORIES | 27X40MM OPEN GRUMIT | REPUTED | _ | NA | Nos | None | Inventory | Close Grumit : ID : 27 mm X OD : 40 mm
2532 | SPD, 3phase, type-2, 40kA. | SPD | LV_Switchgear | 2859181 | PHOENIX | - | - | Nos |  | Inventory | SPD, 3phase, type-2, 40kA.
2533 | 40A TP INS Switch Disconnector with black rotary handle, @690V AC | Switch Disconnector | LV_Switchgear | 28900 | SCHNEIDER | 40A | NA | Nos. | None | Inventory | 40A TP INS Switch Disconnector with black rotary handle, @690V AC
2534 | 40A FP INS Switch Disconnector with black rotary handle, @690V AC | Switch Disconnector | LV_Switchgear | 28901 | SCHNEIDER | 40A | NA | Nos. | None | Inventory | 40A FP INS Switch Disconnector with black rotary handle, @690V AC
2535 | 63A TP INS Switch Disconnector with black rotary handle, @690V AC | Switch Disconnector | LV_Switchgear | 28902 | SCHNEIDER | 63A | NA | Nos. | None | Inventory | 63A TP INS Switch Disconnector with black rotary handle, @690V AC
2536 | 63A FP INS Switch Disconnector with black rotary handle, @690V AC | Switch Disconnector | LV_Switchgear | 28903 | SCHNEIDER | 63A | NA | Nos. | None | Inventory | 63A FP INS Switch Disconnector with black rotary handle, @690V AC
2537 | 100A TP INS Switch Disconnector with black rotary handle, @690V AC | Switch Disconnector | LV_Switchgear | 28908 | SCHNEIDER | 100A | NA | Nos. | None | Inventory | 100A TP INS Switch Disconnector with black rotary handle, @690V AC
2538 | 100A FP INS Switch Disconnector with black rotary handle, @690V AC | Switch Disconnector | LV_Switchgear | 28909 | SCHNEIDER | 100A | NA | Nos. | None | Inventory | 100A FP INS Switch Disconnector with black rotary handle, @690V AC
2539 | 125A TP INS Switch Disconnector with black rotary handle, @690V AC | Switch Disconnector | LV_Switchgear | 28910 | SCHNEIDER | 125A | NA | Nos. | None | Inventory | 125A TP INS Switch Disconnector with black rotary handle, @690V AC
2540 | 125A FP INS Switch Disconnector with black rotary handle, @690V AC | Switch Disconnector | LV_Switchgear | 28911 | SCHNEIDER | 125A | NA | Nos. | None | Inventory | 125A FP INS Switch Disconnector with black rotary handle, @690V AC
2541 | 160A TP INS Switch Disconnector with black rotary handle, @690V AC | Switch Disconnector | LV_Switchgear | 28912 | SCHNEIDER | 160A | NA | Nos. | None | Inventory | 160A TP INS Switch Disconnector with black rotary handle, @690V AC
2542 | 160A FP INS Switch Disconnector with black rotary handle, @690V AC | Switch Disconnector | LV_Switchgear | 28913 | SCHNEIDER | 160A | NA | Nos. | None | Inventory | 160A FP INS Switch Disconnector with black rotary handle, @690V AC
2543 | Auxiliary contact 1C/O OF / SD / SDE / SDV, for CVS / NSX / NS / EZC MCCB, Frame size CVS 100-630A, NSX 100-630A, NS 800-1600A, EZC 400-630A | MCCB Accessories | LV_Switchgear | 29450 | SCHNEIDER | 0 | Aux./Trip Contact | Nos. | None | Inventory | Auxiliary contact 1C/O OF / SD / SDE / SDV, for CVS / NSX / NS / EZC MCCB, Frame size CVS 100-630A, NSX 100-630A, NS 800-1600A, EZC 400-630A
2544 | Auxiliary contact 1C/O OF / SD / SDE / SDV low level, for CVS / NSX MCCB, Frame size CVS 100-630A, NSX 100-630A | MCCB Accessories | LV_Switchgear | 29452 | SCHNEIDER | 0 | Aux./Trip Contact | Nos. | None | Inventory | Auxiliary contact 1C/O OF / SD / SDE / SDV low level, for CVS / NSX MCCB, Frame size CVS 100-630A, NSX 100-630A
6342 | TRAFFO - FLUSH MOUNTING CASE SIZE:1/2, CONTACTS: 2NO S/R WITH HR FLAG ON EACH ELEMENT, AUX VOLTAGE 230V AC. ordering code - 1MYN563627-DBB | RELAY | SWITCHGEAR | CV2D2J230 | ABB | _ | NA | Nos. |  | Inventory | TRAFFO - FLUSH MOUNTING CASE SIZE:1/2, CONTACTS: 2NO S/R WITH HR FLAG ON EACH ELEMENT, AUX VOLTAGE 230V AC. ordering code - 1MYN563627-DBB
7189 | OPERATING MECHANISM - ABB MAKE EL2 FOR 11KV 1250A VMAX, ARTICLE NO. -510507-810 | BREAKER SPARE | SWITCHGEAR | EL2-1VCF339799R0104 | ABB | - | - | SET |  | Inventory | OPERATING MECHANISM - ABB MAKE EL2 FOR 11KV 1250A VMAX, ARTICLE NO. -510507-810
7369 | 11KV, BUS SIDE EARTHING TRUCk SUITABLE FOR 11KV 1250A 25KA/3SE, | BREAKER | SWITCHGEAR | ET-11KV-BET-1250A-25KA | ABB | - | - | Nos. |  | Inventory | 11KV, BUS SIDE EARTHING TRUCk SUITABLE FOR 11KV 1250A 25KA/3SE,
7370 | 11KV, BUS SIDE EARTHING TRUCk SUITABLE FOR 11KV 1600A 40KA/3SEC, | BREAKER | SWITCHGEAR | ET-11KV-BET-1600A-40KA | ABB | - | - | Nos. |  | Inventory | 11KV, BUS SIDE EARTHING TRUCk SUITABLE FOR 11KV 1600A 40KA/3SEC,
7371 | 11KV, BUS SIDE EARTHING TRUCk SUITABLE FOR 11KV 2500A 40KA/3SEC, | BREAKER | SWITCHGEAR | ET-11KV-BET-2500A-40KA | ABB | - | - | Nos. |  | Inventory | 11KV, BUS SIDE EARTHING TRUCk SUITABLE FOR 11KV 2500A 40KA/3SEC,
7372 | 11KV EARTHING TRUCK FOR BUS SIDE SUITABLE FOR VIND BREAKER, ABB PART NO: - 1VYN403889-D - 12.12.25 | BREAKER | SWITCHGEAR | ET-11KV-BET-VIND | ABB | - | NA | Nos |  | Inventory | 11KV EARTHING TRUCK FOR BUS SIDE SUITABLE FOR VIND BREAKER, ABB PART NO: - 1VYN403889-D - 12.12.25
7373 | 11KV, CABLE SIDE EARTHING TRUCk SUITABLE FOR 11KV 1250A 25KA/3SE, | BREAKER | SWITCHGEAR | ET-11KV-CET-1250A-25KA | ABB | - | - | Nos. |  | Inventory | 11KV, CABLE SIDE EARTHING TRUCk SUITABLE FOR 11KV 1250A 25KA/3SE,
7374 | 11KV, CABLE SIDE EARTHING TRUCk SUITABLE FOR 11KV 1600A 40KA/3SEC, | BREAKER | SWITCHGEAR | ET-11KV-CET-1600A-40KA | ABB | - | - | Nos. |  | Inventory | 11KV, CABLE SIDE EARTHING TRUCk SUITABLE FOR 11KV 1600A 40KA/3SEC,
7375 | 11KV, CABLE SIDE EARTHING TRUCk SUITABLE FOR 11KV 2500A 40KA/3SEC, | BREAKER | SWITCHGEAR | ET-11KV-CET-2500A-40KA | ABB | - | - | Nos. |  | Inventory | 11KV, CABLE SIDE EARTHING TRUCk SUITABLE FOR 11KV 2500A 40KA/3SEC,
7376 | 11KV EARTHING TRUCK FOR CABLE SIDE SUITABLE FOR VIND BREAKER, ABB PART NO: - 1VYN403889-C - 12.12.25 | BREAKER | SWITCHGEAR | ET-11KV-CET-VIND | ABB | - | NA | Nos |  | Inventory | 11KV EARTHING TRUCK FOR CABLE SIDE SUITABLE FOR VIND BREAKER, ABB PART NO: - 1VYN403889-C - 12.12.25
2555 | ON DELAY TIMER -0.1s-10 Hrs ,Aux Voltage-24-240 VAC/VDC, 2 C/O Contact | Timer | LV_Switchgear | 2AODT5 | L&T | - | - | Nos |  | Inventory | ON DELAY TIMER -0.1s-10 Hrs ,Aux Voltage-24-240 VAC/VDC, 2 C/O Contact
2556 | 32A SP 16kA S800B MCB C-curve, Type S801B-C32 | MCB | LV_Switchgear | 2CCS811001R0324 | ABB | 32A | CNAcurve | Nos. | None | Inventory | 32A SP 16kA S800B MCB C-curve, Type S801B-C32
2557 | 40A SP 16kA S800B MCB C-curve, Type S801B-C40 | MCB | LV_Switchgear | 2CCS811001R0404 | ABB | 40A | CNAcurve | Nos. | None | Inventory | 40A SP 16kA S800B MCB C-curve, Type S801B-C40
2558 | 50A SP 16kA S800B MCB C-curve, Type S801B-C50 | MCB | LV_Switchgear | 2CCS811001R0504 | ABB | 50A | CNAcurve | Nos. | None | Inventory | 50A SP 16kA S800B MCB C-curve, Type S801B-C50
2559 | 63A SP 16kA S800B MCB C-curve, Type S801B-C63 | MCB | LV_Switchgear | 2CCS811001R0634 | ABB | 63A | CNAcurve | Nos. | None | Inventory | 63A SP 16kA S800B MCB C-curve, Type S801B-C63
2560 | 80A SP 16kA S800B MCB C-curve, Type S801B-C80 | MCB | LV_Switchgear | 2CCS811001R0804 | ABB | 80A | CNAcurve | Nos. | None | Inventory | 80A SP 16kA S800B MCB C-curve, Type S801B-C80
2561 | 100A SP 16kA S800B MCB C-curve, Type S801B-C100 | MCB | LV_Switchgear | 2CCS811001R0824 | ABB | 100A | CNAcurve | Nos. | None | Inventory | 100A SP 16kA S800B MCB C-curve, Type S801B-C100
2562 | 125A SP 16kA S800B MCB C-curve, Type S801B-C125 | MCB | LV_Switchgear | 2CCS811001R0844 | ABB | 125A | CNAcurve | Nos. | None | Inventory | 125A SP 16kA S800B MCB C-curve, Type S801B-C125
2563 | 32A DP 16kA S800B MCB C-curve, Type S802B-C32 | MCB | LV_Switchgear | 2CCS812001R0324 | ABB | 32A | CNAcurve | Nos. | None | Inventory | 32A DP 16kA S800B MCB C-curve, Type S802B-C32
2564 | 40A DP 16kA S800B MCB C-curve, Type S802B-C40 | MCB | LV_Switchgear | 2CCS812001R0404 | ABB | 40A | CNAcurve | Nos. | None | Inventory | 40A DP 16kA S800B MCB C-curve, Type S802B-C40
2565 | 50A DP 16kA S800B MCB C-curve, Type S802B-C50 | MCB | LV_Switchgear | 2CCS812001R0504 | ABB | 50A | CNAcurve | Nos. | None | Inventory | 50A DP 16kA S800B MCB C-curve, Type S802B-C50
2566 | 63A DP 16kA S800B MCB C-curve, Type S802B-C63 | MCB | LV_Switchgear | 2CCS812001R0634 | ABB | 63A | CNAcurve | Nos. | None | Inventory | 63A DP 16kA S800B MCB C-curve, Type S802B-C63
2567 | 80A DP 16kA S800B MCB C-curve, Type S802B-C80 | MCB | LV_Switchgear | 2CCS812001R0804 | ABB | 80A | CNAcurve | Nos. | None | Inventory | 80A DP 16kA S800B MCB C-curve, Type S802B-C80
2568 | 100A DP 16kA S800B MCB C-curve, Type S802B-C100 | MCB | LV_Switchgear | 2CCS812001R0824 | ABB | 100A | CNAcurve | Nos. | None | Inventory | 100A DP 16kA S800B MCB C-curve, Type S802B-C100
2569 | 125A DP 16kA S800B MCB C-curve, Type S802B-C125 | MCB | LV_Switchgear | 2CCS812001R0844 | ABB | 125A | CNAcurve | Nos. | None | Inventory | 125A DP 16kA S800B MCB C-curve, Type S802B-C125
2570 | 32A TP 16kA S800B MCB C-curve, Type S803B-C32 | MCB | LV_Switchgear | 2CCS813001R0324 | ABB | 32A | CNAcurve | Nos. | None | Inventory | 32A TP 16kA S800B MCB C-curve, Type S803B-C32
2571 | 40A TP 16kA S800B MCB C-curve, Type S803B-C40 | MCB | LV_Switchgear | 2CCS813001R0404 | ABB | 40A | CNAcurve | Nos. | None | Inventory | 40A TP 16kA S800B MCB C-curve, Type S803B-C40
2572 | 50A TP 16kA S800B MCB C-curve, Type S803B-C50 | MCB | LV_Switchgear | 2CCS813001R0504 | ABB | 50A | CNAcurve | Nos. | None | Inventory | 50A TP 16kA S800B MCB C-curve, Type S803B-C50
2573 | 63A TP 16kA S800B MCB C-curve, Type S803B-C63 | MCB | LV_Switchgear | 2CCS813001R0634 | ABB | 63A | CNAcurve | Nos. | None | Inventory | 63A TP 16kA S800B MCB C-curve, Type S803B-C63
2574 | 80A TP 16kA S800B MCB C-curve, Type S803B-C80 | MCB | LV_Switchgear | 2CCS813001R0804 | ABB | 80A | CNAcurve | Nos. | None | Inventory | 80A TP 16kA S800B MCB C-curve, Type S803B-C80
2575 | 100A TP 16kA S800B MCB C-curve, Type S803B-C100 | MCB | LV_Switchgear | 2CCS813001R0824 | ABB | 100A | CNAcurve | Nos. | None | Inventory | 100A TP 16kA S800B MCB C-curve, Type S803B-C100
2576 | 125A TP 16kA S800B MCB C-curve, Type S803B-C125 | MCB | LV_Switchgear | 2CCS813001R0844 | ABB | 125A | CNAcurve | Nos. | None | Inventory | 125A TP 16kA S800B MCB C-curve, Type S803B-C125
2577 | 32A FP 16kA S800B MCB C-curve, Type S804B-C32 | MCB | LV_Switchgear | 2CCS814001R0324 | ABB | 32A | CNAcurve | Nos. | None | Inventory | 32A FP 16kA S800B MCB C-curve, Type S804B-C32
2578 | 40A FP 16kA S800B MCB C-curve, Type S804B-C40 | MCB | LV_Switchgear | 2CCS814001R0404 | ABB | 40A | CNAcurve | Nos. | None | Inventory | 40A FP 16kA S800B MCB C-curve, Type S804B-C40
2579 | 50A FP 16kA S800B MCB C-curve, Type S804B-C50 | MCB | LV_Switchgear | 2CCS814001R0504 | ABB | 50A | CNAcurve | Nos. | None | Inventory | 50A FP 16kA S800B MCB C-curve, Type S804B-C50
2580 | 63A FP 16kA S800B MCB C-curve, Type S804B-C63 | MCB | LV_Switchgear | 2CCS814001R0634 | ABB | 63A | CNAcurve | Nos. | None | Inventory | 63A FP 16kA S800B MCB C-curve, Type S804B-C63
2581 | 80A FP 16kA S800B MCB C-curve, Type S804B-C80 | MCB | LV_Switchgear | 2CCS814001R0804 | ABB | 80A | CNAcurve | Nos. | None | Inventory | 80A FP 16kA S800B MCB C-curve, Type S804B-C80
2582 | 100A FP 16kA S800B MCB C-curve, Type S804B-C100 | MCB | LV_Switchgear | 2CCS814001R0824 | ABB | 100A | CNAcurve | Nos. | None | Inventory | 100A FP 16kA S800B MCB C-curve, Type S804B-C100
2583 | 125A FP 16kA S800B MCB C-curve, Type S804B-C125 | MCB | LV_Switchgear | 2CCS814001R0844 | ABB | 125A | CNAcurve | Nos. | None | Inventory | 125A FP 16kA S800B MCB C-curve, Type S804B-C125
2584 | 125A FP E200 MCB Switch Disconnector, Type E200-125 | Switch Disconnector | LV_Switchgear | 2CDE284001R0125 | ABB | 125A | MCB Switch Disconnector | Nos. |  | Inventory | 125A FP E200 MCB Switch Disconnector, Type E200-125
2585 | Shunt Coil/Release 12-60V AC/DC left side mounting add-on block for SB200M, SB200DC - MCBs / SDB200 - Switch Disconnector / DS201M - RCBO, Type S2C-A1 | MCB/RCCB/RCBO Accessories | LV_Switchgear | 2CDS200909R0001 | ABB | 0 | Shunt | Nos. | None | Inventory | Shunt Coil/Release 12-60V AC/DC left side mounting add-on block for SB200M, SB200DC - MCBs / SDB200 - Switch Disconnector / DS201M - RCBO, Type S2C-A1
2586 | Shunt Coil/Release 110-415V AC / 110-250V DC left side mounting add-on block for SB200M, SB200DC - MCBs / SDB200 - Switch Disconnector / DS201M - RCBO, Type S2C-A2 | MCB/RCCB/RCBO Accessories | LV_Switchgear | 2CDS200909R0002 | ABB | 0 | Shunt | Nos. | None | Inventory | Shunt Coil/Release 110-415V AC / 110-250V DC left side mounting add-on block for SB200M, SB200DC - MCBs / SDB200 - Switch Disconnector / DS201M - RCBO, Type S2C-A2
2587 | Auxiliary contact 1C/O right side mounting add-on block for SB200M, SB200DC - MCBs / SDB200 - Switch Disconnector / FB200 - RCCB / DS201M - RCBO, Type S2C-H6R | MCB/RCCB/RCBO Accessories | LV_Switchgear | 2CDS200912R0001 | ABB | 0 | Aux./Trip Contact | Nos. | None | Inventory | Auxiliary contact 1C/O right side mounting add-on block for SB200M, SB200DC - MCBs / SDB200 - Switch Disconnector / FB200 - RCCB / DS201M - RCBO, Type S2C-H6R
2588 | Trip alarm contact 1C/O right side mounting add-on block for SB200M, SB200DC - MCBs / SDB200 - Switch Disconnector / FB200 - RCCB / DS201M - RCBO, Type S2C-S/H6R | MCB/RCCB/RCBO Accessories | LV_Switchgear | 2CDS200922R0001 | ABB | 0 | Aux./Trip Contact | Nos. | None | Inventory | Trip alarm contact 1C/O right side mounting add-on block for SB200M, SB200DC - MCBs / SDB200 - Switch Disconnector / FB200 - RCCB / DS201M - RCBO, Type S2C-S/H6R
2589 | Auxiliary contact 1NO + 1NC left side mounting add-on block for SB200M, SB200DC - MCBs / SDB200 - Switch Disconnector / FB200 - RCCB / DS201M - RCBO, Type S2C-H11L | MCB/RCCB/RCBO Accessories | LV_Switchgear | 2CDS200936R0001 | ABB | 0 | Aux./Trip Contact | Nos. | None | Inventory | Auxiliary contact 1NO + 1NC left side mounting add-on block for SB200M, SB200DC - MCBs / SDB200 - Switch Disconnector / FB200 - RCCB / DS201M - RCBO, Type S2C-H11L
2590 | Auxiliary contact 2NO left side mounting add-on block for SB200M, SB200DC - MCBs / SDB200 - Switch Disconnector / FB200 - RCCB / DS201M - RCBO, Type S2C-H20L | MCB/RCCB/RCBO Accessories | LV_Switchgear | 2CDS200936R0002 | ABB | 0 | Aux./Trip Contact | Nos. | None | Inventory | Auxiliary contact 2NO left side mounting add-on block for SB200M, SB200DC - MCBs / SDB200 - Switch Disconnector / FB200 - RCCB / DS201M - RCBO, Type S2C-H20L
2591 | Auxiliary contact 2NC left side mounting add-on block for SB200M, SB200DC - MCBs / SDB200 - Switch Disconnector / FB200 - RCCB / DS201M - RCBO, Type S2C-H02L | MCB/RCCB/RCBO Accessories | LV_Switchgear | 2CDS200936R0003 | ABB | 0 | Aux./Trip Contact | Nos. | None | Inventory | Auxiliary contact 2NC left side mounting add-on block for SB200M, SB200DC - MCBs / SDB200 - Switch Disconnector / FB200 - RCCB / DS201M - RCBO, Type S2C-H02L
2592 | Auxiliary contact 1NO + 1NC right side mounting add-on block for SB200M, SB200DC - MCBs / SDB200 - Switch Disconnector / FB200 - RCCB / DS201M - RCBO, Type S2C-H6-11R | MCB/RCCB/RCBO Accessories | LV_Switchgear | 2CDS200946R0001 | ABB | 0 | Aux./Trip Contact | Nos. | None | Inventory | Auxiliary contact 1NO + 1NC right side mounting add-on block for SB200M, SB200DC - MCBs / SDB200 - Switch Disconnector / FB200 - RCCB / DS201M - RCBO, Type S2C-H6-11R
2593 | Auxiliary contact 2NO right side mounting add-on block for SB200M, SB200DC - MCBs / SDB200 - Switch Disconnector / FB200 - RCCB / DS201M - RCBO, Type S2C-H6-20R | MCB/RCCB/RCBO Accessories | LV_Switchgear | 2CDS200946R0002 | ABB | 0 | Aux./Trip Contact | Nos. | None | Inventory | Auxiliary contact 2NO right side mounting add-on block for SB200M, SB200DC - MCBs / SDB200 - Switch Disconnector / FB200 - RCCB / DS201M - RCBO, Type S2C-H6-20R
2594 | Auxiliary contact 2NC right side mounting add-on block for SB200M, SB200DC - MCBs / SDB200 - Switch Disconnector / FB200 - RCCB / DS201M - RCBO, Type S2C-H6-02R | MCB/RCCB/RCBO Accessories | LV_Switchgear | 2CDS200946R0003 | ABB | 0 | Aux./Trip Contact | Nos. | None | Inventory | Auxiliary contact 2NC right side mounting add-on block for SB200M, SB200DC - MCBs / SDB200 - Switch Disconnector / FB200 - RCCB / DS201M - RCBO, Type S2C-H6-02R
2595 | 80A SP 6kA S200 MCB C-curve, Type S201-C80 | MCB | LV_Switchgear | 2CDS251001R0804 | ABB | 80A | CNAcurve | Nos. | None | Inventory | 80A SP 6kA S200 MCB C-curve, Type S201-C80
2596 | 100A SP 6kA S200 MCB C-curve, Type S201-C100 | MCB | LV_Switchgear | 2CDS251001R0824 | ABB | 100A | CNAcurve | Nos. | None | Inventory | 100A SP 6kA S200 MCB C-curve, Type S201-C100
2597 | 80A SPN 6kA S200 MCB C-curve, Type S201-C80NA | MCB | LV_Switchgear | 2CDS251103R0804 | ABB | 80A | CNAcurve | Nos. | None | Inventory | 80A SPN 6kA S200 MCB C-curve, Type S201-C80NA
2598 | 100A SPN 6kA S200 MCB C-curve, Type S201-C100NA | MCB | LV_Switchgear | 2CDS251103R0824 | ABB | 100A | CNAcurve | Nos. | None | Inventory | 100A SPN 6kA S200 MCB C-curve, Type S201-C100NA
2599 | 80A DP 6kA S200 MCB C-curve, Type S202-C80 | MCB | LV_Switchgear | 2CDS252001R0804 | ABB | 80A | CNAcurve | Nos. | None | Inventory | 80A DP 6kA S200 MCB C-curve, Type S202-C80
2600 | 100A DP 6kA S200 MCB C-curve, Type S202-C100 | MCB | LV_Switchgear | 2CDS252001R0824 | ABB | 100A | CNAcurve | Nos. | None | Inventory | 100A DP 6kA S200 MCB C-curve, Type S202-C100
2601 | 80A TP 6kA S200 MCB C-curve, Type S203-C80 | MCB | LV_Switchgear | 2CDS253001R0804 | ABB | 80A | CNAcurve | Nos. | None | Inventory | 80A TP 6kA S200 MCB C-curve, Type S203-C80
2602 | 100A TP 6kA S200 MCB C-curve, Type S203-C100 | MCB | LV_Switchgear | 2CDS253001R0824 | ABB | 100A | CNAcurve | Nos. | None | Inventory | 100A TP 6kA S200 MCB C-curve, Type S203-C100
2603 | 80A TPN 6kA S200 MCB C-curve, Type S203-C80NA | MCB | LV_Switchgear | 2CDS253103R0804 | ABB | 80A | CNAcurve | Nos. | None | Inventory | 80A TPN 6kA S200 MCB C-curve, Type S203-C80NA
2604 | 100A TPN 6kA S200 MCB C-curve, Type S203-C100NA | MCB | LV_Switchgear | 2CDS253103R0824 | ABB | 100A | CNAcurve | Nos. | None | Inventory | 100A TPN 6kA S200 MCB C-curve, Type S203-C100NA
2605 | 80A FP 6kA S200 MCB C-curve, Type S204-C80 | MCB | LV_Switchgear | 2CDS254001R0804 | ABB | 80A | CNAcurve | Nos. | None | Inventory | 80A FP 6kA S200 MCB C-curve, Type S204-C80
2606 | 100A FP 6kA S200 MCB C-curve, Type S204-C100 | MCB | LV_Switchgear | 2CDS254001R0824 | ABB | 100A | CNAcurve | Nos. | None | Inventory | 100A FP 6kA S200 MCB C-curve, Type S204-C100
7379 | 33KV, CABLE SIDE EARTHING TRUCK SUITABLE FOR 33KV, 1250A, 25KA/1SEC | BREAKER | SWITCHGEAR | ET-33KV-CET-1250A-25KA/1SEC | ABB | - | NA | Nos. |  | Inventory | 33KV, CABLE SIDE EARTHING TRUCK SUITABLE FOR 33KV, 1250A, 25KA/1SEC
7380 | 33KV, CABLE SIDE EARTHING TRUCK SUITABLE FOR 33KV, 1250A, 31.5KA/3SEC. | BREAKER | SWITCHGEAR | ET-33KV-CET-1250A-31.5KA | ABB | - | NA | Nos. |  | Inventory | 33KV, CABLE SIDE EARTHING TRUCK SUITABLE FOR 33KV, 1250A, 31.5KA/3SEC.
7381 | 33KV, CABLE SIDE EARTHING TRUCK SUITABLE FOR 33KV, 2500A, 31.5KA/3SEC. | BREAKER | SWITCHGEAR | ET-33KV-CET-2500A | ABB | - | NA | Nos. |  | Inventory | 33KV, CABLE SIDE EARTHING TRUCK SUITABLE FOR 33KV, 2500A, 31.5KA/3SEC.
7853 | FFR - FUSE FAILURE RELAY (60), Case Size : 4s, 12c , Contact : 2NO Rated Voltage : 110 V Phase - To - Phase Frequency - 50 Hz. | RELAY | SWITCHGEAR | FFR | ABB | _ | NA | Nos | None | Inventory | FFR - FUSE FAILURE RELAY (60), Case Size : 4s, 12c , Contact : 2NO Rated Voltage : 110 V Phase - To - Phase Frequency - 50 Hz.
2611 | 6A DP 10kA S200M MCB D-curve, Type S202M-D6 | MCB | LV_Switchgear | 2CDS272001R0061 | ABB | 6A | DNAcurve | Nos. | None | Inventory | 6A DP 10kA S200M MCB D-curve, Type S202M-D6
7925 | 250A CMF 3/7.2KV -250A-FUSE WITH - ABB MAKE, CLAMP ARRANGEMENT TO INSTALL IN ABB VSC CONTACTOR - 442MM LENGHT | FUSE | SWITCHGEAR | FUSE-CMF-7.2-250A-ABB | ABB | - | NA | Nos |  | Inventory | 250A CMF 3/7.2KV -250A-FUSE WITH - ABB MAKE, CLAMP ARRANGEMENT TO INSTALL IN ABB VSC CONTACTOR - 442MM LENGHT
2613 | 10A DP 10kA S200M MCB D-curve, Type S202M-D10 | MCB | LV_Switchgear | 2CDS272001R0101 | ABB | 10A | DNAcurve | Nos. | None | Inventory | 10A DP 10kA S200M MCB D-curve, Type S202M-D10
2614 | 10A DP 10kA S200M MCB C-curve, Type S202M-C10 | MCB | LV_Switchgear | 2CDS272001R0104 | ABB | 10A | CNAcurve | Nos. | None | Inventory | 10A DP 10kA S200M MCB C-curve, Type S202M-C10
2615 | 16A DP 10kA S200M MCB D-curve, Type S202M-D16 | MCB | LV_Switchgear | 2CDS272001R0161 | ABB | 16A | DNAcurve | Nos. | None | Inventory | 16A DP 10kA S200M MCB D-curve, Type S202M-D16
7957 | 11kV, 3150A, 40KA/3 Sec. Drawout type breaker GCB Breaker Spring charge motor- 230V AC Closing coil- 110V DC Tripping coil- 110V DC Additional trip coil- 230V AC 8NO+7NC Contacts with 2 sets of charge & rack in/out levers Locking coil RLE-1 & RLE-2 required Operation counter, 58 pin plug & socket | BREAKER | SWITCHGEAR | GCB-11315040-DRAW-OUT | ABB | - | - | Nos. |  | Inventory | 11kV, 3150A, 40KA/3 Sec. Drawout type breaker GCB Breaker Spring charge motor- 230V AC Closing coil- 110V DC Tripping coil- 110V DC Additional trip coil- 230V AC 8NO+7NC Contacts with 2 sets of charge & rack in/out levers Locking coil RLE-1 & RLE-2 required Operation counter, 58 pin plug & socket
2617 | 20A DP 10kA S200M MCB D-curve, Type S202M-D20 | MCB | LV_Switchgear | 2CDS272001R0201 | ABB | 20A | DNAcurve | Nos. | None | Inventory | 20A DP 10kA S200M MCB D-curve, Type S202M-D20
8277 | TYPE: RED615, CABLE DIFFERENTIAL RELAY, FLUSH MOUNTING, FUNCTIONS: (87C), CONTACTS: 12 BI + 10 BO, AUX. VOLTAGE: 48-250V DC, 100-240V AC, In : 1A/5A, With RS485 port, with Single mode optical cable communication mode, , | RELAY | SWITCHGEAR | HBDAACADABB1ANN11G | ABB | _ | NA | Nos |  | Inventory | TYPE: RED615, CABLE DIFFERENTIAL RELAY, FLUSH MOUNTING, FUNCTIONS: (87C), CONTACTS: 12 BI + 10 BO, AUX. VOLTAGE: 48-250V DC, 100-240V AC, In : 1A/5A, With RS485 port, with Single mode optical cable communication mode, ,
2619 | 25A DP 10kA S200M MCB D-curve, Type S202M-D25 | MCB | LV_Switchgear | 2CDS272001R0251 | ABB | 25A | DNAcurve | Nos. | None | Inventory | 25A DP 10kA S200M MCB D-curve, Type S202M-D25
2620 | 25A DP 10kA S200M MCB C-curve, Type S202M-C25 | MCB | LV_Switchgear | 2CDS272001R0254 | ABB | 25A | CNAcurve | Nos. | None | Inventory | 25A DP 10kA S200M MCB C-curve, Type S202M-C25
2621 | 32A DP 10kA S200M MCB D-curve, Type S202M-D32 | MCB | LV_Switchgear | 2CDS272001R0321 | ABB | 32A | DNAcurve | Nos. | None | Inventory | 32A DP 10kA S200M MCB D-curve, Type S202M-D32
8278 | RED615, NUMERICAL MULTIFUNCTION RELAY, FUNCTIONS: (50+51+50N+51N+46+49+87L), NON-DRAWOUT, FLUSH MOUNTING, INPUTS: 12BIs, OUTPUTS: 10BOs, AUX. VOLTAGE: 30V DC, In: 1A, COMMUNICABLE WITH RS485 PORT, WITH SINGLE MODE OPTICAL CABLE COMMUNICATION MODE, | RELAY | SWITCHGEAR | HBDAACADABB1ANN21G | ABB | _ | NA | Nos |  | Inventory | RED615, NUMERICAL MULTIFUNCTION RELAY, FUNCTIONS: (50+51+50N+51N+46+49+87L), NON-DRAWOUT, FLUSH MOUNTING, INPUTS: 12BIs, OUTPUTS: 10BOs, AUX. VOLTAGE: 30V DC, In: 1A, COMMUNICABLE WITH RS485 PORT, WITH SINGLE MODE OPTICAL CABLE COMMUNICATION MODE,
2623 | 40A DP 10kA S200M MCB D-curve, Type S202M-D40 | MCB | LV_Switchgear | 2CDS272001R0401 | ABB | 40A | DNAcurve | Nos. | None | Inventory | 40A DP 10kA S200M MCB D-curve, Type S202M-D40
2624 | 40A DP 10kA S200M MCB C-curve, Type S202M-C40 | MCB | LV_Switchgear | 2CDS272001R0404 | ABB | 40A | CNAcurve | Nos. | None | Inventory | 40A DP 10kA S200M MCB C-curve, Type S202M-C40
2625 | 50A DP 10kA S200M MCB D-curve, Type S202M-D50 | MCB | LV_Switchgear | 2CDS272001R0501 | ABB | 50A | DNAcurve | Nos. | None | Inventory | 50A DP 10kA S200M MCB D-curve, Type S202M-D50
2626 | 50A DP 10kA S200M MCB C-curve, Type S202M-C50 | MCB | LV_Switchgear | 2CDS272001R0504 | ABB | 50A | CNAcurve | Nos. | None | Inventory | 50A DP 10kA S200M MCB C-curve, Type S202M-C50
2627 | 63A DP 10kA S200M MCB D-curve, Type S202M-D63 | MCB | LV_Switchgear | 2CDS272001R0631 | ABB | 63A | DNAcurve | Nos. | None | Inventory | 63A DP 10kA S200M MCB D-curve, Type S202M-D63
8279 | TYPE: RED615, LINE DIFFERENTIAL PROTECTION RELAY ,FLUSH MOUNTING, FUNCTIONS: (87L), CONTACTS: 12 BI + 10 BO, AUX. VOLTAGE: 110V DC, In: 1A, MODBUS PROTOCOL WITH RS 485 PORT. | RELAY | SWITCHGEAR | HBDAACADAHB1ANN11G | ABB | - | - | Nos. |  | Inventory | TYPE: RED615, LINE DIFFERENTIAL PROTECTION RELAY ,FLUSH MOUNTING, FUNCTIONS: (87L), CONTACTS: 12 BI + 10 BO, AUX. VOLTAGE: 110V DC, In: 1A, MODBUS PROTOCOL WITH RS 485 PORT.
8280 | RED 615, TYPE: RED615, MULTIFUNCTION RELAY, FLUSH MOUNTING, FUNCTIONS:(87C), CONTACTS: 12 BI + 10 BO, AUX. VOLTAGE: 110V DC, In : 1A, IEC 61850 PROTOCOL WITH RJ 45 PORT & MODBUS PROTOCOL WITH RS485 PORT. | RELAY | SWITCHGEAR | HBDAACADAHC1ANN11G | ABB | _ | NA | Nos |  | Inventory | RED 615, TYPE: RED615, MULTIFUNCTION RELAY, FLUSH MOUNTING, FUNCTIONS:(87C), CONTACTS: 12 BI + 10 BO, AUX. VOLTAGE: 110V DC, In : 1A, IEC 61850 PROTOCOL WITH RJ 45 PORT & MODBUS PROTOCOL WITH RS485 PORT.
2630 | 20A DP 10kA S200DC MCB C-curve DC, Type S202M-C20DC | MCB | LV_Switchgear | 2CDS272064R0204 | ABB | 20A | DC CNAcurve | Nos. |  | Inventory | 20A DP 10kA S200DC MCB C-curve DC, Type S202M-C20DC
2631 | 32A DP 10kA SH200M MCB C-curve, TYPE SH203M-C32 | MCB | LV_Switchgear | 2CDS273011R0324 | ABB | 32A | C-curve | Nos. |  | Inventory | 32A DP 10kA SH200M MCB C-curve, TYPE SH203M-C32
8281 | RED615, COMMUNICABLE TYPE MULTIFUNCTION RELAY, FLUSH MOUNTING, PROTECTION FUNCTIONS: 87F, CONTACTS: 16 DI + 10 DO, AUX. VOLTAGE: 110V DC, In : 5A, WITH IEC 61850 , | RELAY | SWITCHGEAR | HBDAACADNHA1ANN11G | ABB | _ | NA | Nos |  | Inventory | RED615, COMMUNICABLE TYPE MULTIFUNCTION RELAY, FLUSH MOUNTING, PROTECTION FUNCTIONS: 87F, CONTACTS: 16 DI + 10 DO, AUX. VOLTAGE: 110V DC, In : 5A, WITH IEC 61850 ,
2633 | 6A FP 10kA S200M MCB D-curve, Type S204M-D6 | MCB | LV_Switchgear | 2CDS274001R0061 | ABB | 6A | DNAcurve | Nos. | None | Inventory | 6A FP 10kA S200M MCB D-curve, Type S204M-D6
8282 | TYPE: RED615, MULTIFUNCTION RELAY, FLUSH MOUNTING, FUNCTIONS:(51+51N+50+50N+27+59+60+81U+81O+95+87C), CONTACTS: 12 BI + 10 BO, AUX. VOLTAGE: 110V DC, In : 1A, MODBUS PORT WITH RS 485 COMMUNICATION, WITH SUITABLE SINGLE MODE LC PORT FOR DIFFERENTIAL PROTECTION 22KJ RESISTOR" | RELAY | SWITCHGEAR | HBDDAEAGABB1BDA11G | ABB | _ | NA | Nos |  | Inventory | TYPE: RED615, MULTIFUNCTION RELAY, FLUSH MOUNTING, FUNCTIONS:(51+51N+50+50N+27+59+60+81U+81O+95+87C), CONTACTS: 12 BI + 10 BO, AUX. VOLTAGE: 110V DC, In : 1A, MODBUS PORT WITH RS 485 COMMUNICATION, WITH SUITABLE SINGLE MODE LC PORT FOR DIFFERENTIAL PROTECTION 22KJ RESISTOR"
2635 | 10A FP 10kA S200M MCB D-curve, Type S204M-D10 | MCB | LV_Switchgear | 2CDS274001R0101 | ABB | 10A | DNAcurve | Nos. | None | Inventory | 10A FP 10kA S200M MCB D-curve, Type S204M-D10
2636 | 10A FP 10kA S200M MCB C-curve, Type S204M-C10 | MCB | LV_Switchgear | 2CDS274001R0104 | ABB | 10A | CNAcurve | Nos. | None | Inventory | 10A FP 10kA S200M MCB C-curve, Type S204M-C10
2637 | 16A FP 10kA S200M MCB D-curve, Type S204M-D16 | MCB | LV_Switchgear | 2CDS274001R0161 | ABB | 16A | DNAcurve | Nos. | None | Inventory | 16A FP 10kA S200M MCB D-curve, Type S204M-D16
2638 | 16A FP 10kA S200M MCB C-curve, Type S204M-C16 | MCB | LV_Switchgear | 2CDS274001R0164 | ABB | 16A | CNAcurve | Nos. | None | Inventory | 16A FP 10kA S200M MCB C-curve, Type S204M-C16
2639 | 20A FP 10kA S200M MCB D-curve, Type S204M-D20 | MCB | LV_Switchgear | 2CDS274001R0201 | ABB | 20A | DNAcurve | Nos. | None | Inventory | 20A FP 10kA S200M MCB D-curve, Type S204M-D20
2640 | 20A FP 10kA S200M MCB C-curve, Type S204M-C20 | MCB | LV_Switchgear | 2CDS274001R0204 | ABB | 20A | CNAcurve | Nos. | None | Inventory | 20A FP 10kA S200M MCB C-curve, Type S204M-C20
2641 | 25A FP 10kA S200M MCB D-curve, Type S204M-D25 | MCB | LV_Switchgear | 2CDS274001R0251 | ABB | 25A | DNAcurve | Nos. | None | Inventory | 25A FP 10kA S200M MCB D-curve, Type S204M-D25
2642 | 25A FP 10kA S200M MCB C-curve, Type S204M-C25 | MCB | LV_Switchgear | 2CDS274001R0254 | ABB | 25A | CNAcurve | Nos. | None | Inventory | 25A FP 10kA S200M MCB C-curve, Type S204M-C25
2643 | 32A FP 10kA S200M MCB D-curve, Type S204M-D32 | MCB | LV_Switchgear | 2CDS274001R0321 | ABB | 32A | DNAcurve | Nos. | None | Inventory | 32A FP 10kA S200M MCB D-curve, Type S204M-D32
2644 | 32A FP 10kA S200M MCB C-curve, Type S204M-C32 | MCB | LV_Switchgear | 2CDS274001R0324 | ABB | 32A | CNAcurve | Nos. | None | Inventory | 32A FP 10kA S200M MCB C-curve, Type S204M-C32
2645 | 40A FP 10kA S200M MCB D-curve, Type S204M-D40 | MCB | LV_Switchgear | 2CDS274001R0401 | ABB | 40A | DNAcurve | Nos. | None | Inventory | 40A FP 10kA S200M MCB D-curve, Type S204M-D40
2646 | 40A FP 10kA S200M MCB C-curve, Type S204M-C40 | MCB | LV_Switchgear | 2CDS274001R0404 | ABB | 40A | CNAcurve | Nos. | None | Inventory | 40A FP 10kA S200M MCB C-curve, Type S204M-C40
2647 | 50A FP 10kA S200M MCB D-curve, Type S204M-D50 | MCB | LV_Switchgear | 2CDS274001R0501 | ABB | 50A | DNAcurve | Nos. | None | Inventory | 50A FP 10kA S200M MCB D-curve, Type S204M-D50
2648 | 50A FP 10kA S200M MCB C-curve, Type S204M-C50 | MCB | LV_Switchgear | 2CDS274001R0504 | ABB | 50A | CNAcurve | Nos. | None | Inventory | 50A FP 10kA S200M MCB C-curve, Type S204M-C50
2649 | 63A FP 10kA S200M MCB D-curve, Type S204M-D63 | MCB | LV_Switchgear | 2CDS274001R0631 | ABB | 63A | DNAcurve | Nos. | None | Inventory | 63A FP 10kA S200M MCB D-curve, Type S204M-D63
2650 | 63A FP 10kA S200M MCB C-curve, Type S204M-C63 | MCB | LV_Switchgear | 2CDS274001R0634 | ABB | 63A | CNAcurve | Nos. | None | Inventory | 63A FP 10kA S200M MCB C-curve, Type S204M-C63
2651 | 16A TP 15kA S203P-C16 MCB C-curve | MCB | LV_Switchgear | 2CDS283001R0164 | ABB | 16A | C-curve | Nos. |  | Inventory | 16A TP 15kA S203P-C16 MCB C-curve
2652 | 40A TP 15kA S203P-C40 MCB C-curve | MCB | LV_Switchgear | 2CDS283001R0404 | ABB | 40A | C-curve | Nos. |  | Inventory | 40A TP 15kA S203P-C40 MCB C-curve
2653 | 63A DP DDA200AC RCD with 30mA trip sensitivity, Type DDA202AC-63/0.03 (consider S200M MCB for use as RCBO) | RCD | LV_Switchgear | 2CSB202001R1630 | ABB | 63A | 30mA | Nos. | None | Inventory | 63A DP DDA200AC RCD with 30mA trip sensitivity, Type DDA202AC-63/0.03 (consider S200M MCB for use as RCBO)
2654 | 63A DP DDA200AC RCD with 100mA trip sensitivity, Type DDA202AC-63/0.1 (consider S200M MCB for use as RCBO) | RCD | LV_Switchgear | 2CSB202001R2630 | ABB | 63A | 100mA | Nos. | None | Inventory | 63A DP DDA200AC RCD with 100mA trip sensitivity, Type DDA202AC-63/0.1 (consider S200M MCB for use as RCBO)
2655 | 63A DP DDA200AC RCD with 300mA trip sensitivity, Type DDA202AC-63/0.3 (consider S200M MCB for use as RCBO) | RCD | LV_Switchgear | 2CSB202001R3630 | ABB | 63A | 300mA | Nos. | None | Inventory | 63A DP DDA200AC RCD with 300mA trip sensitivity, Type DDA202AC-63/0.3 (consider S200M MCB for use as RCBO)
2656 | 25A FP DDA200AC RCD with 30mA trip sensitivity, Type DDA204AC-25/0.03 (consider S200M MCB for use as RCBO) | RCD | LV_Switchgear | 2CSB204001R1250 | ABB | 25A | 30mA | Nos. | None | Inventory | 25A FP DDA200AC RCD with 30mA trip sensitivity, Type DDA204AC-25/0.03 (consider S200M MCB for use as RCBO)
2657 | 40A FP DDA200AC RCD with 30mA trip sensitivity, Type DDA204AC-40/0.03 (consider S200M MCB for use as RCBO) | RCD | LV_Switchgear | 2CSB204001R1400 | ABB | 40A | 30mA | Nos. | None | Inventory | 40A FP DDA200AC RCD with 30mA trip sensitivity, Type DDA204AC-40/0.03 (consider S200M MCB for use as RCBO)
2658 | 63A FP DDA200AC RCD with 30mA trip sensitivity, Type DDA204AC-63/0.03 (consider S200M MCB for use as RCBO) | RCD | LV_Switchgear | 2CSB204001R1630 | ABB | 63A | 30mA | Nos. | None | Inventory | 63A FP DDA200AC RCD with 30mA trip sensitivity, Type DDA204AC-63/0.03 (consider S200M MCB for use as RCBO)
2659 | 25A FP DDA200AC RCD with 100mA trip sensitivity, Type DDA204AC-25/0.1 (consider S200M MCB for use as RCBO) | RCD | LV_Switchgear | 2CSB204001R2250 | ABB | 25A | 100mA | Nos. | None | Inventory | 25A FP DDA200AC RCD with 100mA trip sensitivity, Type DDA204AC-25/0.1 (consider S200M MCB for use as RCBO)
2660 | 40A FP DDA200AC RCD with 100mA trip sensitivity, Type DDA204AC-40/0.1 (consider S200M MCB for use as RCBO) | RCD | LV_Switchgear | 2CSB204001R2400 | ABB | 40A | 100mA | Nos. | None | Inventory | 40A FP DDA200AC RCD with 100mA trip sensitivity, Type DDA204AC-40/0.1 (consider S200M MCB for use as RCBO)
2661 | 63A FP DDA200AC RCD with 100mA trip sensitivity, Type DDA204AC-63/0.1 (consider S200M MCB for use as RCBO) | RCD | LV_Switchgear | 2CSB204001R2630 | ABB | 63A | 100mA | Nos. | None | Inventory | 63A FP DDA200AC RCD with 100mA trip sensitivity, Type DDA204AC-63/0.1 (consider S200M MCB for use as RCBO)
2662 | 25A FP DDA200AC RCD with 300mA trip sensitivity, Type DDA204AC-25/0.3 (consider S200M MCB for use as RCBO) | RCD | LV_Switchgear | 2CSB204001R3250 | ABB | 25A | 300mA | Nos. | None | Inventory | 25A FP DDA200AC RCD with 300mA trip sensitivity, Type DDA204AC-25/0.3 (consider S200M MCB for use as RCBO)
2663 | 40A FP DDA200AC RCD with 300mA trip sensitivity, Type DDA204AC-40/0.3 (consider S200M MCB for use as RCBO) | RCD | LV_Switchgear | 2CSB204001R3400 | ABB | 40A | 300mA | Nos. | None | Inventory | 40A FP DDA200AC RCD with 300mA trip sensitivity, Type DDA204AC-40/0.3 (consider S200M MCB for use as RCBO)
2664 | 63A FP DDA200AC RCD with 300mA trip sensitivity, Type DDA204AC-63/0.3 (consider S200M MCB for use as RCBO) | RCD | LV_Switchgear | 2CSB204001R3630 | ABB | 63A | 300mA | Nos. | None | Inventory | 63A FP DDA200AC RCD with 300mA trip sensitivity, Type DDA204AC-63/0.3 (consider S200M MCB for use as RCBO)
2665 | 80A DP F200AC RCCB with 30mA trip sensitivity, Type F202AC-80/0.03 | RCCB | LV_Switchgear | 2CSF202005R1800 | ABB | 80A | 30mA | Nos. | None | Inventory | 80A DP F200AC RCCB with 30mA trip sensitivity, Type F202AC-80/0.03
2666 | 100A DP F200AC RCCB with 30mA trip sensitivity, Type F202AC-100/0.03 | RCCB | LV_Switchgear | 2CSF202005R1900 | ABB | 100A | 30mA | Nos. | None | Inventory | 100A DP F200AC RCCB with 30mA trip sensitivity, Type F202AC-100/0.03
2667 | 80A DP F200AC RCCB with 100mA trip sensitivity, Type F202AC-80/0.1 | RCCB | LV_Switchgear | 2CSF202005R2800 | ABB | 80A | 100mA | Nos. | None | Inventory | 80A DP F200AC RCCB with 100mA trip sensitivity, Type F202AC-80/0.1
2668 | 100A DP F200AC RCCB with 100mA trip sensitivity, Type F202AC-100/0.1 | RCCB | LV_Switchgear | 2CSF202005R2900 | ABB | 100A | 100mA | Nos. | None | Inventory | 100A DP F200AC RCCB with 100mA trip sensitivity, Type F202AC-100/0.1
2669 | 80A DP F200AC RCCB with 300mA trip sensitivity, Type F202AC-80/0.3 | RCCB | LV_Switchgear | 2CSF202005R3800 | ABB | 80A | 300mA | Nos. | None | Inventory | 80A DP F200AC RCCB with 300mA trip sensitivity, Type F202AC-80/0.3
2670 | 100A DP F200AC RCCB with 300mA trip sensitivity, Type F202AC-100/0.3 | RCCB | LV_Switchgear | 2CSF202005R3900 | ABB | 100A | 300mA | Nos. | None | Inventory | 100A DP F200AC RCCB with 300mA trip sensitivity, Type F202AC-100/0.3
2671 | 125A FP F200AC RCCB with 30mA trip sensitivity, Type F204AC-125/0.03 | RCCB | LV_Switchgear | 2CSF204001R1950 | ABB | 125A | 30mA | Nos. | None | Inventory | 125A FP F200AC RCCB with 30mA trip sensitivity, Type F204AC-125/0.03
2672 | 125A FP F200AC RCCB with 100mA trip sensitivity, Type F204AC-125/0.1 | RCCB | LV_Switchgear | 2CSF204001R2950 | ABB | 125A | 100mA | Nos. | None | Inventory | 125A FP F200AC RCCB with 100mA trip sensitivity, Type F204AC-125/0.1
2673 | 125A FP F200AC RCCB with 300mA trip sensitivity, Type F204AC-125/0.3 | RCCB | LV_Switchgear | 2CSF204001R3950 | ABB | 125A | 300mA | Nos. | None | Inventory | 125A FP F200AC RCCB with 300mA trip sensitivity, Type F204AC-125/0.3
2674 | 80A FP F200AC RCCB with 30mA trip sensitivity, Type F204AC-80/0.03 | RCCB | LV_Switchgear | 2CSF204005R1800 | ABB | 80A | 30mA | Nos. | None | Inventory | 80A FP F200AC RCCB with 30mA trip sensitivity, Type F204AC-80/0.03
2675 | 100A FP F200AC RCCB with 30mA trip sensitivity, Type F204AC-100/0.03 | RCCB | LV_Switchgear | 2CSF204005R1900 | ABB | 100A | 30mA | Nos. | None | Inventory | 100A FP F200AC RCCB with 30mA trip sensitivity, Type F204AC-100/0.03
2676 | 80A FP F200AC RCCB with 100mA trip sensitivity, Type F204AC-80/0.1 | RCCB | LV_Switchgear | 2CSF204005R2800 | ABB | 80A | 100mA | Nos. | None | Inventory | 80A FP F200AC RCCB with 100mA trip sensitivity, Type F204AC-80/0.1
2677 | 100A FP F200AC RCCB with 100mA trip sensitivity, Type F204AC-100/0.1 | RCCB | LV_Switchgear | 2CSF204005R2900 | ABB | 100A | 100mA | Nos. | None | Inventory | 100A FP F200AC RCCB with 100mA trip sensitivity, Type F204AC-100/0.1
2678 | 80A FP F200AC RCCB with 300mA trip sensitivity, Type F204AC-80/0.3 | RCCB | LV_Switchgear | 2CSF204005R3800 | ABB | 80A | 300mA | Nos. | None | Inventory | 80A FP F200AC RCCB with 300mA trip sensitivity, Type F204AC-80/0.3
2679 | 100A FP F200AC RCCB with 300mA trip sensitivity, Type F204AC-100/0.3 | RCCB | LV_Switchgear | 2CSF204005R3900 | ABB | 100A | 300mA | Nos. | None | Inventory | 100A FP F200AC RCCB with 300mA trip sensitivity, Type F204AC-100/0.3
2680 | 6A SPN 10kA DS200MAC RCBO with 30mA trip sensitivity, Type DS201M-C6-AC30 | RCBO | LV_Switchgear | 2CSR275040R1064 | ABB | 6A | 30mA | Nos. | None | Inventory | 6A SPN 10kA DS200MAC RCBO with 30mA trip sensitivity, Type DS201M-C6-AC30
2681 | 10A SPN 10kA DS200MAC RCBO with 30mA trip sensitivity, Type DS201M-C10-AC30 | RCBO | LV_Switchgear | 2CSR275040R1104 | ABB | 10A | 30mA | Nos. | None | Inventory | 10A SPN 10kA DS200MAC RCBO with 30mA trip sensitivity, Type DS201M-C10-AC30
2682 | 16A SPN 10kA DS200MAC RCBO with 30mA trip sensitivity, Type DS201M-C16-AC30 | RCBO | LV_Switchgear | 2CSR275040R1164 | ABB | 16A | 30mA | Nos. | None | Inventory | 16A SPN 10kA DS200MAC RCBO with 30mA trip sensitivity, Type DS201M-C16-AC30
2683 | 20A SPN 10kA DS200MAC RCBO with 30mA trip sensitivity, Type DS201M-C20-AC30 | RCBO | LV_Switchgear | 2CSR275040R1204 | ABB | 20A | 30mA | Nos. | None | Inventory | 20A SPN 10kA DS200MAC RCBO with 30mA trip sensitivity, Type DS201M-C20-AC30
2684 | 25A SPN 10kA DS200MAC RCBO with 30mA trip sensitivity, Type DS201M-C25-AC30 | RCBO | LV_Switchgear | 2CSR275040R1254 | ABB | 25A | 30mA | Nos. | None | Inventory | 25A SPN 10kA DS200MAC RCBO with 30mA trip sensitivity, Type DS201M-C25-AC30
2685 | 32A SPN 10kA DS200MAC RCBO with 30mA trip sensitivity, Type DS201M-C32-AC30 | RCBO | LV_Switchgear | 2CSR275040R1324 | ABB | 32A | 30mA | Nos. | None | Inventory | 32A SPN 10kA DS200MAC RCBO with 30mA trip sensitivity, Type DS201M-C32-AC30
2686 | 40A SPN 10kA DS200MAC RCBO with 30mA trip sensitivity, Type DS201M-C40-AC30 | RCBO | LV_Switchgear | 2CSR275040R1404 | ABB | 40A | 30mA | Nos. | None | Inventory | 40A SPN 10kA DS200MAC RCBO with 30mA trip sensitivity, Type DS201M-C40-AC30
2687 | 6A SPN 10kA DS200MAC RCBO with 100mA trip sensitivity, Type DS201M-C6-AC100 | RCBO | LV_Switchgear | 2CSR275040R2064 | ABB | 6A | 100mA | Nos. | None | Inventory | 6A SPN 10kA DS200MAC RCBO with 100mA trip sensitivity, Type DS201M-C6-AC100
2688 | 10A SPN 10kA DS200MAC RCBO with 100mA trip sensitivity, Type DS201M-C10-AC100 | RCBO | LV_Switchgear | 2CSR275040R2104 | ABB | 10A | 100mA | Nos. | None | Inventory | 10A SPN 10kA DS200MAC RCBO with 100mA trip sensitivity, Type DS201M-C10-AC100
2689 | 16A SPN 10kA DS200MAC RCBO with 100mA trip sensitivity, Type DS201M-C16-AC100 | RCBO | LV_Switchgear | 2CSR275040R2164 | ABB | 16A | 100mA | Nos. | None | Inventory | 16A SPN 10kA DS200MAC RCBO with 100mA trip sensitivity, Type DS201M-C16-AC100
2690 | 20A SPN 10kA DS200MAC RCBO with 100mA trip sensitivity, Type DS201M-C20-AC100 | RCBO | LV_Switchgear | 2CSR275040R2204 | ABB | 20A | 100mA | Nos. | None | Inventory | 20A SPN 10kA DS200MAC RCBO with 100mA trip sensitivity, Type DS201M-C20-AC100
2691 | 25A SPN 10kA DS200MAC RCBO with 100mA trip sensitivity, Type DS201M-C25-AC100 | RCBO | LV_Switchgear | 2CSR275040R2254 | ABB | 25A | 100mA | Nos. | None | Inventory | 25A SPN 10kA DS200MAC RCBO with 100mA trip sensitivity, Type DS201M-C25-AC100
2692 | 32A SPN 10kA DS200MAC RCBO with 100mA trip sensitivity, Type DS201M-C32-AC100 | RCBO | LV_Switchgear | 2CSR275040R2324 | ABB | 32A | 100mA | Nos. | None | Inventory | 32A SPN 10kA DS200MAC RCBO with 100mA trip sensitivity, Type DS201M-C32-AC100
2693 | 40A SPN 10kA DS200MAC RCBO with 100mA trip sensitivity, Type DS201M-C40-AC100 | RCBO | LV_Switchgear | 2CSR275040R2404 | ABB | 40A | 100mA | Nos. | None | Inventory | 40A SPN 10kA DS200MAC RCBO with 100mA trip sensitivity, Type DS201M-C40-AC100
2694 | 6A SPN 10kA DS200MAC RCBO with 300mA trip sensitivity, Type DS201M-C6-AC300 | RCBO | LV_Switchgear | 2CSR275040R3064 | ABB | 6A | 300mA | Nos. | None | Inventory | 6A SPN 10kA DS200MAC RCBO with 300mA trip sensitivity, Type DS201M-C6-AC300
2695 | 10A SPN 10kA DS200MAC RCBO with 300mA trip sensitivity, Type DS201M-C10-AC300 | RCBO | LV_Switchgear | 2CSR275040R3104 | ABB | 10A | 300mA | Nos. | None | Inventory | 10A SPN 10kA DS200MAC RCBO with 300mA trip sensitivity, Type DS201M-C10-AC300
2696 | 16A SPN 10kA DS200MAC RCBO with 300mA trip sensitivity, Type DS201M-C16-AC300 | RCBO | LV_Switchgear | 2CSR275040R3164 | ABB | 16A | 300mA | Nos. | None | Inventory | 16A SPN 10kA DS200MAC RCBO with 300mA trip sensitivity, Type DS201M-C16-AC300
2697 | 20A SPN 10kA DS200MAC RCBO with 300mA trip sensitivity, Type DS201M-C20-AC300 | RCBO | LV_Switchgear | 2CSR275040R3204 | ABB | 20A | 300mA | Nos. | None | Inventory | 20A SPN 10kA DS200MAC RCBO with 300mA trip sensitivity, Type DS201M-C20-AC300
2698 | 25A SPN 10kA DS200MAC RCBO with 300mA trip sensitivity, Type DS201M-C25-AC300 | RCBO | LV_Switchgear | 2CSR275040R3254 | ABB | 25A | 300mA | Nos. | None | Inventory | 25A SPN 10kA DS200MAC RCBO with 300mA trip sensitivity, Type DS201M-C25-AC300
2699 | 32A SPN 10kA DS200MAC RCBO with 300mA trip sensitivity, Type DS201M-C32-AC300 | RCBO | LV_Switchgear | 2CSR275040R3324 | ABB | 32A | 300mA | Nos. | None | Inventory | 32A SPN 10kA DS200MAC RCBO with 300mA trip sensitivity, Type DS201M-C32-AC300
2700 | 40A SPN 10kA DS200MAC RCBO with 300mA trip sensitivity, Type DS201M-C40-AC300 | RCBO | LV_Switchgear | 2CSR275040R3404 | ABB | 40A | 300mA | Nos. | None | Inventory | 40A SPN 10kA DS200MAC RCBO with 300mA trip sensitivity, Type DS201M-C40-AC300
2701 | 16A, 30mA, DP RCBO | RCBO | LV_Switchgear | 2CSR275080R1164 | ABB | - | - | Nos |  | Inventory | 16A, 30mA, DP RCBO
2702 | 25A, 30mA, DP RCBO | RCBO | LV_Switchgear | 2CSR275080R1254 | ABB | - | - | Nos |  | Inventory | 25A, 30mA, DP RCBO
2703 | 16A, 100mA, DP RCBO | RCBO | LV_Switchgear | 2CSR275080R2164 | ABB | - | - | Nos |  | Inventory | 16A, 100mA, DP RCBO
2704 | Under-voltage Coil/Release 12V DC left side mounting add-on block for SB200M, SB200DC - MCBs / SDB200 - Switch Disconnector / DS201M - RCBO, Type S2C-UA12DC | MCB/RCCB/RCBO Accessories | LV_Switchgear | 2CSS200911R0001 | ABB | 0 | Undervoltage | Nos. | None | Inventory | Under-voltage Coil/Release 12V DC left side mounting add-on block for SB200M, SB200DC - MCBs / SDB200 - Switch Disconnector / DS201M - RCBO, Type S2C-UA12DC
2705 | Under-voltage Coil/Release 24V AC left side mounting add-on block for SB200M, SB200DC - MCBs / SDB200 - Switch Disconnector / DS201M - RCBO, Type S2C-UA24AC | MCB/RCCB/RCBO Accessories | LV_Switchgear | 2CSS200911R0002 | ABB | 0 | Undervoltage | Nos. | None | Inventory | Under-voltage Coil/Release 24V AC left side mounting add-on block for SB200M, SB200DC - MCBs / SDB200 - Switch Disconnector / DS201M - RCBO, Type S2C-UA24AC
2706 | Under-voltage Coil/Release 48V AC left side mounting add-on block for SB200M, SB200DC - MCBs / SDB200 - Switch Disconnector / DS201M - RCBO, Type S2C-UA48AC | MCB/RCCB/RCBO Accessories | LV_Switchgear | 2CSS200911R0003 | ABB | 0 | Undervoltage | Nos. | None | Inventory | Under-voltage Coil/Release 48V AC left side mounting add-on block for SB200M, SB200DC - MCBs / SDB200 - Switch Disconnector / DS201M - RCBO, Type S2C-UA48AC
2707 | Under-voltage Coil/Release 110V AC left side mounting add-on block for SB200M, SB200DC - MCBs / SDB200 - Switch Disconnector / DS201M - RCBO, Type S2C-UA110AC | MCB/RCCB/RCBO Accessories | LV_Switchgear | 2CSS200911R0004 | ABB | 0 | Undervoltage | Nos. | None | Inventory | Under-voltage Coil/Release 110V AC left side mounting add-on block for SB200M, SB200DC - MCBs / SDB200 - Switch Disconnector / DS201M - RCBO, Type S2C-UA110AC
2708 | Under-voltage Coil/Release 230V AC left side mounting add-on block for SB200M, SB200DC - MCBs / SDB200 - Switch Disconnector / DS201M - RCBO, Type S2C-UA230AC | MCB/RCCB/RCBO Accessories | LV_Switchgear | 2CSS200911R0005 | ABB | 0 | Undervoltage | Nos. | None | Inventory | Under-voltage Coil/Release 230V AC left side mounting add-on block for SB200M, SB200DC - MCBs / SDB200 - Switch Disconnector / DS201M - RCBO, Type S2C-UA230AC
2709 | Under-voltage Coil/Release 400V AC left side mounting add-on block for SB200M, SB200DC - MCBs / SDB200 - Switch Disconnector / DS201M - RCBO, Type S2C-UA400AC | MCB/RCCB/RCBO Accessories | LV_Switchgear | 2CSS200911R0006 | ABB | 0 | Undervoltage | Nos. | None | Inventory | Under-voltage Coil/Release 400V AC left side mounting add-on block for SB200M, SB200DC - MCBs / SDB200 - Switch Disconnector / DS201M - RCBO, Type S2C-UA400AC
2710 | Under-voltage Coil/Release 24V DC left side mounting add-on block for SB200M, SB200DC - MCBs / SDB200 - Switch Disconnector / DS201M - RCBO, Type S2C-UA24DC | MCB/RCCB/RCBO Accessories | LV_Switchgear | 2CSS200911R0007 | ABB | 0 | Undervoltage | Nos. | None | Inventory | Under-voltage Coil/Release 24V DC left side mounting add-on block for SB200M, SB200DC - MCBs / SDB200 - Switch Disconnector / DS201M - RCBO, Type S2C-UA24DC
2711 | Under-voltage Coil/Release 48V DC left side mounting add-on block for SB200M, SB200DC - MCBs / SDB200 - Switch Disconnector / DS201M - RCBO, Type S2C-UA48DC | MCB/RCCB/RCBO Accessories | LV_Switchgear | 2CSS200911R0008 | ABB | 0 | Undervoltage | Nos. | None | Inventory | Under-voltage Coil/Release 48V DC left side mounting add-on block for SB200M, SB200DC - MCBs / SDB200 - Switch Disconnector / DS201M - RCBO, Type S2C-UA48DC
2712 | Under-voltage Coil/Release 110V DC left side mounting add-on block for SB200M, SB200DC - MCBs / SDB200 - Switch Disconnector / DS201M - RCBO, Type S2C-UA110DC | MCB/RCCB/RCBO Accessories | LV_Switchgear | 2CSS200911R0009 | ABB | 0 | Undervoltage | Nos. | None | Inventory | Under-voltage Coil/Release 110V DC left side mounting add-on block for SB200M, SB200DC - MCBs / SDB200 - Switch Disconnector / DS201M - RCBO, Type S2C-UA110DC
2713 | Under-voltage Coil/Release 230V DC left side mounting add-on block for SB200M, SB200DC - MCBs / SDB200 - Switch Disconnector / DS201M - RCBO, Type S2C-UA230DC | MCB/RCCB/RCBO Accessories | LV_Switchgear | 2CSS200911R0010 | ABB | 0 | Undervoltage | Nos. | None | Inventory | Under-voltage Coil/Release 230V DC left side mounting add-on block for SB200M, SB200DC - MCBs / SDB200 - Switch Disconnector / DS201M - RCBO, Type S2C-UA230DC
2714 | Shunt Coil/Release 12-60V AC/DC left side mounting add-on block for FB200M, F200DC - RCCBs, Type F2C-A1 | MCB/RCCB/RCBO Accessories | LV_Switchgear | 2CSS200933R0011 | ABB | 0 | Shunt | Nos. | None | Inventory | Shunt Coil/Release 12-60V AC/DC left side mounting add-on block for FB200M, F200DC - RCCBs, Type F2C-A1
2715 | Shunt Coil/Release 110-415V AC / 110-250V DC left side mounting add-on block for FB200M, F200DC - RCCBs, Type F2C-A2 | MCB/RCCB/RCBO Accessories | LV_Switchgear | 2CSS200933R0012 | ABB | 0 | Shunt | Nos. | None | Inventory | Shunt Coil/Release 110-415V AC / 110-250V DC left side mounting add-on block for FB200M, F200DC - RCCBs, Type F2C-A2
2716 | SPD 3Phase+N, TYPE-2, 40KA, 440V AC | SPD | LV_Switchgear | 2CTB803973R1400 | ABB | - | - | Nos |  | Inventory | SPD 3Phase+N, TYPE-2, 40KA, 440V AC
2717 | SPD, 3Phase+N, TYPE-1+2, 40KA, 440V AC, DIN Rail (top hat rail) 35mm | SPD | LV_Switchgear | 2CTB815710R4800 | ABB | - | - | Nos |  | Inventory | SPD, 3Phase+N, TYPE-1+2, 40KA, 440V AC, DIN Rail (top hat rail) 35mm
8283 | TYPE : RED615, COMMUNICABLE TYPE MULTIFUNCTION RELAY, FLUSH MOUNTING, PROTECTION FUNCTIONS: (87L+50+51+50N+51N), CONTACTS: 12 DI + 10 DO, AUX. VOLTAGE: 110V DC, In : 1A, COMMUNICABLE WITH RS-485 PORT IEC 60870-5-103 PROTOCOL & IEC 61850 PROTOCOL WITH RJ45 POERT,WITH SINGLE MODE FIBER OPTICS,OPTICAL CABLE COMMUNICATION MODE. | RELAY | SWITCHGEAR | HBDDAEAGAHG1BNA11G | ABB | - | - | Nos. |  | Inventory | TYPE : RED615, COMMUNICABLE TYPE MULTIFUNCTION RELAY, FLUSH MOUNTING, PROTECTION FUNCTIONS: (87L+50+51+50N+51N), CONTACTS: 12 DI + 10 DO, AUX. VOLTAGE: 110V DC, In : 1A, COMMUNICABLE WITH RS-485 PORT IEC 60870-5-103 PROTOCOL & IEC 61850 PROTOCOL WITH RJ45 POERT,WITH SINGLE MODE FIBER OPTICS,OPTICAL CABLE COMMUNICATION MODE.
8284 | TYPE: RED615, CABLE DIFFERENTIAL RELAY, FLUSH MOUNTING, FUNCTIONS: (87C), CONTACTS: 16 BI + 10 BO, AUX. VOLTAGE: 48-250V DC, 100-240V AC, In : 1A/5A, With COMMUNICATION PORTS:, M:2x100BASEFX(LC),HSRPRP+SMLC, COMMUNICATION PROTOCOL: A: IEC 61850 with Single mode fiber optical cable communication mode | RELAY | SWITCHGEAR | HBDDAEAGNMA1ANA11G | ABB | _ | NA | Nos |  | Inventory | TYPE: RED615, CABLE DIFFERENTIAL RELAY, FLUSH MOUNTING, FUNCTIONS: (87C), CONTACTS: 16 BI + 10 BO, AUX. VOLTAGE: 48-250V DC, 100-240V AC, In : 1A/5A, With COMMUNICATION PORTS:, M:2x100BASEFX(LC),HSRPRP+SMLC, COMMUNICATION PROTOCOL: A: IEC 61850 with Single mode fiber optical cable communication mode
8285 | RED615, COMMUNICABLE TYPE MULTIFUNCTION RELAY, FLUSH MOUNTING, PROTECTION FUNCTIONS: (50+51+50N+51N+67+67N+27+59+87C+95), CONTACTS: 12 DI + 10 DO, AUX. VOLTAGE: 230V AC, In : 5A, MODBUS PROTOCOL WITH RS-485 PORT,WITH SINGLE MODE OPTICAL CABLE COMMUNICATION MODE. | RELAY | SWITCHGEAR | HBDDFEADABB1ANA1XG | ABB | _ | NA | Nos | None | Inventory | RED615, COMMUNICABLE TYPE MULTIFUNCTION RELAY, FLUSH MOUNTING, PROTECTION FUNCTIONS: (50+51+50N+51N+67+67N+27+59+87C+95), CONTACTS: 12 DI + 10 DO, AUX. VOLTAGE: 230V AC, In : 5A, MODBUS PROTOCOL WITH RS-485 PORT,WITH SINGLE MODE OPTICAL CABLE COMMUNICATION MODE.
8286 | TYPE: REF615-C , 3P, NUMERICAL MULTIFUNCTION PROTECTION RELAY(50+51+50N+51N+95+46PD), FLUSH MOUNTED, CONTACTS : 4 BI & 6 BO, AUX. VOLTAGE. : 110V DC, In: 5A, COMMUNICATION WITH RS-485 PORT. | RELAY | SWITCHGEAR | HBFCACABANB1ANN11G | ABB | _ | NA | Nos | None | Inventory | TYPE: REF615-C , 3P, NUMERICAL MULTIFUNCTION PROTECTION RELAY(50+51+50N+51N+95+46PD), FLUSH MOUNTED, CONTACTS : 4 BI & 6 BO, AUX. VOLTAGE. : 110V DC, In: 5A, COMMUNICATION WITH RS-485 PORT.
8287 | TYPE: REF 615, NUMERICAL MULTIFUNCTION RELAY, FUNCTIONS: 50+51+50N+51N, FLUSH MOUNTING, CONTACTS : 12 BI + 10 BO, AUX. VOLTAGE: 110V DC, WITH MODBUS COMMUNICATION, RS 485 PORT & IEC 61850 WITH RJ45 PORT. | RELAY | SWITCHGEAR | HBFDACADABC1ANN11G | ABB | _ | NA | Nos |  | Inventory | TYPE: REF 615, NUMERICAL MULTIFUNCTION RELAY, FUNCTIONS: 50+51+50N+51N, FLUSH MOUNTING, CONTACTS : 12 BI + 10 BO, AUX. VOLTAGE: 110V DC, WITH MODBUS COMMUNICATION, RS 485 PORT & IEC 61850 WITH RJ45 PORT.
8288 | TYPE: REF615, 3P Multifunction Relay, Drawout Type,Functions: 51+51+50N+51N+95, Flush Mounting, Contacts: 12BI + 10BO, Aux Voltage: 48-250 Vdc; 100-240 Vac, In: 1A/5A, RS485 Port, Modbus Protocol, | RELAY | SWITCHGEAR | HBFDACADANB1ANN11G | ABB | _ | NA | Nos | None | Inventory | TYPE: REF615, 3P Multifunction Relay, Drawout Type,Functions: 51+51+50N+51N+95, Flush Mounting, Contacts: 12BI + 10BO, Aux Voltage: 48-250 Vdc; 100-240 Vac, In: 1A/5A, RS485 Port, Modbus Protocol,
2724 | 2 PIN FINGER CONTACT FOR PT TROLLEY | BROUGHTOUT | ACCESSORIES | 2PIN-FINGER | ABB | - | - | Nos |  | Inventory | 2 PIN FINGER CONTACT FOR PT TROLLEY
8289 | TYPE:REF 615 MULTIFUNCTION RELAY, FLUSH MOUNTING, DRAWOUT TYPE, FUNCTIONS: (50+51+50N+51N+50BF), FLUSH MOUNTING, WITH ARC FLASH SENSOR/DETECOR & MODBUS PROTOCOL, AUX. VOLTAGE : 48-250 Vdc; 100-240 Vac , CONTACTS: 12 BI + 10 BO, In: 1A, COMMUNICABLE WITH RS-485 PORT. | RELAY | SWITCHGEAR | HBFDACADANB1BBN11G | ABB | _ | NA | Nos |  | Inventory | TYPE:REF 615 MULTIFUNCTION RELAY, FLUSH MOUNTING, DRAWOUT TYPE, FUNCTIONS: (50+51+50N+51N+50BF), FLUSH MOUNTING, WITH ARC FLASH SENSOR/DETECOR & MODBUS PROTOCOL, AUX. VOLTAGE : 48-250 Vdc; 100-240 Vac , CONTACTS: 12 BI + 10 BO, In: 1A, COMMUNICABLE WITH RS-485 PORT.
2726 | COMMON TRUVK PIN | RACK-ITEM | ACCESSORIES | 2RDA029344P001 | REPUTED | - | - | Nos |  | Inventory | COMMON TRUVK PIN
8290 | TYPE: REF 615, MULTIFUNCTION RELAY, FLUSH MOUNTING, FUNCTIONS:(50+51+50N+51N+51S+95-1), CONTACTS: 12 BI + 10 BO, AUX. VOLTAGE: 110V DC, In : 1A, WITH IEC 61850 PROTOCOL. | RELAY | SWITCHGEAR | HBFDACADNBA1ANN11G | ABB | _ | NA | Nos |  | Inventory | TYPE: REF 615, MULTIFUNCTION RELAY, FLUSH MOUNTING, FUNCTIONS:(50+51+50N+51N+51S+95-1), CONTACTS: 12 BI + 10 BO, AUX. VOLTAGE: 110V DC, In : 1A, WITH IEC 61850 PROTOCOL.
8291 | TYPE: REF 615, MULTIFUNCTION RELAY, FLUSH MOUNTING, FUNCTIONS:(50+51+50N+51N+51S+95-1), CONTACTS: 12 BI + 10 BO, AUX. VOLTAGE: 110V DC, In : 1A, WITH IEC 61850 PROTOCOL.LARGE DISPLAY | RELAY | SWITCHGEAR | HBFDACADNBA1BNN11G | ABB | _ | NA | Nos |  | Inventory | TYPE: REF 615, MULTIFUNCTION RELAY, FLUSH MOUNTING, FUNCTIONS:(50+51+50N+51N+51S+95-1), CONTACTS: 12 BI + 10 BO, AUX. VOLTAGE: 110V DC, In : 1A, WITH IEC 61850 PROTOCOL.LARGE DISPLAY
8292 | REF 615 NUMERICAL, COMMUNICABLE TYPE, IDMT & INST. O/C + E/F RELAY, DRAWOUT TYPE, FUNCTIONS: (50+51+50N+51N+27+59+86+51SEF+95), FLUSH MOUNTING, AUX. VOLTAGE: 110V DC, CONTACTS: 18 BI + 13 BO, In: 1A, WITH IEC61850&MODBUS PROTOCOL | RELAY | SWITCHGEAR | HBFDACAFABC1BNA11G | ABB | - | - | Nos. |  | Inventory | REF 615 NUMERICAL, COMMUNICABLE TYPE, IDMT & INST. O/C + E/F RELAY, DRAWOUT TYPE, FUNCTIONS: (50+51+50N+51N+27+59+86+51SEF+95), FLUSH MOUNTING, AUX. VOLTAGE: 110V DC, CONTACTS: 18 BI + 13 BO, In: 1A, WITH IEC61850&MODBUS PROTOCOL
8293 | TPE : REF615, MULTIFUNCTION RELAY, FLUSH MOUNTING, FUNCTIONS : (50+51+50N+51N+95), CONTACTS : 18BI + 13BO, AUX. VOLTAGE : 48-250V DC, LARGE DISPLAY; IN : 1/5A, WITH IEC61850 PROTOCOL WITH REAR SIDE & RS-485 MODBUS. | RELAY | SWITCHGEAR | HBFDACAFABC1BNN11G | ABB | _ | NA | Nos |  | Inventory | TPE : REF615, MULTIFUNCTION RELAY, FLUSH MOUNTING, FUNCTIONS : (50+51+50N+51N+95), CONTACTS : 18BI + 13BO, AUX. VOLTAGE : 48-250V DC, LARGE DISPLAY; IN : 1/5A, WITH IEC61850 PROTOCOL WITH REAR SIDE & RS-485 MODBUS.
8294 | TYPE: REF 615, MULTIFUNCTION RELAY, FLUSH MOUNTING, FUNCTIONS:(50+51+50N+51N+51SEF+95-1), CONTACTS: 18 BI + 13 BO, AUX. VOLTAGE: 110V DC, In : 1A, WITH IEC 61850 PROTOCOL. | RELAY | SWITCHGEAR | HBFDACAFNBA1BNN11G | ABB | - | - | Nos. |  | Inventory | TYPE: REF 615, MULTIFUNCTION RELAY, FLUSH MOUNTING, FUNCTIONS:(50+51+50N+51N+51SEF+95-1), CONTACTS: 18 BI + 13 BO, AUX. VOLTAGE: 110V DC, In : 1A, WITH IEC 61850 PROTOCOL.
8295 | TYPE:REF 615 MULTIFUNCTION RELAY, FLUSH MOUNTING,DRAWOUT TYPE, FUNCTIONS: (50+51+50N+51N+50LBB+95), FLUSH MOUNTING, AUX. VOLTAGE: 110V DC, CONTACTS: 16 BI + 10 BO, In: 1A, WITH IEC61850 PROTOCOL. | RELAY | SWITCHGEAR | HBFDACAGNBA1BNN1XG | ABB | - | - | Nos. |  | Inventory | TYPE:REF 615 MULTIFUNCTION RELAY, FLUSH MOUNTING,DRAWOUT TYPE, FUNCTIONS: (50+51+50N+51N+50LBB+95), FLUSH MOUNTING, AUX. VOLTAGE: 110V DC, CONTACTS: 16 BI + 10 BO, In: 1A, WITH IEC61850 PROTOCOL.
8296 | TYPE: REF 615, NUMERICAL MULTIFUNCTION RELAY, FUNCTIONS: (50+51+50N+51N+50BF+95-1), NON-DRAWOUT, FLUSH MOUNTING, CONTACTS : 12 BI + 10 BO, AUX. VOLTAGE: 110V DC, In: 1A. WITH MODBUS PROTOCOL RS-485 PORT & IEC 61850, AUX. VOLTAGE: 110V DC. | RELAY | SWITCHGEAR | HBFFAEAGABC1ANA11G | ABB | _ | NA | Nos |  | Inventory | TYPE: REF 615, NUMERICAL MULTIFUNCTION RELAY, FUNCTIONS: (50+51+50N+51N+50BF+95-1), NON-DRAWOUT, FLUSH MOUNTING, CONTACTS : 12 BI + 10 BO, AUX. VOLTAGE: 110V DC, In: 1A. WITH MODBUS PROTOCOL RS-485 PORT. RIO600 CARD,CONTACTS: 6 BO,AUX. VOLTAGE: 110V DC, WITH 1 RESISTOR: 22kO.
8297 | TYPE: REF 615, NUMERICAL MULTIFUNCTION RELAY, FUNCTIONS: (50+51+50N+51N+50BF+95+27+59+67+67N),NON-DRAWOUT, FLUSH MOUNTING, CONTACTS : 16 BI + 10 BO, AUX. VOLTAGE: 48-250VDC / 100-230VAC, In: 1/5A. WITH RS485 +RJ45 & IEC61850 + MODBUS PROTOCOL | RELAY | SWITCHGEAR | HBFFAEAGABC1ANA1XG | ABB | _ | NA | Nos |  | Inventory | TYPE: REF 615, NUMERICAL MULTIFUNCTION RELAY, FUNCTIONS: (50+51+50N+51N+50BF+95+27+59+67+67N),NON-DRAWOUT, FLUSH MOUNTING, CONTACTS : 16 BI + 10 BO, AUX. VOLTAGE: 48-250VDC / 100-230VAC, In: 1/5A. WITH RS485 +RJ45 & IEC61850 + MODBUS PROTOCOL
8298 | TYPE: REF 615, NUMERICAL MULTIFUNCTION RELAY, FUNCTIONS: (5050,51,50N,51N,46,49,67,67N,27,59,59N,95), FLUSH MOUNTING,WITH MODBUS PROTOCOL RS-485 PORT | RELAY | SWITCHGEAR | HBFFAEAGABC1BNA11G | ABB | _ | NA | Nos |  | Inventory | TYPE: REF 615, NUMERICAL MULTIFUNCTION RELAY, FUNCTIONS: (5050,51,50N,51N,46,49,67,67N,27,59,59N,95), FLUSH MOUNTING,WITH MODBUS PROTOCOL RS-485 PORT
2736 | 3 core 240Sq mm Cable DC Gland | GLAND | WIRE & ACCESSORIES | 3 CORE 240SQ MM GLAND | REPUTED | _ | NA | Nos | None | Inventory | 3 core 240Sq mm Cable DC Gland
2737 | 3 core 630Sq mm Cable SC Gland, OD-82mm | GLAND | WIRE & ACCESSORIES | 3 CORE 630SQ MM GLAND | REPUTED | _ | NA | Nos | None | Inventory | 3 core 630Sq mm Cable SC Gland, OD-82mm
2738 | 3POINT LOCK DOOR HANDLE | DOOR LOCK | ACCESSORIES | 3 POINT LOCK | REPUTED | _ | NA | Nos | None | Inventory | 3POINT LOCK DOOR HANDLE
2739 | Copper flexible braided wire, size - 300x80, thickness 10mm, with tin plating, other details as per the drawing | FLEXIBLE | WIRE & ACCESSORIES | 3-VG-25052021 | REPUTED | _ | NA | Nos |  | Inventory | Copper flexible braided wire, size - 300x80, thickness 10mm, with tin plating, other details as per the drawing
2740 | 3 POINT LOCK TOP ROD FOR METERING DOOR DOOR DRG NO -3-VG-3430-00-101 | DOOR LOCK | ACCESSORIES | 3-VG-3430-00-101 | TSPL | _ | NA | Nos |  | Inventory | 3 POINT LOCK TOP ROD FOR METERING DOOR DOOR DRG NO -3-VG-3430-00-101
2741 | 3 POINT LOCK ROD BOTTOM SIDE FOR METERING DOOR DRG NO -3-VG-3430-00-201 FOR JOB NO-3430-00 | DOOR LOCK | ACCESSORIES | 3-VG-3430-00-201 | TSPL | _ | NA | Nos |  | Inventory | 3 POINT LOCK ROD BOTTOM SIDE FOR METERING DOOR DRG NO -3-VG-3430-00-201 FOR JOB NO-3430-00
8299 | REF 615 NUMERICAL, COMMUNICABLE TYPE, IDMT & INST. O/C + E/F RELAY, DRAWOUT TYPE, FUNCTIONS: (50+51+50N+51N+27+59+86+51SEF+95), FLUSH MOUNTING, AUX. VOLTAGE: 110V DC, CONTACTS: 16 BI + 10 BO, In: 1A, WITH IEC61850&MODBUS PROTOCOL | RELAY | SWITCHGEAR | HBFFAEAGABC1BNA11G.. | ABB | - | - | Nos. |  | Inventory | REF 615 NUMERICAL, COMMUNICABLE TYPE, IDMT & INST. O/C + E/F RELAY, DRAWOUT TYPE, FUNCTIONS: (50+51+50N+51N+27+59+86+51SEF+95), FLUSH MOUNTING, AUX. VOLTAGE: 110V DC, CONTACTS: 16 BI + 10 BO, In: 1A, WITH IEC61850&MODBUS PROTOCOL
8300 | REF 615 MULTIFUNCTION RELAY, FLUSH MOUNTING, DRAWOUT TYPE, FUNCTIONS: (50+51+50N+51N+50BF+27+59+67+67N+60), FLUSH MOUNTING, WITH ARC FLASH SENSOR/DETECOR & MODBUS PROTOCOL, AUX. VOLTAGE : 48-250 Vdc; 100-240 Vac, CONTACTS: 16 BI + 10 BO, In: 1A, COMMUNICABLE WITH RS-485 PORT. | RELAY | SWITCHGEAR | HBFFAEAGANB1BBA11G | ABB | _ | NA | Nos |  | Inventory | REF 615 MULTIFUNCTION RELAY, FLUSH MOUNTING, DRAWOUT TYPE, FUNCTIONS: (50+51+50N+51N+50BF+27+59+67+67N+60), FLUSH MOUNTING, WITH ARC FLASH SENSOR/DETECOR & MODBUS PROTOCOL, AUX. VOLTAGE : 48-250 Vdc; 100-240 Vac, CONTACTS: 16 BI + 10 BO, In: 1A, COMMUNICABLE WITH RS-485 PORT.
2744 | 3.5MM | FERULES TUBE | WIRE & ACCESSORIES | 3.5MM-TUBE | TRISHUL | _ | NA | MTRS |  | Inventory | 3.5MM
8301 | REF615-F - 3P Multifunction Relay Drawout Type,Functions: 51+51+50N+51N+67+60+50LBB+27+59+95,Flush Mounting,Contact: 16BI + 10BO, Aux Voltage: 48-250 Vdc; 100-240 Vac , In: 1A/5A, RS485 Port,With Large Display, Modbus Protocol, | RELAY | SWITCHGEAR | HBFFAEAGANB1BNA11G | ABB | _ | NA | Nos |  | Inventory | REF615-F - 3P Multifunction Relay Drawout Type,Functions: 51+51+50N+51N+67+60+50LBB+27+59+95,Flush Mounting,Contact: 16BI + 10BO, Aux Voltage: 48-250 Vdc; 100-240 Vac , In: 1A/5A, RS485 Port,With Large Display, Modbus Protocol,
2746 | 3/4 INCH CONDUIT | COUNDUIT | WIRE & ACCESSORIES | 3/4-CONDUTE | REPUTED | _ | NA | MTRS | None | Inventory | 3/4 INCH CONDUIT
2747 | WOODEN CASE FOR 3 VG 3005 00 L 122 W 55 H 113 | PACKING MATERIAL | PACKING | 300500WOODENCASE | REPUTED | - | - | Nos |  | Inventory | WOODEN CASE FOR 3 VG 3005 00 L 122 W 55 H 113
8302 | REF615-F - 3P Multifunction Relay Drawout Type,Functions: 51+51+50N+51N+67+60+50LBB+27+59+95+47,Flush Mounting,Contact: 16BI + 10BO, Aux Voltage: 48-250 Vdc; 100-240 Vac , In: 1A/5A, RS485 Port, Modbus Protocol,- | RELAY | SWITCHGEAR | HBFFAEAGANB1BNA11G- | ABB | _ | NA | Nos |  | Inventory | REF615-F - 3P Multifunction Relay Drawout Type,Functions: 51+51+50N+51N+67+60+50LBB+27+59+95+47,Flush Mounting,Contact: 16BI + 10BO, Aux Voltage: 48-250 Vdc; 100-240 Vac , In: 1A/5A, RS485 Port, Modbus Protocol,
2749 | Felt Gasket fire retardant without self adhesive Size: width 30mm x thickness 3mm | Gasket | ACCESSORIES | 30X3 FELT GASKET | REPUTED | _ | NA | MTRS | None | Inventory | Felt Gasket fire retardant without self adhesive Size: width 30mm x thickness 3mm
2750 | Felt Gasket fire retardant with self adhesive Size: width 30mm x thickness 3mm | Gasket | ACCESSORIES | 30X3 FELT GASKET SELF ADHESIVE | REPUTED | _ | NA | MTRS | None | Inventory | Felt Gasket fire retardant with self adhesive Size: width 30mm x thickness 3mm
2751 | GASKET SELF ADESIVE EPDM SIZE 30 X 3 X 10MM MTRS LONG tc required along with invoice | Gasket | ACCESSORIES | 30X3-NEOPRENE | REPUTED | _ | NA | MTRS |  | Inventory | GASKET SELF ADESIVE EPDM SIZE 30 X 3 X 10MM MTRS LONG tc required along with invoice
2752 | 30X3 ADESHIVE GASKET | Gasket | ACCESSORIES | 30X3_SELF_ADECHIVE_EPDM | PERFECT | _ | NA | Nos |  | Inventory | 30X3 ADESHIVE GASKET
2753 | 30X3 ADESHIVE GASKET-NEO-PRINE | Gasket | ACCESSORIES | 30X3_SELF_ADECHIVE_NEO-PRINE | PERFECT | _ | NA | Nos |  | Inventory | 30X3 ADESHIVE GASKET-NEO-PRINE
2754 | 30X3 ADESHIVE GASKET-NEOPRINE | Gasket | ACCESSORIES | 30X3_SELF_ADECHIVE_NEOPRINE | PERFECT | _ | NA | Nos |  | Inventory | 30X3 ADESHIVE GASKET-NEOPRINE
2755 | 30X5 ADESHIVE GASKET | Gasket | ACCESSORIES | 30X5 SELF ADECHIVE EPDM | PERFECT | _ | NA | Nos | None | Inventory | 30X5 ADESHIVE GASKET
2756 | Extended rotary handle for INS Switch Disconnector, Frame size 2, type-INS / INV 630 | Switch Disconnector Accessories | LV_Switchgear | 31052 | SCHNEIDER | 0 | Rotary Handle | Nos. | None | Inventory | Extended rotary handle for INS Switch Disconnector, Frame size 2, type-INS / INV 630
2757 | 200A TP INS Switch Disconnector with black rotary handle, @690V AC | Switch Disconnector | LV_Switchgear | 31102 | SCHNEIDER | 200A | NA | Nos. | None | Inventory | 200A TP INS Switch Disconnector with black rotary handle, @690V AC
2758 | 200A FP INS Switch Disconnector with black rotary handle, @690V AC | Switch Disconnector | LV_Switchgear | 31103 | SCHNEIDER | 200A | NA | Nos. | None | Inventory | 200A FP INS Switch Disconnector with black rotary handle, @690V AC
2759 | 250A TP INS Switch Disconnector with black rotary handle, @690V AC | Switch Disconnector | LV_Switchgear | 31106 | SCHNEIDER | 250A | NA | Nos. | None | Inventory | 250A TP INS Switch Disconnector with black rotary handle, @690V AC
2760 | 250A FP INS Switch Disconnector with black rotary handle, @690V AC | Switch Disconnector | LV_Switchgear | 31107 | SCHNEIDER | 250A | NA | Nos. | None | Inventory | 250A FP INS Switch Disconnector with black rotary handle, @690V AC
2761 | 320A TP INS Switch Disconnector with black rotary handle, @690V AC | Switch Disconnector | LV_Switchgear | 31108 | SCHNEIDER | 320A | NA | Nos. | None | Inventory | 320A TP INS Switch Disconnector with black rotary handle, @690V AC
2762 | 320A FP INS Switch Disconnector with black rotary handle, @690V AC | Switch Disconnector | LV_Switchgear | 31109 | SCHNEIDER | 320A | NA | Nos. | None | Inventory | 320A FP INS Switch Disconnector with black rotary handle, @690V AC
2763 | 400A TP INS Switch Disconnector with black rotary handle, @690V AC | Switch Disconnector | LV_Switchgear | 31110 | SCHNEIDER | 400A | NA | Nos. | None | Inventory | 400A TP INS Switch Disconnector with black rotary handle, @690V AC
2764 | 400A FP INS Switch Disconnector with black rotary handle, @690V AC | Switch Disconnector | LV_Switchgear | 31111 | SCHNEIDER | 400A | NA | Nos. | None | Inventory | 400A FP INS Switch Disconnector with black rotary handle, @690V AC
2765 | 630A TP INS Switch Disconnector with black rotary handle, @690V AC | Switch Disconnector | LV_Switchgear | 31114 | SCHNEIDER | 630A | NA | Nos. | None | Inventory | 630A TP INS Switch Disconnector with black rotary handle, @690V AC
2766 | 630A FP INS Switch Disconnector with black rotary handle, @690V AC | Switch Disconnector | LV_Switchgear | 31115 | SCHNEIDER | 630A | NA | Nos. | None | Inventory | 630A FP INS Switch Disconnector with black rotary handle, @690V AC
8303 | TYPE:REF615, MULTIFUNCTION RELAY, FLUSH MOUNTING, FUNCTIONS:(50+51+50N+51N+27+59+95), CONTACTS: 16 BI + 10 BO, AUX. VOLTAGE: 48-250V DC; 100-240V AC, In : 1A, WITH RS-485 PORT MODBUS PROTOCOL.- | RELAY | SWITCHGEAR | HBFFAEAGANB1BNA11G.- | ABB | - | - | Nos. |  | Inventory | TYPE:REF615, MULTIFUNCTION RELAY, FLUSH MOUNTING, FUNCTIONS:(50+51+50N+51N+27+59+95), CONTACTS: 16 BI + 10 BO, AUX. VOLTAGE: 48-250V DC; 100-240V AC, In : 1A, WITH RS-485 PORT MODBUS PROTOCOL.
2768 | TP Extended spreader terminals kit for CVS 400A to 630A / NSX 400A to 630A MCCB, Frame size 2, 3pcs. | MCCB Accessories | LV_Switchgear | 32492 | SCHNEIDER | 0 | Spreaders | Nos. | None | Inventory | TP Extended spreader terminals kit for CVS 400A to 630A / NSX 400A to 630A MCCB, Frame size 2, 3pcs.
2769 | FP Extended spreader terminals kit for CVS 400A to 630A / NSX 400A to 630A MCCB, Frame size 2, 4pcs. | MCCB Accessories | LV_Switchgear | 32493 | SCHNEIDER | 0 | Spreaders | Nos. | None | Inventory | FP Extended spreader terminals kit for CVS 400A to 630A / NSX 400A to 630A MCCB, Frame size 2, 4pcs.
8304 | REF615, FEEDER PROTECTION RELAY_5.1, Configuration: F, Anolog input:(4I+5U) - 1/5A, Binary input: 16, Binary output: 10 Serial Ports; RS-485, Ethernet: None, Protocol: Modbus, Display: Large, Option-1: None, Option-2: Directional & Non directional Earth fault prot., Power supply:48-250V DC / 100-240V AC, Version 5.0: G | RELAY | SWITCHGEAR | HBFFAEAGANB1BNA21G | ABB | _ | NA | Nos | None | Inventory | REF615, FEEDER PROTECTION RELAY_5.1, Configuration: F, Anolog input:(4I+5U) - 1/5A, Binary input: 16, Binary output: 10 Serial Ports; RS-485, Ethernet: None, Protocol: Modbus, Display: Large, Option-1: None, Option-2: Directional & Non directional Earth fault prot., Power supply:48-250V DC / 100-240V AC, Version 5.0: G
8305 | REF615-F - 3P Multifunction Relay Drawout Type,Functions: 51+51+50N+51N+67+27+59+95,Flush Mounting,Contact: 16BI + 10BOAux Voltage: 24-60V DC, In: 1A/5A,With RS485 Port Modbus Protocol- | RELAY | SWITCHGEAR | HBFFAEAGANB1BNA21G- | ABB | _ | NA | Nos |  | Inventory | REF615-F - 3P Multifunction Relay Drawout Type,Functions: 51+51+50N+51N+67+27+59+95,Flush Mounting,Contact: 16BI + 10BOAux Voltage: 24-60V DC, In: 1A/5A,With RS485 Port Modbus Protocol-
8306 | NUMERICAL MULTIFUNCTION RELAY, NON DRAWOUT, FLUSH MOUNTING, TYPE-REF615-F, FUNCTIONS: (50+51+50N+51N+27+59+95), FLUSH MOUNTING, AUX. VOLTAGE: 110V DC, CONTACTS: 16 BI + 10 BO, In: 1A, WITH ARC SENSOR AND IEC61850 PROTOCOL. | RELAY | SWITCHGEAR | HBFFAEAGBFC1ABA11G | ABB | _ | NA | Nos |  | Inventory | NUMERICAL MULTIFUNCTION RELAY, NON DRAWOUT, FLUSH MOUNTING, TYPE-REF615-F, FUNCTIONS: (50+51+50N+51N+27+59+95), FLUSH MOUNTING, AUX. VOLTAGE: 110V DC, CONTACTS: 16 BI + 10 BO, In: 1A, WITH ARC SENSOR AND IEC61850 PROTOCOL.
2773 | LOOSE BROUGHT ITEMS FOR RACKING 33KV | BROUGHTOUT | ACCESSORIES | 33-RA-LOOSE-SPARES | TSPL | _ | NA | SET |  | Inventory | LOOSE BROUGHT ITEMS FOR RACKING 33KV
2774 | Motor 100/130V AC for Draw-out/Fixed type SPS ACB, Frame size 1 | ACB Accessories | LV_Switchgear | 33176 | SCHNEIDER | 0 | Motor | Nos. | None | Inventory | Motor 100/130V AC for Draw-out/Fixed type SPS ACB, Frame size 1
2775 | Motor 200/240V AC for Draw-out/Fixed type SPS ACB, Frame size 1 | ACB Accessories | LV_Switchgear | 33177 | SCHNEIDER | 0 | Motor | Nos. | None | Inventory | Motor 200/240V AC for Draw-out/Fixed type SPS ACB, Frame size 1
2776 | Motor 277/415V AC for Draw-out/Fixed type SPS ACB, Frame size 1 | ACB Accessories | LV_Switchgear | 33179 | SCHNEIDER | 0 | Motor | Nos. | None | Inventory | Motor 277/415V AC for Draw-out/Fixed type SPS ACB, Frame size 1
2777 | Motor 24/30V DC for Draw-out/Fixed type SPS ACB, Frame size 1 | ACB Accessories | LV_Switchgear | 33185 | SCHNEIDER | 0 | Motor | Nos. | None | Inventory | Motor 24/30V DC for Draw-out/Fixed type SPS ACB, Frame size 1
2778 | Motor 48/60V DC for Draw-out/Fixed type SPS ACB, Frame size 1 | ACB Accessories | LV_Switchgear | 33186 | SCHNEIDER | 0 | Motor | Nos. | None | Inventory | Motor 48/60V DC for Draw-out/Fixed type SPS ACB, Frame size 1
2779 | Motor 100/125V DC for Draw-out/Fixed type SPS ACB, Frame size 1 | ACB Accessories | LV_Switchgear | 33187 | SCHNEIDER | 0 | Motor | Nos. | None | Inventory | Motor 100/125V DC for Draw-out/Fixed type SPS ACB, Frame size 1
2780 | Motor 200/250V DC for Draw-out/Fixed type SPS ACB, Frame size 1 | ACB Accessories | LV_Switchgear | 33188 | SCHNEIDER | 0 | Motor | Nos. | None | Inventory | Motor 200/250V DC for Draw-out/Fixed type SPS ACB, Frame size 1
2781 | TP Extended spreader terminals kit for NS 800A to 1250A MCCB, Frame size 2, 3pcs. | MCCB Accessories | LV_Switchgear | 33622 | SCHNEIDER | 0 | Spreaders | Nos. | None | Inventory | TP Extended spreader terminals kit for NS 800A to 1250A MCCB, Frame size 2, 3pcs.
2782 | FP Extended spreader terminals kit for NS 800A to 1250A MCCB, Frame size 2, 4pcs. | MCCB Accessories | LV_Switchgear | 33623 | SCHNEIDER | 0 | Spreaders | Nos. | None | Inventory | FP Extended spreader terminals kit for NS 800A to 1250A MCCB, Frame size 2, 4pcs.
2783 | Closing Coil/Release 24/30V DC for Draw-out/Fixed type MVS ACB, Frame size 1 | ACB Accessories | LV_Switchgear | 33659 | SCHNEIDER | 0 | Closing | Nos. | None | Inventory | Closing Coil/Release 24/30V DC for Draw-out/Fixed type MVS ACB, Frame size 1
2784 | Closing Coil/Release 48/60V DC for Draw-out/Fixed type MVS ACB, Frame size 1 | ACB Accessories | LV_Switchgear | 33660 | SCHNEIDER | 0 | Closing | Nos. | None | Inventory | Closing Coil/Release 48/60V DC for Draw-out/Fixed type MVS ACB, Frame size 1
2785 | Shunt Coil/Release 100/130V AC/DC for Draw-out/Fixed type MVS ACB, Frame size 1 | ACB Accessories | LV_Switchgear | 33661 | SCHNEIDER | 0 | Shunt | Nos. | None | Inventory | Shunt Coil/Release 100/130V AC/DC for Draw-out/Fixed type MVS ACB, Frame size 1
2786 | Shunt Coil/Release 200/250V AC/DC for NS800 - 1600A | MCCB Accessories | LV_Switchgear | 33662 | SCHNEIDER | - | - | Nos. |  | Inventory | Shunt Coil/Release 200/250V AC/DC for NS800 - 1600A
2787 | Shunt Coil/Release 380/480V AC for Draw-out/Fixed type MVS ACB, Frame size 1 | ACB Accessories | LV_Switchgear | 33664 | SCHNEIDER | 0 | Shunt | Nos. | None | Inventory | Shunt Coil/Release 380/480V AC for Draw-out/Fixed type MVS ACB, Frame size 1
2788 | Under-voltage Coil/Release 24/30V DC, 24V AC for Draw-out/Fixed type MVS ACB, Frame size 1 | ACB Accessories | LV_Switchgear | 33668 | SCHNEIDER | 0 | Undervoltage | Nos. | None | Inventory | Under-voltage Coil/Release 24/30V DC, 24V AC for Draw-out/Fixed type MVS ACB, Frame size 1
2789 | Under-voltage Coil/Release 48/60V DC, 48V AC for Draw-out/Fixed type MVS ACB, Frame size 1 | ACB Accessories | LV_Switchgear | 33669 | SCHNEIDER | 0 | Undervoltage | Nos. | None | Inventory | Under-voltage Coil/Release 48/60V DC, 48V AC for Draw-out/Fixed type MVS ACB, Frame size 1
2790 | Under-voltage Coil/Release 100/130V AC/DC for Draw-out/Fixed type MVS ACB, Frame size 1 | ACB Accessories | LV_Switchgear | 33670 | SCHNEIDER | 0 | Undervoltage | Nos. | None | Inventory | Under-voltage Coil/Release 100/130V AC/DC for Draw-out/Fixed type MVS ACB, Frame size 1
2791 | Under-voltage Coil/Release 200/250V AC/DC for Draw-out/Fixed type MVS ACB, Frame size 1 | ACB Accessories | LV_Switchgear | 33671 | SCHNEIDER | 0 | Undervoltage | Nos. | None | Inventory | Under-voltage Coil/Release 200/250V AC/DC for Draw-out/Fixed type MVS ACB, Frame size 1
2792 | Under-voltage Coil/Release 380/480V AC for Draw-out/Fixed type MVS ACB, Frame size 1 | ACB Accessories | LV_Switchgear | 33673 | SCHNEIDER | 0 | Undervoltage | Nos. | None | Inventory | Under-voltage Coil/Release 380/480V AC for Draw-out/Fixed type MVS ACB, Frame size 1
8307 | TYPE:REF615, MULTIFUNCTION RELAY, FLUSH MOUNTING, FUNCTIONS:(50+51+50N+51N+67+67N+50LBB+60+27+95), CONTACTS: 16 BI + 10 BO, AUX. VOLTAGE: 48-250V DC,; In : 1/5A, WITH IEC61850 PROTOCOL WITH REAR SIDE RJ45 PORT; WITH ARC PROTECTION | RELAY | SWITCHGEAR | HBFFAEAGNBA1ABA11G | ABB | - | - | Nos. |  | Inventory | TYPE:REF615, MULTIFUNCTION RELAY, FLUSH MOUNTING, FUNCTIONS:(50+51+50N+51N+67+67N+50LBB+60+27+95), CONTACTS: 16 BI + 10 BO, AUX. VOLTAGE: 48-250V DC,; In : 1/5A, WITH IEC61850 PROTOCOL WITH REAR SIDE RJ45 PORT; WITH ARC PROTECTION
2794 | BREAKER MOUNTING TROLLEY (FLOOR ROLLING TYPE), SUITABLE TO 33kV,1250A BREAKER | HANDL TROLLEY | ACCESSORIES | 33KV-1250A-BRK.MOUNTING-TOLLEY | ABB | - | - | Nos. |  | Inventory | BREAKER MOUNTING TROLLEY (FLOOR ROLLING TYPE), SUITABLE TO 33kV,1250A BREAKER
2795 | 33KV 1250A 31.5KA/3SEC, COMPLETE MODULE PANEL TYPE. WITH CRCA DULY POWDER COATED, WITH COMPLETE BOUGHTOUTS AS PER ABB STANDARD EXCEPT CONTACT PIN. | MODULE | ACCESSORIES | 33KV-1250A-MODULE-CRCA-PC | - | - | - | Nos |  | Inventory | 33KV 1250A 31.5KA/3SEC, COMPLETE MODULE PANEL TYPE. WITH CRCA DULY POWDER COATED, WITH COMPLETE BOUGHTOUTS AS PER ABB STANDARD EXCEPT CONTACT PIN.
2796 | BREAKER MOUNTING TROLLEY (FLOOR ROLLING TYPE), SUITABLE TO 33kV, 2000A BREAKER | HANDL TROLLEY | ACCESSORIES | 33KV-2000A-BRK.MOUNTING-TOLLEY | ABB | - | - | Nos. |  | Inventory | BREAKER MOUNTING TROLLEY (FLOOR ROLLING TYPE), SUITABLE TO 33kV, 2000A BREAKER
2797 | BREAKER MOUNTING TROLLEY (FLOOR ROLLING TYPE), SUITABLE TO 33kV, 2500A BREAKER | HANDL TROLLEY | ACCESSORIES | 33KV-2500A-BRK.MOUNTING-TOLLEY | ABB | - | - | Nos. |  | Inventory | BREAKER MOUNTING TROLLEY (FLOOR ROLLING TYPE), SUITABLE TO 33kV, 2500A BREAKER
8308 | TYPE:REF 615 NUMERICAL, COMMUNICABLE TYPE, IDMT & INST. O/C + E/F RELAY, DRAWOUT TYPE, FUNCTIONS: (50+51+50N+51N+27+59+86+51SEF+95), FLUSH MOUNTING, AUX. VOLTAGE: 110V DC, CONTACTS: 16 BI + 10 BO, In: 1A, WITH IEC61850 PROTOCOL. | RELAY | SWITCHGEAR | HBFFAEAGNBA1ANA11G | ABB | - | - | Nos. |  | Inventory | TYPE:REF 615 NUMERICAL, COMMUNICABLE TYPE, IDMT & INST. O/C + E/F RELAY, DRAWOUT TYPE, FUNCTIONS: (50+51+50N+51N+27+59+86+51SEF+95), FLUSH MOUNTING, AUX. VOLTAGE: 110V DC, CONTACTS: 16 BI + 10 BO, In: 1A, WITH IEC61850 PROTOCOL.
8309 | TYPE:REF615, MULTIFUNCTION RELAY, FLUSH MOUNTING, FUNCTIONS:(50+51+50N+51N+27+95), CONTACTS: 16 BI + 10 BO, AUX. VOLTAGE: 48-250V DC, In : 1/5A, WITH IEC61850 PROTOCOL. | RELAY | SWITCHGEAR | HBFFAEAGNBA1ANA1XG | ABB | - | - | Nos. |  | Inventory | TYPE:REF615, MULTIFUNCTION RELAY, FLUSH MOUNTING, FUNCTIONS:(50+51+50N+51N+27+95), CONTACTS: 16 BI + 10 BO, AUX. VOLTAGE: 48-250V DC, In : 1/5A, WITH IEC61850 PROTOCOL.
2800 | 33KV DISCONNECOTER CAP (shroud) | SHROUD | BUSBAR & ACCESSORIES | 33KV-DISCONNECOTER-CAP | REPUTED | _ | NA | Nos |  | Inventory | 33KV DISCONNECOTER CAP (shroud)
2801 | 33KV ET RACKING NYLON CAP | BROUGHTOUT | ACCESSORIES | 33KV-ET-RACKING-NYLON-CAP | TSPL | - | - | Nos |  | Inventory | 33KV ET RACKING NYLON CAP
8310 | TYPE:REF615, MULTIFUNCTION RELAY, FLUSH MOUNTING, FUNCTIONS:(50+51+50N+51N+67+67N+50LBB+60+27+95), CONTACTS: 16 BI + 10 BO, AUX. VOLTAGE: 48-250V DC,LARGE DISPLAY; In : 1/5A, WITH IEC61850 PROTOCOL WITH REAR SIDE RJ45 PORT; ORDER CODE: HBFFAEAGNBA1BNA11G | RELAY | SWITCHGEAR | HBFFAEAGNBA1BNA11G | ABB | - | - | Nos. |  | Inventory | TYPE:REF615, MULTIFUNCTION RELAY, FLUSH MOUNTING, FUNCTIONS:(50+51+50N+51N+67+67N+50LBB+60+27+95), CONTACTS: 16 BI + 10 BO, AUX. VOLTAGE: 48-250V DC,LARGE DISPLAY; In : 1/5A, WITH IEC61850 PROTOCOL WITH REAR SIDE RJ45 PORT; ORDER CODE: HBFFAEAGNBA1BNA11G
8311 | NUMERICAL MULTIFUNCTION PROTECTION RELAY (50,51,50N,51N, 50LBB,27,59,95), FLUSH MOUNTED, CONTACTS : 14 BI & 9 BO, WITH MODBUS TCPIP PROTOCOL AUX. VOLTAGE. : 110V DC, In : 1A. | RELAY | SWITCHGEAR | HBFFAEAGNBB1ANA11G | ABB | - | NA | Nos. |  | Inventory | NUMERICAL MULTIFUNCTION PROTECTION RELAY (50,51,50N,51N, 50LBB,27,59,95), FLUSH MOUNTED, CONTACTS : 14 BI & 9 BO, WITH MODBUS TCPIP PROTOCOL AUX. VOLTAGE. : 110V DC, In : 1A.
8312 | TYPE:REF 615 NUMERICAL, COMMUNICABLE TYPE, IDMT & INST. O/C + E/F RELAY, DRAWOUT TYPE, FUNCTIONS: (50+51+50N+51N+86+95), FLUSH MOUNTING, AUX. VOLTAGE: 110V DC, CONTACTS: 16 BI + 10 BO, In: 1A, WITH IEC61850 PROTOCOL. | RELAY | SWITCHGEAR | HBFFAEAGNDA1BNA11G | ABB | - | - | Nos. |  | Inventory | TYPE:REF 615 NUMERICAL, COMMUNICABLE TYPE, IDMT & INST. O/C + E/F RELAY, DRAWOUT TYPE, FUNCTIONS: (50+51+50N+51N+86+95), FLUSH MOUNTING, AUX. VOLTAGE: 110V DC, CONTACTS: 16 BI + 10 BO, In: 1A, WITH IEC61850 PROTOCOL.
8313 | TYPE:REF615, MULTIFUNCTION RELAY, FLUSH MOUNTING, FUNCTIONS:(50+51+50N+51N+67+67N+50LBB+60+27+95), CONTACTS: 16 BI + 10 BO, AUX. VOLTAGE: 48-250V DC,LARGE DISPLAY; In : 1/5A, WITH IEC61850 PROTOCOL WITH Ethernet 100Base FX (2xLC, 1xRJ45) with HSR/PRP ; ORDER CODE: HBFFAEAGNEA1BNA11G | RELAY | SWITCHGEAR | HBFFAEAGNEA1BNA11G | ABB | - | - | Nos. |  | Inventory | TYPE:REF615, MULTIFUNCTION RELAY, FLUSH MOUNTING, FUNCTIONS:(50+51+50N+51N+67+67N+50LBB+60+27+95), CONTACTS: 16 BI + 10 BO, AUX. VOLTAGE: 48-250V DC,LARGE DISPLAY; In : 1/5A, WITH IEC61850 PROTOCOL WITH Ethernet 100Base FX (2xLC, 1xRJ45) with HSR/PRP ; ORDER CODE: HBFFAEAGNEA1BNA11G
8314 | TYPE:REF615 NUMERICAL, COMMUNICABLE TYPE, MULTIFUNCTION RELAY, DRAWOUT TYPE, FUNCTIONS: (50+51+50N+51N+27+59+67+67N+50ARC+95), FLUSH MOUNTING, AUX. VOLTAGE: 110V DC, CONTACTS: 16 BI + 6 BO + 3 HSO, COMMUNICABLE WITH IEC61850 PROTOCOL WITH LC PORT. and suitable arc cable | RELAY | SWITCHGEAR | HBFFAEFCNAA1BBA11G | ABB | - | - | Nos. |  | Inventory | TYPE:REF615 NUMERICAL, COMMUNICABLE TYPE, MULTIFUNCTION RELAY, DRAWOUT TYPE, FUNCTIONS: (50+51+50N+51N+27+59+67+67N+50ARC+95), FLUSH MOUNTING, AUX. VOLTAGE: 110V DC, CONTACTS: 16 BI + 6 BO + 3 HSO, COMMUNICABLE WITH IEC61850 PROTOCOL WITH LC PORT. and suitable arc cable
8315 | TYPE: REF615, NUMERICAL TYPE, FUNCTIONS: (50+51+50N+51N+27+59+95-1), WITH ARC FLASH SENSOR/DETECTOR, FLUSH MOUNTING, NON-DRAWOUT TYPE, CONTACTS: 16 BI + 6 BO + 3 HSO CONTACTS, AUX. VOLTAGE: 110V DC, In: 5A, WITH IEC61850 PROTOCOL,,, | - | SWITCHGEAR | HBFFAEFCNBA1BBA11G | ABB | _ | NA | Nos |  | Inventory | TYPE: REF615, NUMERICAL TYPE, FUNCTIONS: (50+51+50N+51N+27+59+95-1), WITH ARC FLASH SENSOR/DETECTOR, FLUSH MOUNTING, NON-DRAWOUT TYPE, CONTACTS: 16 BI + 6 BO + 3 HSO CONTACTS, AUX. VOLTAGE: 110V DC, In: 5A, WITH IEC61850 PROTOCOL,,,
2808 | 33KV SF6 1250A 31.5KA/3SEC, WITH COMPLET BROUGHT OUT ASSEMBLLED, WITHOUT BUSHING. PAINT SHADE - 7032 | MODULE | ACCESSORIES | 33KV-SF6-MODULE | ABB | - | - | Nos |  | Inventory | 33KV SF6 1250A 31.5KA/3SEC, WITH COMPLET BROUGHT OUT ASSEMBLLED, WITHOUT BUSHING. PAINT SHADE - 7032
8316 | TYPE: REF615, NUMERICAL TYPE, FUNCTIONS: (50+51+50N+51N+27+59+95-1), WITH ARC FLASH SENSOR/DETECTOR, FLUSH MOUNTING, NON-DRAWOUT TYPE, CONTACTS: 16 BI + 6 BO + 3 HSO CONTACTS, AUX. VOLTAGE: 110V DC, In: 5A, WITH IEC61850 PROTOCOL. | - | SWITCHGEAR | HBFFAEFCNBA1BNA11NG | ABB | _ | NA | Nos |  | Inventory | TYPE: REF615, NUMERICAL TYPE, FUNCTIONS: (50+51+50N+51N+27+59+95-1), WITH ARC FLASH SENSOR/DETECTOR, FLUSH MOUNTING, NON-DRAWOUT TYPE, CONTACTS: 16 BI + 6 BO + 3 HSO CONTACTS, AUX. VOLTAGE: 110V DC, In: 5A, WITH IEC61850 PROTOCOL.
8317 | REF615-F - 3P Multifunction Relay Drawout Type,Functions: 51+51+50N+51N+67+27+59+95+60,Flush Mounting,Contact: 16BI + 10BO, Aux Voltage: 48-250 Vdc; 100-240 Vac , In: 1A/5A, RS485 Port, Modbus Protocol, | RELAY | SWITCHGEAR | HBFHAEAGABB1ANN11G | ABB | _ | NA | Nos |  | Inventory | REF615-F - 3P Multifunction Relay Drawout Type,Functions: 51+51+50N+51N+67+27+59+95+60,Flush Mounting,Contact: 16BI + 10BO, Aux Voltage: 48-250 Vdc; 100-240 Vac , In: 1A/5A, RS485 Port, Modbus Protocol,
8318 | REF615-H - 3P Multifunction Relay Drawout Type,Functions:Protection features – 46, 46PD, 50, 50N, 51, 51N, 51BF/51NBF, 68,27, 47O-, 47U+, 59, 59G, 81O, 81U, 25, 60, 86, 95.;CT / PT – 04 / 05;BI / BO – 16 / 10;Communication – Relay is having 1 no. front RJ45 port for local communication and 1 no. rear RJ45 port over IEC61850 communication protocol + 1 no. rear RS485 port over MODBUS communication protocol.;Relay ordering code – HBFHAEAGABC1BNN11G; | RELAY | SWITCHGEAR | HBFHAEAGABC1BNN11G | ABB | _ | NA | Nos |  | Inventory | REF615-H - 3P Multifunction Relay Drawout Type,Functions:Protection features – 46, 46PD, 50, 50N, 51, 51N, 51BF/51NBF, 68,27, 47O-, 47U+, 59, 59G, 81O, 81U, 25, 60, 86, 95.;CT / PT – 04 / 05;BI / BO – 16 / 10;Communication – Relay is having 1 no. front RJ45 port for local communication and 1 no. rear RJ45 port over IEC61850 communication protocol + 1 no. rear RS485 port over MODBUS communication protocol.;Relay ordering code – HBFHAEAGABC1BNN11G;
8319 | TYPE:REF615 NUMERICAL, COMMUNICABLE TYPE, IDMT & INST. O/C + E/F RELAY, MODULE : H,DRAWOUT TYPE, FUNCTIONS: (50+51+50N+51N+27+60+81+95), FLUSH MOUNTING, AUX. VOLTAGE: 48-250V DC; 100-240V AC, CONTACTS: 16 DI + 10DO, In: 1A, COMMUNICABLE WITH RS-485 PORT | RELAY | SWITCHGEAR | HBFHAEAGANB1ANN11G | ABB | _ | NA | Nos |  | Inventory | TYPE:REF615 NUMERICAL, COMMUNICABLE TYPE, IDMT & INST. O/C + E/F RELAY, MODULE : H,DRAWOUT TYPE, FUNCTIONS: (50+51+50N+51N+27+60+81+95), FLUSH MOUNTING, AUX. VOLTAGE: 48-250V DC; 100-240V AC, CONTACTS: 16 DI + 10DO, In: 1A, COMMUNICABLE WITH RS-485 PORT
8320 | REF - 3P Multifunction Relay, Drawout Type,Model : "H", Functions: 50+51+50N+51N+27+59+81,Flush Mounting,Aux Voltage: 24-48 Vdc; RS485 PORT, MODBUS PROTOCOL, | RELAY | SWITCHGEAR | HBFHAEAGANB1ANN21G | ABB | _ | NA | Nos | None | Inventory | REF - 3P Multifunction Relay, Drawout Type,Model : "H", Functions: 50+51+50N+51N+27+59+81,Flush Mounting,Aux Voltage: 24-48 Vdc; RS485 PORT, MODBUS PROTOCOL,
8321 | REF615 - Multifunction Relay, Drawout Type,Model : F, Functions: 50+51+50N+51N+27+59+60,Flush Mounting,Aux Voltage:48-230 Vdc ,RJ45 PORT,CONTATS:12BI+10BO;In:1A;WITH MODBUS PROTOCOL & WITH 2 REAR RS485 PORT & RJ45 PORT IN FRONT SIDE. | RELAY | SWITCHGEAR | HBFHAEAGCNB1ANN11G | ABB | _ | NA | Nos |  | Inventory | REF615 - Multifunction Relay, Drawout Type,Model : F, Functions: 50+51+50N+51N+27+59+60,Flush Mounting,Aux Voltage:48-230 Vdc ,RJ45 PORT,CONTATS:12BI+10BO;In:1A;WITH MODBUS PROTOCOL & WITH 2 REAR RS485 PORT & RJ45 PORT IN FRONT SIDE.
8322 | REF615 - Multifunction Relay, Drawout Type,Model : "H", Functions: 50+51+50N+51N+27+59+81+59N+60, Flush Mounting, CONTACTS : 16 BI + 10 BO, Aux Voltage: 48-250 Vdc; 100-240 Vac , RJ45 PORT, IEC61850 PROTOCOL, | RELAY | SWITCHGEAR | HBFHAEAGNBA1ANN11G | ABB | _ | NA | Nos |  | Inventory | REF615 - Multifunction Relay, Drawout Type,Model : "H", Functions: 50+51+50N+51N+27+59+81+59N+60, Flush Mounting, CONTACTS : 16 BI + 10 BO, Aux Voltage: 48-250 Vdc; 100-240 Vac , RJ45 PORT, IEC61850 PROTOCOL,
8323 | REF615 - Multifunction Relay, Drawout Type,Model : "H", Functions: 50+51+50N+51N+27+59+81,Flush Mounting,Aux Voltage: 24-60 Vdc ,RJ45 PORT, IEC-61850 PROTOCOL, | RELAY | SWITCHGEAR | HBFHAEAGNBA1ANN21G | ABB | _ | NA | Nos | None | Inventory | REF615 - Multifunction Relay, Drawout Type,Model : "H", Functions: 50+51+50N+51N+27+59+81,Flush Mounting,Aux Voltage: 24-60 Vdc ,RJ45 PORT, IEC-61850 PROTOCOL,
2817 | 33kV.VD4 SPRING CHARGE INDICATION LIMIT SWITCH | BROUGHTOUT | ACCESSORIES | 33KV_VD4_LIMIT_SWITCH | ABB | _ | NA | Nos |  | Inventory | 33kV.VD4 SPRING CHARGE INDICATION LIMIT SWITCH
2818 | 33kV,VD4 BREAKER ON/OFF SWITCH | BROUGHTOUT | ACCESSORIES | 33KV_VD4_ON/OFF_SWITCH | ABB | _ | NA | Nos |  | Inventory | 33kV,VD4 BREAKER ON/OFF SWITCH
8324 | REF615 - Multifunction Relay WITH BIG DISPLAY, Drawout Type,Model : H, Functions: 50+51+50N+51N+27+59+81+59N+60, Flush Mounting, CONTACTS : 16 BI + 10 BO, Aux Voltage: 48-250 Vdc; 100-240 Vac , RJ45 PORT, IEC61850 PROTOCOL, | RELAY | SWITCHGEAR | HBFHAEAGNBA1BNN11G | ABB | _ | NA | Nos |  | Inventory | REF615 - Multifunction Relay WITH BIG DISPLAY, Drawout Type,Model : H, Functions: 50+51+50N+51N+27+59+81+59N+60, Flush Mounting, CONTACTS : 16 BI + 10 BO, Aux Voltage: 48-250 Vdc; 100-240 Vac , RJ45 PORT, IEC61850 PROTOCOL,
2820 | Close Gromet : ID : 33 mm X OD : 50 mm | GROUMET | WIRE & ACCESSORIES | 33X50MM-CLOSE-GROMET | REPUTED | _ | NA | Nos |  | Inventory | Close Gromet : ID : 33 mm X OD : 50 mm
2821 | Open Gromet: ID : 33 mm X OD : 50 mm | GROUMET | WIRE & ACCESSORIES | 33X50MM-OPEN-GROMET | REPUTED | _ | NA | Nos |  | Inventory | Open Gromet: ID : 33 mm X OD : 50 mm
2822 | M16 CLASS 8 1N(DIN 934) + 1W(DIN | OWN USE ITEMS | ACCESSORIES | 3491436 | - | - | - | PKT |  | Non Inventory | M16 CLASS 8 1N(DIN 934) + 1W(DIN
2823 | 35mm copper lug | LUG | WIRE & ACCESSORIES | 35MM LUG | REPUTED | _ | NA | Nos | None | Inventory | 35mm copper lug
2824 | 35sq.mm, pin type Insulated LUG | LUG | WIRE & ACCESSORIES | 35SQ.MM-PIN-LUG-INSUL. | REPUTED | _ | NA | Nos |  | Inventory | 35sq.mm, pin type Insulated LUG
2825 | 35sq.mm, pin type Non-Insulated LUG | LUG | WIRE & ACCESSORIES | 35SQ.MM-PIN-LUG-NON-INSUL. | REPUTED | _ | NA | Nos |  | Inventory | 35sq.mm, pin type Non-Insulated LUG
2826 | 35sq.mm, Ring type Non-Insulated LUG-E10 | LUG | WIRE & ACCESSORIES | 35SQ.MM-RING-E10-LUG-NON-INSUL. | REPUTED | _ | NA | Nos |  | Inventory | 35sq.mm, Ring type Non-Insulated LUG-E10
2827 | 35sq.mm, Ring type Non-Insulated LUG-E6 | LUG | WIRE & ACCESSORIES | 35SQ.MM-RING-E6-LUG-NON-INSUL. | REPUTED | _ | NA | Nos |  | Inventory | 35sq.mm, Ring type Non-Insulated LUG-E6
2828 | 35sq.mm, Ring type Insulated LUG-E8 | LUG | WIRE & ACCESSORIES | 35SQ.MM-RING-E8-LUG-INSUL. | REPUTED | _ | NA | Nos |  | Inventory | 35sq.mm, Ring type Insulated LUG-E8
2829 | 35sq.mm, Ring type Non-Insulated LUG-E8 | LUG | WIRE & ACCESSORIES | 35SQ.MM-RING-E8-LUG-NON-INSUL. | REPUTED | _ | NA | Nos |  | Inventory | 35sq.mm, Ring type Non-Insulated LUG-E8
2830 | 35sqmm 1core, flexible cable, | WIRE | WIRE & ACCESSORIES | 35SQMM CABLE | POLYCAB | _ | NA | MTRS | None | Inventory | 35sqmm 1core, flexible cable,
2831 | Close Gromet : ID : 38 mm X OD : 50 mm | GROUMET | WIRE & ACCESSORIES | 38X50MM-CLOSE-GROMET | REPUTED | _ | NA | Nos |  | Inventory | Close Gromet : ID : 38 mm X OD : 50 mm
8325 | REF615-F - 3P Multi function Relay Draw out Type,Functions: 51+51+50N+51N+67+67N+27+59+95+60+81U+81O,Flush Mounting,Contact: 16BI + 10BO, Aux Voltage: 48-250 Vdc; 100-240 Vac , In: 1A/5A, RS485 Port, Modbus Protocol, | RELAY | SWITCHGEAR | HBFJAEAGABB1ANA11G | ABB | _ | NA | Nos |  | Inventory | REF615-F - 3P Multi function Relay Draw out Type,Functions: 51+51+50N+51N+67+67N+27+59+95+60+81U+81O,Flush Mounting,Contact: 16BI + 10BO, Aux Voltage: 48-250 Vdc; 100-240 Vac , In: 1A/5A, RS485 Port, Modbus Protocol,
2833 | 4-6sq.mm RING LUG, size-E8 | LUG | WIRE & ACCESSORIES | 3D-3202-4/6-RING-LUG-E8 | REPUTED | - | - | Nos. |  | Inventory | 4-6sq.mm RING LUG, size-E8
2834 | 3M MAKE HT SLEEVE SIZE--19X45-FOR JOB NO-3339 | BB SLEEVE | BUSBAR & ACCESSORIES | 3M-19X45-HT-SLEEVE | 3M | _ | - | MTRS |  | Inventory | 3M MAKE HT SLEEVE SIZE--19X45-FOR JOB NO-3339
2835 | 3M MAKE HT SLEEVE SIZE-30X70-FOR JOB NO-3339 | BB SLEEVE | BUSBAR & ACCESSORIES | 3M-30X70-HT-SLEEVE | 3M | _ | - | MTRS |  | Inventory | 3M MAKE HT SLEEVE SIZE-30X70-FOR JOB NO-3339
2836 | DOUBLE SIDE TAPE SIZE - 50MTRS WIDTH 50MM, MAKE 3M | BROUGHTOUT | ACCESSORIES | 3M-DOUBLE-SIDE-TAPE | REPUTED | _ | NA | Nos |  | Inventory | DOUBLE SIDE TAPE SIZE - 50MTRS WIDTH 50MM, MAKE 3M
2837 | 3M MAKE INSULATING TAPE | INSULATION TAPE | WIRE & ACCESSORIES | 3M-INSULATING-TAPE | REPUTED | - | - | Nos |  | Inventory | 3M MAKE INSULATING TAPE
2838 | 3MM | FERULES TUBE | WIRE & ACCESSORIES | 3MM-TUBE | TRISHUL | _ | NA | MTRS |  | Inventory | 3MM
2839 | PVC SLEEVE SIZE 3MM, COLOR - RED | FERULES TUBE | WIRE & ACCESSORIES | 3MM-TUBE-RED | TRISHUL | _ | NA | MTRS |  | Inventory | PVC SLEEVE SIZE 3MM, COLOR - RED
2840 | 100A HRC Fuse Link, SIZE-00,690VAC,120KA | SDF | LV_Switchgear | 3NA78306RC | SIEMENS | - | - | Nos. |  | Inventory | 100A HRC Fuse Link, SIZE-00,690VAC,120KA
2841 | 32A Semiconductor Fuse Link | SDF | LV_Switchgear | 3NE4101 | SIEMENS | - | - | Nos. |  | Inventory | 32A Semiconductor Fuse Link
2842 | 63A Semiconductor Fuse Link | SDF | LV_Switchgear | 3NE4120 | SIEMENS | - | - | Nos. |  | Inventory | 63A Semiconductor Fuse Link
2843 | 125A Semiconductor Fuse Link | SDF | LV_Switchgear | 3NE4122 | SIEMENS | - | - | Nos. |  | Inventory | 125A Semiconductor Fuse Link
2844 | Fuse base suitable for 125A Fuse Link | SDF | LV_Switchgear | 3NH3030-0RC | SIEMENS | - | - | Nos. |  | Inventory | Fuse base suitable for 125A Fuse Link
2845 | Fuse base suitable for 250A Size-1, Fuse Link | SDF | LV_Switchgear | 3NH3230-0RC | SIEMENS | - | - | Nos. |  | Inventory | Fuse base suitable for 250A Size-1, Fuse Link
8326 | TYPE:REF 615 NUMERICAL,COMMUNICABLE TYPE, IDMT & INST. O/C + E/F RELAY, DRAWOUT TYPE, FUNCTIONS: (50+50N+51+51N+27+59+25+78+51G+67+67N+81O+81U+50BF), FLUSH MOUNTING,INPUT VOLTAGE : 110V AC,AUX. VOLTAGE: 110V DC, CONTACTS: 16 DI + 10 DO,COMMUNICABLE WITH RS-485 PORT IEC 60870-5-103 PROTOCOL & IEC 61850 PROTOCOL WITH RJ45 POERT | RELAY | SWITCHGEAR | HBFJAEAGABG1BNA11G | ABB | - | - | Nos. |  | Inventory | TYPE:REF 615 NUMERICAL,COMMUNICABLE TYPE, IDMT & INST. O/C + E/F RELAY, DRAWOUT TYPE, FUNCTIONS: (50+50N+51+51N+27+59+25+78+51G+67+67N+81O+81U+50BF), FLUSH MOUNTING,INPUT VOLTAGE : 110V AC,AUX. VOLTAGE: 110V DC, CONTACTS: 16 DI + 10 DO,COMMUNICABLE WITH RS-485 PORT IEC 60870-5-103 PROTOCOL & IEC 61850 PROTOCOL WITH RJ45 POERT
8327 | TYPE: REF 615, NUMERICAL MULTIFUNCTION RELAY, FUNCTIONS: (51+51N+50+50N+27+59+67+67N+95-1+25+50BF), NON-DRAWOUT, FLUSH MOUNTING, CONTACTS : 16 BI + 10 BO, AUX. VOLTAGE: 110V DC, In: 1A.WITH MODBUS PROTOCOL RS-485 PORT, WITH 1 RESISTOR: 22kO. | RELAY | SWITCHGEAR | HBFJAEAGANB1ANA11G | ABB | _ | NA | Nos |  | Inventory | TYPE: REF 615, NUMERICAL MULTIFUNCTION RELAY, FUNCTIONS: (51+51N+50+50N+27+59+67+67N+95-1+25+50BF), NON-DRAWOUT, FLUSH MOUNTING, CONTACTS : 16 BI + 10 BO, AUX. VOLTAGE: 110V DC, In: 1A.WITH MODBUS PROTOCOL RS-485 PORT, WITH 1 RESISTOR: 22kO.
8328 | REF615-J - 3P Multifunction Relay Drawout Type,Functions: 51+51+50N+51N+67+67N+27+59+81+25+95,Flush Mounting,Contact: 16BI + 10BOAux Voltage: 24-60V DC, In: 1A/5A,With RS485 Port Modbus Protocol | RELAY | SWITCHGEAR | HBFJAEAGANB1ANA2XG | ABB | _ | NA | Nos |  | Inventory | REF615-J - 3P Multifunction Relay Drawout Type,Functions: 51+51+50N+51N+67+67N+27+59+81+25+95,Flush Mounting,Contact: 16BI + 10BOAux Voltage: 24-60V DC, In: 1A/5A,With RS485 Port Modbus Protocol
8329 | TYPE:REF 615 NUMERICAL, COMMUNICABLE TYPE, IDMT & INST. O/C + E/F RELAY, DRAWOUT TYPE, FUNCTIONS: (50+51+50N+51N+86+67+67N+79+25+95), FLUSH MOUNTING, AUX. VOLTAGE: 110V DC, CONTACTS: 16 DI + 10 DO, In: 1A, WITH IEC61850 PROTOCOL. | RELAY | SWITCHGEAR | HBFJAEAGNBA1AAA11G | ABB | - | - | Nos. |  | Inventory | TYPE:REF 615 NUMERICAL, COMMUNICABLE TYPE, IDMT & INST. O/C + E/F RELAY, DRAWOUT TYPE, FUNCTIONS: (50+51+50N+51N+86+67+67N+79+25+95), FLUSH MOUNTING, AUX. VOLTAGE: 110V DC, CONTACTS: 16 DI + 10 DO, In: 1A, WITH IEC61850 PROTOCOL.
8330 | TYPE:REF 615 NUMERICAL, COMMUNICABLE TYPE, IDMT & INST. O/C + E/F RELAY, DRAWOUT TYPE, FUNCTIONS: (50/51; 50N / 51N; 49;63;25; 51S), FLUSH MOUNTING, RELAY CODE : HBFJAEAGNBA1ANA11G AUX. VOLTAGE: 125V DC, CONTACTS: 16 BI + 10 BO, In: 1A, WITH IEC61850 PROTOCOL. | RELAY | SWITCHGEAR | HBFJAEAGNBA1ANA11G | ABB | - | - | Nos. |  | Inventory | TYPE:REF 615 NUMERICAL, COMMUNICABLE TYPE, IDMT & INST. O/C + E/F RELAY, DRAWOUT TYPE, FUNCTIONS: (50/51; 50N / 51N; 49;63;25; 51S), FLUSH MOUNTING, RELAY CODE : HBFJAEAGNBA1ANA11G AUX. VOLTAGE: 125V DC, CONTACTS: 16 BI + 10 BO, In: 1A, WITH IEC61850 PROTOCOL.
8331 | +TYPE: REF 615, NUMERICAL, COMMUNICABLE TYPE, IDMT & INST. O/C + E/F RELAY,ORDER CODE : HBFJAEAGNBA1ANA11G, DRAWOUT TYPE, FUNCTIONS: (50+51+50N+51N+67+67N+27+59+60+67SG+27+59+49+81U&O+50BF), FLUSH MOUNTING,WITH SMALL DISPLAY AUX. VOLTAGE: 48-250V DC, CONTACTS: 16 BI + 10 BO, In: 1A, COMMUNICABLE WITH IEC61850 PROTOCOL. | RELAY | SWITCHGEAR | HBFJAEAGNBA1ANA11G. | ABB | - | - | Nos. |  | Inventory | +TYPE: REF 615, NUMERICAL, COMMUNICABLE TYPE, IDMT & INST. O/C + E/F RELAY,ORDER CODE : HBFJAEAGNBA1ANA11G, DRAWOUT TYPE, FUNCTIONS: (50+51+50N+51N+67+67N+27+59+60+67SG+27+59+49+81U&O+50BF), FLUSH MOUNTING,WITH SMALL DISPLAY AUX. VOLTAGE: 48-250V DC, CONTACTS: 16 BI + 10 BO, In: 1A, COMMUNICABLE WITH IEC61850 PROTOCOL.
8332 | TYPE: REF 615, NUMERICAL, COMMUNICABLE TYPE, IDMT & INST. O/C + E/F RELAY,ORDER CODE : HBFJAEAGNBA1BNA11G, DRAWOUT TYPE, FUNCTIONS: (50+51+50N+51N+67+67N+67SG+49+81+50BF), FLUSH MOUNTING,WITH LARGE DISPLAY AUX. VOLTAGE: 48-250V DC, CONTACTS: 16 BI + 10 BO, In: 1A, COMMUNICABLE WITH IEC61850 PROTOCOL. | RELAY | SWITCHGEAR | HBFJAEAGNBA1BNA11G | ABB | - | - | Nos. |  | Inventory | TYPE: REF 615, NUMERICAL, COMMUNICABLE TYPE, IDMT & INST. O/C + E/F RELAY,ORDER CODE : HBFJAEAGNBA1BNA11G, DRAWOUT TYPE, FUNCTIONS: (50+51+50N+51N+67+67N+67SG+49+81+50BF), FLUSH MOUNTING,WITH LARGE DISPLAY AUX. VOLTAGE: 48-250V DC, CONTACTS: 16 BI + 10 BO, In: 1A, COMMUNICABLE WITH IEC61850 PROTOCOL.
8333 | TYPE:REF 615, MULTIFUNCTION RELAY, FLUSH MOUNTING,FUNCTIONS: (50+51+50N+51N+50LBB+27+59+67+67N+81U+81O+60+95), FLUSH MOUNTING, AUX. VOLTAGE: 110V DC, CONTACTS: 16 BI + 10 BO, In: 1A, WITH IEC61850 PROTOCOL. | RELAY | SWITCHGEAR | HBFJAEAGNBA1BNN11G | ABB | - | - | Nos. |  | Inventory | TYPE:REF 615, MULTIFUNCTION RELAY, FLUSH MOUNTING,FUNCTIONS: (50+51+50N+51N+50LBB+27+59+67+67N+81U+81O+60+95), FLUSH MOUNTING, AUX. VOLTAGE: 110V DC, CONTACTS: 16 BI + 10 BO, In: 1A, WITH IEC61850 PROTOCOL.
8334 | REF615 - Multifunction Relay, Drawout Type,Model : "K", Functions: 50+51+50N+51N+27+59+81+67+67N+47+60+51S,Flush Mounting,Aux Voltage: 48-240 V DC, RS485 PORT, | RELAY | SWITCHGEAR | HBFKBCADANB1ANN11G | ABB | _ | NA | Nos | None | Inventory | REF615 - Multifunction Relay, Drawout Type,Model : "K", Functions: 50+51+50N+51N+27+59+81+67+67N+47+60+51S,Flush Mounting,Aux Voltage: 48-240 V DC, RS485 PORT,
8335 | REF615 - Multifunction Relay, Drawout Type,Model : "K", Functions: 50+51+50N+51N+27+59+81+67+67N+47+60+51S,Flush Mounting,Aux Voltage: 24-60 V DC, RS485 PORT, | RELAY | SWITCHGEAR | HBFKBCADANB1ANN2XG | ABB | _ | NA | Nos | None | Inventory | REF615 - Multifunction Relay, Drawout Type,Model : "K", Functions: 50+51+50N+51N+27+59+81+67+67N+47+60+51S,Flush Mounting,Aux Voltage: 24-60 V DC, RS485 PORT,
8336 | TYPE:REF 615, MULTIFUNCTION RELAY, FLUSH MOUNTING, ORDER CODE: HBFKBCADNEA1BNN21G, FUNCTIONS: (50+51+50N+51N+67+67N), FLUSH MOUNTING, AUX. VOLTAGE: 30V DC, CONTACTS: 12 DI + 10 DO, In: 5A, WITH IEC61850 PROTOCOL WITH RJ 45 PORT. | RELAY | SWITCHGEAR | HBFKBCADNEA1BNN21G | ABB | _ | NA | Nos |  | Inventory | TYPE:REF 615, MULTIFUNCTION RELAY, FLUSH MOUNTING, ORDER CODE: HBFKBCADNEA1BNN21G, FUNCTIONS: (50+51+50N+51N+67+67N), FLUSH MOUNTING, AUX. VOLTAGE: 30V DC, CONTACTS: 12 DI + 10 DO, In: 5A, WITH IEC61850 PROTOCOL WITH RJ 45 PORT.
8337 | TYPE: REF615, NUMERICAL MULTIFUNCTION PROTECTION RELAY (51+51N+50+50N+95+32+27+59+64R+60+63+26+71+86+25), FLUSH MOUNTED, CONTACTS : 11 BI & 12 BO, WITH IEC61850 & MODBUS PROTOCOL RS-485, AUX. VOLTAGE. : 110V DC, In : 1A. | RELAY | SWITCHGEAR | HBFNAEAGABC1ADG11G | ABB | _ | NA | Nos |  | Inventory | TYPE: REF615, NUMERICAL MULTIFUNCTION PROTECTION RELAY (51+51N+50+50N+95+32+27+59+64R+60+63+26+71+86+25), FLUSH MOUNTED, CONTACTS : 11 BI & 12 BO, WITH IEC61850 & MODBUS PROTOCOL RS-485, AUX. VOLTAGE. : 110V DC, In : 1A.
8338 | TYPE: REF615-N, NUMERICAL MULTIFUNCTION RELAY, FUNCTIONS: (51+51N+50+50N+27+59+95+32+86+51S/64R+25+60), NON-DRAWOUT, FLUSH MOUNTING, CONTACTS : 16 BI + 10 BO, AUX. VOLTAGE: 48-250 Vdc; 100-240 Vac , In: 1A/5A. WITH MODBUS PROTOCOL RS-485 PORT, WITH 1 RESISTOR: 22kO. | RELAY | SWITCHGEAR | HBFNAEAGANB1ADG11G | ABB | - | - | Nos. |  | Inventory | TYPE: REF615-N, NUMERICAL MULTIFUNCTION RELAY, FUNCTIONS: (51+51N+50+50N+27+59+95+32+86+51S/64R+25+60), NON-DRAWOUT, FLUSH MOUNTING, CONTACTS : 16 BI + 10 BO, AUX. VOLTAGE: 48-250 Vdc; 100-240 Vac , In: 1A/5A. WITH MODBUS PROTOCOL RS-485 PORT, WITH 1 RESISTOR: 22kO.
8339 | REF615 NUMERICAL, COMMUNICABLE TYPE, IDMT & INST. O/C + E/F RELAY, NON DRAWOUT, FUNCTIONS: (50+51+50N+51N+67+67N+68+27+59+81O+81U+50BF+78+95-1), FLUSH MOUNTING, AUX. VOLTAGE: 110V DC, CONTACTS: 10 DI + 8DO, In: 1A, COMMUNICABLE WITH RS-485 PORT, | RELAY | SWITCHGEAR | HBFNAEAGANB1ANG11G | ABB | _ | NA | Nos | None | Inventory | REF615 NUMERICAL, COMMUNICABLE TYPE, IDMT & INST. O/C + E/F RELAY, NON DRAWOUT, FUNCTIONS: (50+51+50N+51N+67+67N+68+27+59+81O+81U+50BF+78+95-1), FLUSH MOUNTING, AUX. VOLTAGE: 110V DC, CONTACTS: 10 DI + 8DO, In: 1A, COMMUNICABLE WITH RS-485 PORT,
8340 | TYPE: REF615, NUMERICAL MULTIFUNCTION PROTECTION RELAY (51+51N+50+50N+95+25+67+67N), FLUSH MOUNTED, CONTACTS : 16 BI & 10 BO, MODBUS PROTOCOL WITH RS-485 PORT, AUX. VOLTAGE. : 110V DC, In : 1A. | RELAY | SWITCHGEAR | HBFNAEAGANB1BNA11G | ABB | _ | NA | Nos |  | Inventory | TYPE: REF615, NUMERICAL MULTIFUNCTION PROTECTION RELAY (51+51N+50+50N+95+25+67+67N), FLUSH MOUNTED, CONTACTS : 16 BI & 10 BO, MODBUS PROTOCOL WITH RS-485 PORT, AUX. VOLTAGE. : 110V DC, In : 1A.
8341 | REF615-F - 3P Multifunction Relay Drawout Type,Functions: 50+51+50N+51N+67+67N+81+50BF+25+79+27+59+95+BCU,Flush Mounting,Contact: 16BI + 10BO Aux Voltage: 48-250 Vdc; 100-240 Vac , In: 1A/5A, 2 LC PORTS-1 RJ45 PORT, WITH IEC61850 PROTOCOL | RELAY | SWITCHGEAR | HBFNAEAGBEC1BAA11G | ABB | _ | NA | Nos | None | Inventory | REF615-F - 3P Multifunction Relay Drawout Type,Functions: 50+51+50N+51N+67+67N+81+50BF+25+79+27+59+95+BCU,Flush Mounting,Contact: 16BI + 10BO Aux Voltage: 48-250 Vdc; 100-240 Vac , In: 1A/5A, 2 LC PORTS-1 RJ45 PORT, WITH IEC61850 PROTOCOL
8342 | TYPE:REF615-N, MULTIFUNCTION RELAY, FLUSH MOUNTING, PROTECTION FUNCTIONS: 32,46,49,46PD,49,50,51,50N,51N,67,67N,27,59,59N,81,25,79,86,95), CONTACTS: 16 BI + 10 BO, AUX. VOLTAGE: 48-250V DC, In : 1/5A, WITH RJ45 PORT & IEC61850 PROTOCOL. | RELAY | SWITCHGEAR | HBFNAEAGNBA1BAA11G | ABB | - | - | Nos. |  | Inventory | TYPE:REF615-N, MULTIFUNCTION RELAY, FLUSH MOUNTING, PROTECTION FUNCTIONS: 32,46,49,46PD,49,50,51,50N,51N,67,67N,27,59,59N,81,25,79,86,95), CONTACTS: 16 BI + 10 BO, AUX. VOLTAGE: 48-250V DC, In : 1/5A, WITH RJ45 PORT & IEC61850 PROTOCOL.
8343 | TYPE: REF 615, NUMERICAL, COMMUNICABLE TYPE, IDMT & INST. O/C + E/F RELAY,ORDER CODE :HBFNFEADNBA1BNA11G, DRAWOUT TYPE, FUNCTIONS: (50+51+50N+51N+67+67N+67SG+49+81+50BF), FLUSH MOUNTING,WITH LARGE DISPLAY AUX. VOLTAGE: 48-250V DC, CONTACTS: 16 BI + 10 BO, In: 1A, COMMUNICABLE WITH IEC61850 PROTOCOL. | RELAY | SWITCHGEAR | HBFNFEADNBA1BNA11G | ABB | - | - | Nos. |  | Inventory | TYPE: REF 615, NUMERICAL, COMMUNICABLE TYPE, IDMT & INST. O/C + E/F RELAY,ORDER CODE :HBFNFEADNBA1BNA11G, DRAWOUT TYPE, FUNCTIONS: (50+51+50N+51N+67+67N+67SG+49+81+50BF), FLUSH MOUNTING,WITH LARGE DISPLAY AUX. VOLTAGE: 48-250V DC, CONTACTS: 16 BI + 10 BO, In: 1A, COMMUNICABLE WITH IEC61850 PROTOCOL.
8344 | REM615, MICRO PROCESSOR BASED COMPREHENSIVE MOTOR PROTECTION RELAY, FUNCTIONS: (50,51,50N,51N,37,46), DRAWOUT, FLUSH MOUNTING, AUX. VOLTAGE : 24V DC, SUITABLE FOR 5A, MODBUS PROTOCOL WITH RS-485 COM. PORT. | RELAY | SWITCHGEAR | HBMAACABANB1ANN21G | ABB | _ | NA | Nos | None | Inventory | REM615, MICRO PROCESSOR BASED COMPREHENSIVE MOTOR PROTECTION RELAY, FUNCTIONS: (50,51,50N,51N,37,46), DRAWOUT, FLUSH MOUNTING, AUX. VOLTAGE : 24V DC, SUITABLE FOR 5A, MODBUS PROTOCOL WITH RS-485 COM. PORT.
8345 | TYPE: REM 615, NUMERICAL MOTOR PROTECTION RELAY,FUNCTIONS:(50+51+51NS+50N+51N+66+37+46+32R+47+49+40/40Q+27+59+27abc+59N+81U+48/51R+51S+55+14) FLUSH MOUNTING, CONTACTS : 12 BI + 10 BO, AUX. VOLTAGE: 110V DC, WITH MODBUS COMMUNICATION, RS 485 PORT & IEC 61850 WITH RJ45 PORT. | RELAY | SWITCHGEAR | HBMBCAAJABC1ANN11G | ABB | _ | NA | Nos |  | Inventory | TYPE: REM 615, NUMERICAL MOTOR PROTECTION RELAY,FUNCTIONS:(50+51+51NS+50N+51N+66+37+46+32R+47+49+40/40Q+27+59+27abc+59N+81U+48/51R+51S+55+14) FLUSH MOUNTING, CONTACTS : 12 BI + 10 BO, AUX. VOLTAGE: 110V DC, WITH MODBUS COMMUNICATION, RS 485 PORT & IEC 61850 WITH RJ45 PORT.
8346 | REM615, 3P, MOTOR PROTECTION RELAY, FUNCTION: (50+51+50N+51N+27+59+60+37+46+49M+ 51LR+66+48+51SEF+95)FLUSH MOUNTING, AUX VOLTAGE: 48V-250V DC, In : 1A, FREQ. : 60 HZ, WITH RS 485 PORT, ordering code - HBMCAEAGANB1ANN11G | RELAY | SWITCHGEAR | HBMCAEAGANB1ANN11G | ABB | _ | NA | Nos |  | Inventory | REM615, 3P, MOTOR PROTECTION RELAY, FUNCTION: (50+51+50N+51N+27+59+60+37+46+49M+ 51LR+66+48+51SEF+95)FLUSH MOUNTING, AUX VOLTAGE: 48V-250V DC, In : 1A, FREQ. : 60 HZ, WITH RS 485 PORT, ordering code - HBMCAEAGANB1ANN11G
8347 | REM615, MICRO PROCESSOR BASED COMPREHENSIVE MOTOR PROTECTION RELAY, FUNCTIONS: (50+51+50N+51N+37+46+27), DRAWOUT, FLUSH MOUNTING, AUX. VOLTAGE : 24V DC, SUITABLE FOR 5A, MODBUS PROTOCOL WITH RS-485 COM. PORT. | RELAY | SWITCHGEAR | HBMCAEAGANB1ANN21G | ABB | _ | NA | Nos | None | Inventory | REM615, MICRO PROCESSOR BASED COMPREHENSIVE MOTOR PROTECTION RELAY, FUNCTIONS: (50+51+50N+51N+37+46+27), DRAWOUT, FLUSH MOUNTING, AUX. VOLTAGE : 24V DC, SUITABLE FOR 5A, MODBUS PROTOCOL WITH RS-485 COM. PORT.
8357 | MODEL: RET 615, NUMERICAL MULTIFUNCTION RELAY, FUNCTIONS: (87T), NON-DRAWOUT, FLUSH MOUNTING, CONTACTS: 14 BI + 13 BO, AUX. VOLTAGE: 110V DC, In: 1A,WITH MODBUS PROTCOL COMMUNICABLE RS485 PORT. | RELAY | SWITCHGEAR | HBTABABBANB1ANN1G | ABB | - | - | Nos. |  | Inventory | MODEL: RET 615, NUMERICAL MULTIFUNCTION RELAY, FUNCTIONS: (87T), NON-DRAWOUT, FLUSH MOUNTING, CONTACTS: 14 BI + 13 BO, AUX. VOLTAGE: 110V DC, In: 1A,WITH MODBUS PROTCOL COMMUNICABLE RS485 PORT.
8358 | RET 615 , 3P, MULTIFUNCTION TYPE, PROTECTION RELAY (50+51+50N+51N+87T), DRAWOUT FLUSH MOUNTED,CONTACTS :12 BI & 10 BO , S/R WITH LED, COMMUNICABLE RS485 WITH MODBUS PROTOCOL, AUX. VOLTAGE. : 24-60VDC. | RELAY | SWITCHGEAR | HBTABABBANB1ANN21G | ABB | _ | NA | Nos |  | Inventory | RET 615 , 3P, MULTIFUNCTION TYPE, PROTECTION RELAY (50+51+50N+51N+87T), DRAWOUT FLUSH MOUNTED,CONTACTS :12 BI & 10 BO , S/R WITH LED, COMMUNICABLE RS485 WITH MODBUS PROTOCOL, AUX. VOLTAGE. : 24-60VDC.
8359 | MODEL: RET 615, NUMERICAL MULTI FUNCTION RELAY, FUNCTIONS: (50+51+50N+51N+46,49+87T+95-1), NON-DRAWOUT, FLUSH MOUNTING, INPUTS: 12BIs, OUTPUTS: 10BOs, AUX. VOLTAGE: 30V DC, In: 1/5A, COMMUNICABLE WITH RS485 PORT | RELAY | SWITCHGEAR | HBTBBABAANB1ANN21G | ABB | _ | NA | Nos | None | Inventory | MODEL: RET 615, NUMERICAL MULTI FUNCTION RELAY, FUNCTIONS: (50+51+50N+51N+46,49+87T+95-1), NON-DRAWOUT, FLUSH MOUNTING, INPUTS: 12BIs, OUTPUTS: 10BOs, AUX. VOLTAGE: 30V DC, In: 1/5A, COMMUNICABLE WITH RS485 PORT
8360 | RET615-TRANSFORMER DIFF - 3P, MLTIFUNCTION RELAY, DRAWOUT TYPE, FUNCTIONS: 50,51,64R,87T,95,(50N,51N-ON LV SIDE) FLUSH MOUNTING, AUX. VOLTAGE: 48-240V DC; 100-240V AC, In: 1/5A, CONTACTS: 8BI + 10BO,WITH RS485 PORT & MODBUS PROTOCOL,- | RELAY | SWITCHGEAR | HBTBBABAANB1BNN11G | ABB | _ | NA | Nos |  | Inventory | RET615-TRANSFORMER DIFF - 3P, MLTIFUNCTION RELAY, DRAWOUT TYPE, FUNCTIONS: 50,51,64R,87T,95,(50N,51N-ON LV SIDE) FLUSH MOUNTING, AUX. VOLTAGE: 48-240V DC; 100-240V AC, In: 1/5A, CONTACTS: 8BI + 10BO,WITH RS485 PORT & MODBUS PROTOCOL,
8361 | RET 615 , 3P, MULTIFUNCTION TYPE, PROTECTION RELAY (87T+64R), DRAWOUT FLUSH MOUNTED,CONTACTS :14 BI & 13 BO , S/R WITH LED, COMMUNICABLE RS485 WITH MODBUS PROTOCOL, AUX. VOLTAGE. : 110V DC., | RELAY | SWITCHGEAR | HBTBBABBANB1ANN11G | ABB | _ | NA | Nos |  | Inventory | RET 615 , 3P, MULTIFUNCTION TYPE, PROTECTION RELAY (87T+64R), DRAWOUT FLUSH MOUNTED,CONTACTS :14 BI & 13 BO , S/R WITH LED, COMMUNICABLE RS485 WITH MODBUS PROTOCOL, AUX. VOLTAGE. : 110V DC.,
8362 | TYPE:RET 615 NUMERICAL, COMMUNICABLE TYPE, DRAWOUT TYPE, FUNCTIONS: (50/51; 50N / 51N; 51S; 49; 63; 87T;95), FLUSH MOUNTING, AUX. VOLTAGE: 125V DC, CONTACTS: 08 BI + 10 BO, In: 1A, WITH IEC61850 PROTOCOL. | RELAY | SWITCHGEAR | HBTBBABBNBA1ANN11G | ABB | - | - | Nos. |  | Inventory | TYPE:RET 615 NUMERICAL, COMMUNICABLE TYPE, DRAWOUT TYPE, FUNCTIONS: (50/51; 50N / 51N; 51S; 49; 63; 87T;95), FLUSH MOUNTING, AUX. VOLTAGE: 125V DC, CONTACTS: 08 BI + 10 BO, In: 1A, WITH IEC61850 PROTOCOL.
8363 | TYPE:RET 615 NUMERICAL, COMMUNICABLE TYPE, DRAWOUT TYPE, FUNCTIONS: (50/51; 50N / 51N;49;87T), FLUSH MOUNTING, AUX. VOLTAGE: 110V DC, CONTACTS: 14BI + 13 BO, In: 1A, WITH IEC61850 PROTOCOL. | RELAY | SWITCHGEAR | HBTBBABBNBA1BNN11G | ABB | - | - | Nos. |  | Inventory | TYPE:RET 615 NUMERICAL, COMMUNICABLE TYPE, DRAWOUT TYPE, FUNCTIONS: (50/51; 50N / 51N;49;87T), FLUSH MOUNTING, AUX. VOLTAGE: 110V DC, CONTACTS: 14BI + 13 BO, In: 1A, WITH IEC61850 PROTOCOL.
8364 | TYPE:RET 615 NUMERICAL, COMMUNICABLE TYPE, DRAWOUT TYPE, FUNCTIONS: (50/51; 50N / 51N;49;87T), FLUSH MOUNTING, AUX. VOLTAGE: 125V DC, CONTACTS: 14 BI + 13 BO, In: 1A, WITH IEC61850 PROTOCOL. | RELAY | SWITCHGEAR | HBTCBABBNBA1ANN11G | ABB | - | - | Nos. |  | Inventory | TYPE:RET 615 NUMERICAL, COMMUNICABLE TYPE, DRAWOUT TYPE, FUNCTIONS: (50/51; 50N / 51N;49;87T), FLUSH MOUNTING, AUX. VOLTAGE: 125V DC, CONTACTS: 14 BI + 13 BO, In: 1A, WITH IEC61850 PROTOCOL.
8365 | TYPE: RET 615, 3P,TRANSFORMER DIFERENTIAL RELAY, PROTECTION : (50+51+50N+51N+87T), DRAWOUT, FLUSH MOUNTED, CONTACTS: 8 BI & 10 BO , S/R WITH LED, COMMUNICABLE RS-485 WITH MODBUS PROTOCOL, AUX. VOLTAGE : 48V DC, In : 1A, | RELAY | SWITCHGEAR | HBTDBABAANB1ANN21G | ABB | _ | NA | Nos | None | Inventory | TYPE: RET 615, 3P,TRANSFORMER DIFERENTIAL RELAY, PROTECTION : (50+51+50N+51N+87T), DRAWOUT, FLUSH MOUNTED, CONTACTS: 8 BI & 10 BO , S/R WITH LED, COMMUNICABLE RS-485 WITH MODBUS PROTOCOL, AUX. VOLTAGE : 48V DC, In : 1A,
8366 | TYPE: RET 615, 3P,TRANSFORMER DIFERENTIAL RELAY, PROTECTION : (50+51+50N+51N+87T), DRAWOUT, FLUSH MOUNTED, CONTACTS: 8 BI & 4 BO , S/R WITH LED, COMMUNICABLE RS-485 WITH MODBUS PROTOCOL, AUX. VOLTAGE : 48V - 240VAC/DC, In : 1A / 5A,, HMI DISB02A, IEC 128*128 | RELAY | SWITCHGEAR | HBTDBABANBA1BNN11G | ABB | _ | NA | Nos |  | Inventory | TYPE: RET 615, 3P,TRANSFORMER DIFERENTIAL RELAY, PROTECTION : (50+51+50N+51N+87T), DRAWOUT, FLUSH MOUNTED, CONTACTS: 8 BI & 4 BO , S/R WITH LED, COMMUNICABLE RS-485 WITH MODBUS PROTOCOL, AUX. VOLTAGE : 48V - 240VAC/DC, In : 1A / 5A,, HMI DISB02A, IEC 128*128
8367 | TYPE: RET 615, 3P, MULTIFUNCTION TYPE, PROTECTION RELAY (87T+64R HIGH IMPEDANCE ON LV SIDE +95-2), DRAWOUT FLUSH MOUNTED,CONTACTS :14 BI & 13 BO , S/R WITH LED, AUX. VOLTAGE. : 110V DC. COMMUNICABLE WITH RS-485 PORT,IEC 61850+ MODBUS PROTOCOL. | RELAY | SWITCHGEAR | HBTDBABBABC1ANN11G | ABB | - | - | Nos. |  | Inventory | TYPE: RET 615, 3P, MULTIFUNCTION TYPE, PROTECTION RELAY (87T+64R HIGH IMPEDANCE ON LV SIDE +95-2), DRAWOUT FLUSH MOUNTED,CONTACTS :14 BI & 13 BO , S/R WITH LED, AUX. VOLTAGE. : 110V DC. COMMUNICABLE WITH RS-485 PORT,IEC 61850+ MODBUS PROTOCOL.
8368 | TYPE: RET 615 , 3P, MULTIFUNCTION TYPE, PROTECTION RELAY (87T+64R), DRAWOUT FLUSH MOUNTED,CONTACTS :12 BI & 10 BO , S/R WITH LED, AUX. VOLTAGE. : 110V DC,COMMUNICABLE WITH RS-485 PORT IEC 60870-5-103 PROTOCOL & IEC 61850 PROTOCOL WITH RJ45 POERT | RELAY | SWITCHGEAR | HBTDBABBABG1BNN11G | ABB | - | - | Nos. |  | Inventory | TYPE: RET 615 , 3P, MULTIFUNCTION TYPE, PROTECTION RELAY (87T+64R), DRAWOUT FLUSH MOUNTED,CONTACTS :12 BI & 10 BO , S/R WITH LED, AUX. VOLTAGE. : 110V DC,COMMUNICABLE WITH RS-485 PORT IEC 60870-5-103 PROTOCOL & IEC 61850 PROTOCOL WITH RJ45 POERT
8369 | TYPE: RET 615, 3P, MULTIFUNCTION TYPE, PROTECTION RELAY (50+51+50N+51N+87T+95), DRAWOUT FLUSH MOUNTED,CONTACTS :14 BI & 13 BO , S/R WITH LED, AUX. VOLTAGE. : 110V DC. COMMUNICABLE WITH RS-485 PORT, MODBUS PROTOCOL. | RELAY | SWITCHGEAR | HBTDBABBANB1ANN11G | ABB | _ | NA | Nos |  | Inventory | TYPE: RET 615, 3P, MULTIFUNCTION TYPE, PROTECTION RELAY (50+51+50N+51N+87T+95), DRAWOUT FLUSH MOUNTED,CONTACTS :14 BI & 13 BO , S/R WITH LED, AUX. VOLTAGE. : 110V DC. COMMUNICABLE WITH RS-485 PORT, MODBUS PROTOCOL.
8370 | TYPE:RET 615 MULTIFUNCTION RELAY, FLUSH MOUNTING, DRAWOUT TYPE, FUNCTIONS: (50+51+50N+51N+87T+95), FLUSH MOUNTING, WITH 3 ARC FLASH SENSOR/DETECOR, AUX. VOLTAGE: 110V DC, CONTACTS: 12 DI + 10 DO, In: 1A, WITH IEC 61850 PROTOCOL. | RELAY | SWITCHGEAR | HBTDBABBNBA1ABN11G | ABB | - | - | Nos. |  | Inventory | TYPE:RET 615 MULTIFUNCTION RELAY, FLUSH MOUNTING, DRAWOUT TYPE, FUNCTIONS: (50+51+50N+51N+87T+95), FLUSH MOUNTING, WITH 3 ARC FLASH SENSOR/DETECOR, AUX. VOLTAGE: 110V DC, CONTACTS: 12 DI + 10 DO, In: 1A, WITH IEC 61850 PROTOCOL.
8371 | TYPE: RET 615, 3P, MULTIFUNCTION TYPE, PROTECTION RELAY (50+51+50N+51N+87T+95), DRAWOUT FLUSH MOUNTED,CONTACTS :12 BI & 10 BO , S/R WITH LED, AUX. VOLTAGE. : 110V DC. COMMUNICABLE WITH RJ 45 PORT,IEC61850 PROTOCOL. | RELAY | SWITCHGEAR | HBTDBABBNBA1ANN11G | ABB | _ | NA | Nos |  | Inventory | TYPE: RET 615, 3P, MULTIFUNCTION TYPE, PROTECTION RELAY (50+51+50N+51N+87T+95), DRAWOUT FLUSH MOUNTED,CONTACTS :12 BI & 10 BO , S/R WITH LED, AUX. VOLTAGE. : 110V DC. COMMUNICABLE WITH RJ 45 PORT,IEC61850 PROTOCOL.
8372 | TYPE: RET 615, NUMERICAL, MULTIFUNCTION RELAY, NON DRAWOUT, FUNCTIONS: (87T+64R), FLUSH MOUNTING, AUX. VOLTAGE: 110V DC, CONTACTS: ** BI + ** BO, In: 1A, WITH RJ45 PORT & IEC61850 PROTOCOL. WE CONSIDER REF (64R) PROTECTION HIGH IMPEDANCE LV SIDE. | RELAY | SWITCHGEAR | HBTDBABBNBA1BNN11G | ABB | - | - | Nos. |  | Inventory | TYPE: RET 615, NUMERICAL, MULTIFUNCTION RELAY, NON DRAWOUT, FUNCTIONS: (87T+64R), FLUSH MOUNTING, AUX. VOLTAGE: 110V DC, CONTACTS: ** BI + ** BO, In: 1A, WITH RJ45 PORT & IEC61850 PROTOCOL. WE CONSIDER REF (64R) PROTECTION HIGH IMPEDANCE LV SIDE.
8373 | TYPE: RET615, MULTIFUNCTION RELAY, FLUSH MOUNTING, FUNCTIONS:(50+51+50N+51N+27+59+87T+64R+95), CONTACTS: 12 BI + 10 BO, AUX. VOLTAGE: 110V DC, In : 5A, MODBUS PROTOCOL WITH RS 485 PORT. | RELAY | SWITCHGEAR | HBTGBCADANB1ANN11G | ABB | - | - | Nos. |  | Inventory | TYPE: RET615, MULTIFUNCTION RELAY, FLUSH MOUNTING, FUNCTIONS:(50+51+50N+51N+27+59+87T+64R+95), CONTACTS: 12 BI + 10 BO, AUX. VOLTAGE: 110V DC, In : 5A, MODBUS PROTOCOL WITH RS 485 PORT.
8374 | TRANSFORMER DIFF - 3P, MULTIFUNCTION RELAY,COMMUNICABLE TYPE, DRAWOUT TYPE, FUNCTIONS:(50+51+50N+51N+64R+87T+95)FLUSH MOUNTING, AUX. VOLTAGE: 48V DC, In: 1A, CONTACTS: 12BI + 10BO,WITH RJ-45 PORT & IEC61850 PROTOCOL | RELAY | SWITCHGEAR | HBTHBCADNBA1ANN1XG | ABB | _ | NA | Nos | None | Inventory | TRANSFORMER DIFF - 3P, MULTIFUNCTION RELAY,COMMUNICABLE TYPE, DRAWOUT TYPE, FUNCTIONS:(50+51+50N+51N+64R+87T+95)FLUSH MOUNTING, AUX. VOLTAGE: 48V DC, In: 1A, CONTACTS: 12BI + 10BO,WITH RJ-45 PORT & IEC61850 PROTOCOL
8375 | TYPE: REU 615, NUMERICAL MULTIFUNCTION RELAY, FUNCTIONS: (27+59+59N), NON-DRAWOUT, FLUSH MOUNTING, CONTACTS : 8 BI + 8 BO, AUX. VOLTAGE: 110V DC, In: 1A. WITH MODBUS PROTOCOL RS-485 PORT, WITH 1 RESISTOR: 22kO. | RELAY | SWITCHGEAR | HBUAEAADANB1ANN11G | ABB | _ | NA | Nos |  | Inventory | TYPE: REU 615, NUMERICAL MULTIFUNCTION RELAY, FUNCTIONS: (27+59+59N), NON-DRAWOUT, FLUSH MOUNTING, CONTACTS : 8 BI + 8 BO, AUX. VOLTAGE: 110V DC, In: 1A. WITH MODBUS PROTOCOL RS-485 PORT, WITH 1 RESISTOR: 22kO.
8376 | TYPE: REU 615, MULTIFUNCTION VOLTAGE PROTECTION RELAY, DRAWOUT, FUNCTIONS: (27+59), FLUSH MOUNTING, CONTACTS: 6 D/I + 7 D/O CONTACTS, AUX. VOLTAGE: 110V DC, COMMUNICABLE WITH RS-485 PORT. | RELAY | SWITCHGEAR | HBUAEAADANB1ANN11G | ABB | _ | NA | Nos |  | Inventory | TYPE: REU 615, MULTIFUNCTION VOLTAGE PROTECTION RELAY, DRAWOUT, FUNCTIONS: (27+59), FLUSH MOUNTING, CONTACTS: 6 D/I + 7 D/O CONTACTS, AUX. VOLTAGE: 110V DC, COMMUNICABLE WITH RS-485 PORT.
8378 | REU615 - 3P Multifunction Relay Drawout Type,Functions: 64BG,Flush Mounting,Contact: 16BI + 10BO Aux Voltage: 48-250 Vdc; 100-240 Vac , Un: 110V AC, 2 LC PORTS-1, HBUAEAADANB1BNN1XE, | RELAY | SWITCHGEAR | HBUAEAADANB1BNN1XE | ABB | _ | NA | Nos | None | Inventory | REU615 - 3P Multifunction Relay Drawout Type,Functions: 64BG,Flush Mounting,Contact: 16BI + 10BO Aux Voltage: 48-250 Vdc; 100-240 Vac , Un: 110V AC, 2 LC PORTS-1, HBUAEAADANB1BNN1XE,
8379 | REU615 - 3P Multifunction Relay Drawout Type,Functions: 27+59+59N,Flush Mounting,Contact: 16BI + 10BO Aux Voltage: 48-250 Vdc; 100-240 Vac , Un: 110V AC, 2 LC PORTS-1 RJ45 PORT, WITH IEC61850 PROTOCOL | RELAY | SWITCHGEAR | HBUAEAADBEC1BNN1XG | ABB | _ | NA | Nos | None | Inventory | REU615 - 3P Multifunction Relay Drawout Type,Functions: 27+59+59N,Flush Mounting,Contact: 16BI + 10BO Aux Voltage: 48-250 Vdc; 100-240 Vac , Un: 110V AC, 2 LC PORTS-1 RJ45 PORT, WITH IEC61850 PROTOCOL
8380 | TYPE:REU 615 NUMERICAL, COMMUNICABLE TYPE, IDMT & INST. O/V + U/V RELAY, DRAWOUT TYPE, FUNCTIONS: (27+59+81U+81O+59N), FLUSH MOUNTING,INPUT VOLTAGE : 110V AC, AUX. VOLTAGE: 110V DC, CONTACTS: 12 DI + 10 DO,WITH IEC61850 PROTOCOL. | RELAY | SWITCHGEAR | HBUAEAADNBA1ANN11G | ABB | - | - | Nos. |  | Inventory | TYPE:REU 615 NUMERICAL, COMMUNICABLE TYPE, IDMT & INST. O/V + U/V RELAY, DRAWOUT TYPE, FUNCTIONS: (27+59+81U+81O+59N), FLUSH MOUNTING,INPUT VOLTAGE : 110V AC, AUX. VOLTAGE: 110V DC, CONTACTS: 12 DI + 10 DO,WITH IEC61850 PROTOCOL.
8381 | REU615 - MULTIFUNCTION RELAY, FLUSH MOUNTING, FUNCTIONS:(27+59+81+60+59N), CONTACTS : 12 BI + 10 BO, AUX. VOLTAGE: 110V DC, In : 1A, Vn: 110V AC, WITH IEC 61850 PROTOCOL | RELAY | SWITCHGEAR | HBUAEAADNBA1BNN11G | ABB | _ | NA | Nos |  | Inventory | REU615 - MULTIFUNCTION RELAY, FLUSH MOUNTING, FUNCTIONS:(27+59+81+60+59N), CONTACTS : 12 BI + 10 BO, AUX. VOLTAGE: 110V DC, In : 1A, Vn: 110V AC, WITH IEC 61850 PROTOCOL
8393 | TYPE: HMI UNIT, AUX. VOLTAGE: 24V DC, WITH RS 485 PORT,SIZE: 147mmX107mm. 1SAP504100R0001; CP604-eCo, HMI UNIT TOUCHSCREEN | METER | SWITCHGEAR | HMI | ABB | _ | NA | Nos |  | Inventory | TYPE: HMI UNIT, AUX. VOLTAGE: 24V DC, WITH RS 485 PORT,SIZE: 147mmX107mm. 1SAP504100R0001; CP604-eCo, HMI UNIT TOUCHSCREEN
8405 | 1. POWER SUPPLY, INPUT VOLTAGE: 100-240V AC, OUTPUT VOLTAGE: 24V DC. CP-E 24/2.5 : PART CODE- 1SVR427032R0000 , Qty:01; 2. ANTENNA.-QTY 04 ; 3. SAW SENSORS TSAEV11- QTY 12; 4.TRANSRECEIVER. -QTY 01; 5. TYPE: HMI UNIT, AUX. VOLTAGE: 24V DC, WITH RS 485 PORT, SIZE: 147mmX107mm. 1SAP504100R0001; CP604-eCo, HMI UNIT TOUCHSCREEN- QTY 01; 6.Cable - Transreceiver to HMI , QTY:01; 7. Hooter - Qty 01; 8. Other accessories,Qty 01; | METER | SWITCHGEAR | HOT_SPOT_MONITORING_SYSTEM_33KV | ABB | _ | NA | Nos |  | Inventory | 1. POWER SUPPLY, INPUT VOLTAGE: 100-240V AC, OUTPUT VOLTAGE: 24V DC. CP-E 24/2.5 : PART CODE- 1SVR427032R0000 , Qty:01; 2. ANTENNA.-QTY 04 ; 3. SAW SENSORS TSAEV11- QTY 12; 4.TRANSRECEIVER. -QTY 01; 5. TYPE: HMI UNIT, AUX. VOLTAGE: 24V DC, WITH RS 485 PORT, SIZE: 147mmX107mm. 1SAP504100R0001; CP604-eCo, HMI UNIT TOUCHSCREEN- QTY 01; 6.Cable - Transreceiver to HMI , QTY:01; 7. Hooter - Qty 01; 8. Other accessories,Qty 01;
8406 | 1. POWER SUPPLY, INPUT VOLTAGE: 100-240V AC, OUTPUT VOLTAGE: 24V DC. CP-E 24/2.5 : PART CODE- 1SVR427032R0000 , Qty:01; 2. ANTENNA.-QTY 02 ; 3. SAW SENSORS TSAEV11- QTY 06; 4.TRANSRECEIVER -QTY 01; 5. TYPE: HMI UNIT, AUX. VOLTAGE: 24V DC, WITH RS 485 PORT, SIZE: 147mmX107mm. 1SAP504100R0001; CP604-eCo, HMI UNIT TOUCHSCREEN- QTY 01; 6.Cable - Transreceiver to HMI , QTY:01; 7. Hooter - Qty 01; 8. Other accessories,Qty 01; | METER | SWITCHGEAR | HOT_SPOT_MONITORING_SYSTEM_6.9KV | ABB | _ | NA | Nos |  | Inventory | 1. POWER SUPPLY, INPUT VOLTAGE: 100-240V AC, OUTPUT VOLTAGE: 24V DC. CP-E 24/2.5 : PART CODE- 1SVR427032R0000 , Qty:01; 2. ANTENNA.-QTY 02 ; 3. SAW SENSORS TSAEV11- QTY 06; 4.TRANSRECEIVER -QTY 01; 5. TYPE: HMI UNIT, AUX. VOLTAGE: 24V DC, WITH RS 485 PORT, SIZE: 147mmX107mm. 1SAP504100R0001; CP604-eCo, HMI UNIT TOUCHSCREEN- QTY 01; 6.Cable - Transreceiver to HMI , QTY:01; 7. Hooter - Qty 01; 8. Other accessories,Qty 01;
8409 | SF6 - HPA 12 1250A / 40KA/3SEC , SF6 CIRCUIT BREAKER, type HPA 12/12.40C With Single level pressure switch With Trip Coil / Closing Coil and Spring Charging Motor; Make-ABB | BREAKER | SWITCHGEAR | HPA12/1240 | ABB | _ | NA | Nos |  | Inventory | SF6 - HPA 12 1250A / 40KA/3SEC , SF6 CIRCUIT BREAKER, type HPA 12/12.40C With Single level pressure switch With Trip Coil / Closing Coil and Spring Charging Motor; Make-ABB
8410 | SF6 - HPA 12 1600A / 40KA/3SEC , SF6 CIRCUIT BREAKER, type HPA 12/16.40C With Single level pressure switch With Trip Coil / Closing Coil - 110VDC Spring Charging Motor - 230VAC Make-ABB | BREAKER | SWITCHGEAR | HPA12/1640-110/230V AC | ABB | _ | NA | Nos | None | Inventory | SF6 - HPA 12 1600A / 40KA/3SEC , SF6 CIRCUIT BREAKER, type HPA 12/16.40C With Single level pressure switch With Trip Coil / Closing Coil - 110VDC Spring Charging Motor - 230VAC Make-ABB
8412 | HPA ,24/1225C, 24kV, 1250A, 26.3KA/3Sec., SF6 CIRCUIT BREAKER | BREAKER | SWITCHGEAR | HPA24/1225 | ABB | - | - | Nos. |  | Inventory | HPA ,24/1225C, 24kV, 1250A, 26.3KA/3Sec., SF6 CIRCUIT BREAKER
8413 | HPA ,36/1231C, 36kV, 1250A, 31.5KA/3Sec., SF6 CIRCUIT BREAKER | BREAKER | SWITCHGEAR | HPA36/1231 | ABB | - | - | Nos. |  | Inventory | HPA ,36/1231C, 36kV, 1250A, 31.5KA/3Sec., SF6 CIRCUIT BREAKER
8445 | SPRING CHARGING HANDLE FOR SF6 BREAKER | BROUGHTOUT | SWITCHGEAR | IN21880002-C | ABB | _ | NA | Nos | None | Inventory | SPRING CHARGING HANDLE FOR SF6 BREAKER
8446 | RACK IN & RACK OUT HANDLE FOR HPA SF6 BREAKER | BROUGHTOUT | SWITCHGEAR | IN68870001-1 | ABB | _ | NA | Nos | None | Inventory | RACK IN & RACK OUT HANDLE FOR HPA SF6 BREAKER
8629 | VACUUM INTERUPTER FOR 11KV-VMAX-630A VCB | BREAKER | SWITCHGEAR | INTERUPTER-11KV-VMAX-630A | ABB | _ | NA | Nos |  | Inventory | VACUUM INTERUPTER FOR 11KV-VMAX-630A VCB
8648 | RESTRICTED E/F - RESTRICTED E/F RELAY SETTING : 0.5-5% OF 1 or 5A, DRAWOUT, FLUSH, CASE SIZE : 1D(V) SELF POWERED, CONTACTS : 2NO+1NC , AUX VOLTAGE: 220V DC, ordering code - 1MYN742832-G | RELAY | SWITCHGEAR | IRXM 220 | ABB | _ | NA | Nos | None | Inventory | RESTRICTED E/F - RESTRICTED E/F RELAY SETTING : 0.5-5% OF 1 or 5A, DRAWOUT, FLUSH, CASE SIZE : 1D(V) SELF POWERED, CONTACTS : 2NO+1NC , AUX VOLTAGE: 220V DC, ordering code - 1MYN742832-G
8649 | RESTRICTED E/F - RESTRICTED E/F RELAY SETTING : 0.5-5% OF 1 or 5A, DRAWOUT, FLUSH, CASE SIZE : 1D(V) SELF POWERED, CONTACTS : 2NO+1NC , AUX VOLTAGE: 24V DC, ordering code - 1MYN742832-A | RELAY | SWITCHGEAR | IRXM 24 | ABB | _ | NA | Nos | None | Inventory | RESTRICTED E/F - RESTRICTED E/F RELAY SETTING : 0.5-5% OF 1 or 5A, DRAWOUT, FLUSH, CASE SIZE : 1D(V) SELF POWERED, CONTACTS : 2NO+1NC , AUX VOLTAGE: 24V DC, ordering code - 1MYN742832-A
8650 | RESTRICTED E/F - RESTRICTED E/F RELAY SETTING : 0.5-5% OF 1 or 5A, DRAWOUT, FLUSH, CASE SIZE : 1D(V) SELF POWERED, CONTACTS : 2NO+1NC , AUX VOLTAGE: 30V DC, ORDERING CODE - 1MYN742832-B | RELAY | SWITCHGEAR | IRXM 30 | ABB | _ | NA | Nos | None | Inventory | RESTRICTED E/F - RESTRICTED E/F RELAY SETTING : 0.5-5% OF 1 or 5A, DRAWOUT, FLUSH, CASE SIZE : 1D(V) SELF POWERED, CONTACTS : 2NO+1NC , AUX VOLTAGE: 30V DC, ORDERING CODE - 1MYN742832-B
8651 | RESTRICTED E/F - RESTRICTED E/F RELAY SETTING : 0.5-5% OF 1 or 5A, DRAWOUT, FLUSH, CASE SIZE : 1D(V) SELF POWERED, CONTACTS : 2NO+1NC , AUX VOLTAGE: 48V DC, ORDERING CODE - 1MYN742832-C | RELAY | SWITCHGEAR | IRXM 48 | ABB | _ | NA | Nos | None | Inventory | RESTRICTED E/F - RESTRICTED E/F RELAY SETTING : 0.5-5% OF 1 or 5A, DRAWOUT, FLUSH, CASE SIZE : 1D(V) SELF POWERED, CONTACTS : 2NO+1NC , AUX VOLTAGE: 48V DC, ORDERING CODE - 1MYN742832-C
8652 | RESTRICTED E/F - RESTRICTED E/F RELAY SETTING : 0.5-5% OF 1 or 5A, DRAWOUT, FLUSH, CASE SIZE : 1D(V) SELF POWERED, CONTACTS : 2NO+1NC , AUX VOLTAGE: 110V DC, ordering code - 1MYN742832-E | RELAY | SWITCHGEAR | IRXM-110 | ABB | _ | NA | Nos |  | Inventory | RESTRICTED E/F - RESTRICTED E/F RELAY SETTING : 0.5-5% OF 1 or 5A, DRAWOUT, FLUSH, CASE SIZE : 1D(V) SELF POWERED, CONTACTS : 2NO+1NC , AUX VOLTAGE: 110V DC, ordering code - 1MYN742832-E
8654 | VCB - VD424 1250A / 25/3sec BREAKER, OPERATION COUNTER , DRAW-OUT TYPE With loose Accessories, CLOSING / TRIPPING COIL : 220V DC, ADDITIONAL TRIPPING COIL - 220V DC SPRING CHARGING MOTOR - 230V AC VCB WITH DOUBLE TRIP COIL, etc. TECHNICAL DETAILS ATTACHED. | BREAKER | SWITCHGEAR | ITALY-VD4-241225-DRAW-OUT | ABB | 1250 | NA | Nos |  | Inventory | VCB - VD424 1250A / 25/3sec BREAKER, OPERATION COUNTER , DRAW-OUT TYPE With loose Accessories, CLOSING / TRIPPING COIL : 220V DC, ADDITIONAL TRIPPING COIL - 220V DC SPRING CHARGING MOTOR - 230V AC VCB WITH DOUBLE TRIP COIL, etc. TECHNICAL DETAILS ATTACHED.
8655 | VCB - VD424 1250A / 25/3sec BREAKER, OPERATION COUNTER , DRAW-OUT TYPE With loose Accessories, CLOSING / TRIPPING COIL : 220V DC, ADDITIONAL TRIPPING COIL - 220V DC SPRING CHARGING MOTOR - 230V AC VCB WITH DOUBLE TRIP COIL, etc. TECHNICAL DETAILS ATTACHED. BY SEA | BREAKER | SWITCHGEAR | ITALY-VD4-241225-DRAW-OUTS | ABB | 1250 | NA | Nos |  | Inventory | VCB - VD424 1250A / 25/3sec BREAKER, OPERATION COUNTER , DRAW-OUT TYPE With loose Accessories, CLOSING / TRIPPING COIL : 220V DC, ADDITIONAL TRIPPING COIL - 220V DC SPRING CHARGING MOTOR - 230V AC VCB WITH DOUBLE TRIP COIL, etc. TECHNICAL DETAILS ATTACHED. BY SEA
8656 | VCB - VD424 3150A / 25/3sec BREAKER, OPERATION COUNTER , DRAW-OUT TYPE With loose Accessories, CLOSING / TRIPPING COIL : 220V DC, ADDITIONAL TRIPPING COIL - 220V DC SPRING CHARGING MOTOR - 230V AC VCB WITH DOUBLE TRIP COIL, etc. TECHNICAL DETAILS ATTACHED. | BREAKER | SWITCHGEAR | ITALY-VD4-243125-DRAW-OUT | ABB | 3150 | NA | Nos |  | Inventory | VCB - VD424 3150A / 25/3sec BREAKER, OPERATION COUNTER , DRAW-OUT TYPE With loose Accessories, CLOSING / TRIPPING COIL : 220V DC, ADDITIONAL TRIPPING COIL - 220V DC SPRING CHARGING MOTOR - 230V AC VCB WITH DOUBLE TRIP COIL, etc. TECHNICAL DETAILS ATTACHED.
8657 | VCB - VD424 3150A / 25/3sec BREAKER, OPERATION COUNTER , DRAW-OUT TYPE With loose Accessories, CLOSING / TRIPPING COIL : 220V DC, ADDITIONAL TRIPPING COIL - 220V DC SPRING CHARGING MOTOR - 230V AC VCB WITH DOUBLE TRIP COIL, etc. TECHNICAL DETAILS ATTACHED. BY SEA | BREAKER | SWITCHGEAR | ITALY-VD4-243125-DRAW-OUTS | ABB | 3150 | NA | Nos |  | Inventory | VCB - VD424 3150A / 25/3sec BREAKER, OPERATION COUNTER , DRAW-OUT TYPE With loose Accessories, CLOSING / TRIPPING COIL : 220V DC, ADDITIONAL TRIPPING COIL - 220V DC SPRING CHARGING MOTOR - 230V AC VCB WITH DOUBLE TRIP COIL, etc. TECHNICAL DETAILS ATTACHED. BY SEA
9256 | LOOSE ACCESSORIES | BREAKER | SWITCHGEAR | LOOSE ACCESSORIES-VMAX | ABB | _ | NA | Nos | None | Inventory | LOOSE ACCESSORIES
10666 | METROSIL - FOR RET620 ordering code - 1MYN642600-001 | RELAY | SWITCHGEAR | METROSIL-RET620-64R | ABB | _ | NA | Nos |  | Inventory | METROSIL - FOR RET620 ordering code - 1MYN642600-001
10714 | Digital output module with 4 outputs | RELAY | SWITCHGEAR | MOD600ADOM4R | ABB | - | - | Nos. |  | Inventory | Digital output module with 4 outputs
10715 | High Power supply module | RELAY | SWITCHGEAR | MOD600APSMH07 | ABB | - | - | Nos. |  | Inventory | High Power supply module
10716 | Communication module with RJ-45 port | RELAY | SWITCHGEAR | MOD600FLECMIR | ABB | - | - | Nos. |  | Inventory | Communication module with RJ-45 port
10717 | Communication module with RJ-45 port, SUITABAL VER. 1.8 | RELAY | SWITCHGEAR | MOD600GLECMIR | ABB | - | - | Nos. |  | Inventory | Communication module with RJ-45 port, SUITABAL VER. 1.8
10721 | 33KV COMPLETE MODULE RATING 1250A | BREAKER | SWITCHGEAR | MODULE-33KV | ABB | _ | NA | Nos |  | Inventory | 33KV COMPLETE MODULE RATING 1250A
11925 | NAL 24-12 K24 275 L | NAL-SW | SWITCHGEAR | NAL 24-12 K24 275 L | ABB | _ | NA | Nos | None | Inventory | NAL 24-12 K24 275 L
11926 | NAL 24-1224 275 L | NAL-SW | SWITCHGEAR | NAL 24-1224 275 L | ABB | _ | NA | Nos | None | Inventory | NAL 24-1224 275 L
11927 | 33kV/630Amps, Triple-Pole, Air-Break, Isolator | NAL-SW | SWITCHGEAR | NAL 36-06-K | ABB | _ | NA | Nos | None | Inventory | 33kV/630Amps, Triple-Pole, Air-Break, Isolator
11928 | SPACER BRACKET A-MECH, 39MM, 1YMX000044M0005 | NAL-SW | SWITCHGEAR | NAL- SPACER BRACKET A-MECH | ABB | _ | NA | Nos | None | Inventory | SPACER BRACKET A-MECH, 39MM, 1YMX000044M0005
11929 | SPACER BRACKET K-MECH, 39MM, 1YMX000044M0001 | NAL-SW | SWITCHGEAR | NAL- SPACER BRACKET K-MECH | ABB | _ | NA | Nos | None | Inventory | SPACER BRACKET K-MECH, 39MM, 1YMX000044M0001
2923 | OUT DOOR 3 PONT LOCK ASSEMBLY WITHOUT LOCK. | DOOR LOCK | ACCESSORIES | 3POINT LOCK ASSLY | TSPL | _ | NA | Nos | None | Inventory | OUT DOOR 3 PONT LOCK ASSEMBLY WITHOUT LOCK.
11930 | 33KV/630Amps, Triple-Pole, Air-Break, Off-Load, Motorized Isolator, | NAL-SW | SWITCHGEAR | NAL-36 MOT-ISO | ABB | _ | NA | Nos | None | Inventory | 33KV/630Amps, Triple-Pole, Air-Break, Off-Load, Motorized Isolator,
11931 | NAL-CEF10/24KV 80A 442/65MM, 1YMB712431M4612 | NAL-SW | SWITCHGEAR | NAL-CEF10/24KV 80A | ABB | _ | NA | Nos | None | Inventory | NAL-CEF10/24KV 80A 442/65MM, 1YMB712431M4612
11932 | 24kV/1250Amps, Triple-Pole, Air-Break, Isolator | NAL-SW | SWITCHGEAR | NALF 24-12K275R | ABB | _ | NA | Nos | None | Inventory | 24kV/1250Amps, Triple-Pole, Air-Break, Isolator
11933 | 33KV/630Amps, Triple-Pole, Air-Break, Isolator, | NAL-SW | SWITCHGEAR | NALF 36-06-A | ABB | _ | NA | Nos | None | Inventory | 33KV/630Amps, Triple-Pole, Air-Break, Isolator,
11934 | NALF MOTOR DRIVE 220V DC, 1YMX888631M1220 | NAL-SW | SWITCHGEAR | NALF MOTOR DRIVE 220V DC | ABB | _ | NA | Nos | None | Inventory | NALF MOTOR DRIVE 220V DC, 1YMX888631M1220
11937 | BAY CONTROL UNIT,COMMUNICABLE TYPE, IDMT & INST. O/C + E/F RELAY, DRAWOUT TYPE, FUNCTIONS: (50+50N+51+51N+27+59+25+67+67N+32+46+81O+81U+60+50BF), FLUSH MOUNTING,INPUT VOLTAGE : 110V AC,AUX. VOLTAGE: 110V DC, CONTACTS: 22 BI + 10 BO,COMMUNICABLE WITH RJ45 PORT,IEC61850 PROTOCOL. | RELAY | SWITCHGEAR | NBFNAANNABG1BNN11G | ABB | - | - | Nos. |  | Inventory | BAY CONTROL UNIT,COMMUNICABLE TYPE, IDMT & INST. O/C + E/F RELAY, DRAWOUT TYPE, FUNCTIONS: (50+50N+51+51N+27+59+25+67+67N+32+46+81O+81U+60+50BF), FLUSH MOUNTING,INPUT VOLTAGE : 110V AC,AUX. VOLTAGE: 110V DC, CONTACTS: 22 BI + 10 BO,COMMUNICABLE WITH RJ45 PORT,IEC61850 PROTOCOL.
11938 | RET620 : MULTIFUNCTION RELAY, FLUSH MOUNTING, FUNCTIONS:(50+51+50N+51N+27+59+81U+81O+95+87T+64R+51G), CONTACTS: 8 BI + 4 BO,AUX. VOLTAGE: 220V DC, In : 1A, IEC61850 PROTOCOL WITH RS 45 PORT. 33KJ RESISTOR | RELAY | SWITCHGEAR | NBTNAAAAABC1BNN11G | ABB | - | - | Nos. |  | Inventory | RET620 : MULTIFUNCTION RELAY, FLUSH MOUNTING, FUNCTIONS:(50+51+50N+51N+27+59+81U+81O+95+87T+64R+51G), CONTACTS: 8 BI + 4 BO,AUX. VOLTAGE: 220V DC, In : 1A, IEC61850 PROTOCOL WITH RS 45 PORT. 33KJ RESISTOR
11939 | RET620 : MULTIFUNCTION RELAY, FLUSH MOUNTING, FUNCTIONS:(50+51+50N+51N+27+59+81U+81O+95+87T+64R+51G), CONTACTS: 12 BI + 10 BO,AUX. VOLTAGE: 220V DC, In : 1A, IEC61850 PROTOCOL WITH RJ 45 PORT. 33KJ RESISTOR | RELAY | SWITCHGEAR | NBTNAAAANBA1ANN11G | ABB | - | - | Nos. |  | Inventory | RET620 : MULTIFUNCTION RELAY, FLUSH MOUNTING, FUNCTIONS:(50+51+50N+51N+27+59+81U+81O+95+87T+64R+51G), CONTACTS: 12 BI + 10 BO,AUX. VOLTAGE: 220V DC, In : 1A, IEC61850 PROTOCOL WITH RJ 45 PORT. 33KJ RESISTOR
11940 | RET620, MULTIFUNCTION RELAY, FLUSH MOUNTING, FUNCTIONS:(87T+64R+32+50+51+50N+51N+67+67N+27+59+60+95-1), CONTACTS : 8 BI + 13 BO + 2RTD + 2mA, AUX. VOLTAGE: 230V AC, In : 1A, Vn: 110V AC, WITH IEC 61850 PROTOCOL AND WITH FRONT RJ45 PORT &REAR RS485 PORT. | RELAY | SWITCHGEAR | NBTNAANNANB1BNN11G | ABB | - | - | Nos. |  | Inventory | RET620, MULTIFUNCTION RELAY, FLUSH MOUNTING, FUNCTIONS:(87T+64R+32+50+51+50N+51N+67+67N+27+59+60+95-1), CONTACTS : 8 BI + 13 BO + 2RTD + 2mA, AUX. VOLTAGE: 230V AC, In : 1A, Vn: 110V AC, WITH IEC 61850 PROTOCOL AND WITH FRONT RJ45 PORT &REAR RS485 PORT.
11941 | RET620, MULTIFUNCTION RELAY, FLUSH MOUNTING, FUNCTIONS:(87T+64R+51S+24), CONTACTS : 8 BI + 13 BO, AUX. VOLTAGE: 110V DC, In : 1A, Vn: 110V AC, WITH IEC 61850 PROTOCOL AND WITH SUITABLE COMMNS. PORT | RELAY | SWITCHGEAR | NBTNAANNNBA1BNN11G | ABB | - | - | Nos. |  | Inventory | RET620, MULTIFUNCTION RELAY, FLUSH MOUNTING, FUNCTIONS:(87T+64R+51S+24), CONTACTS : 8 BI + 13 BO, AUX. VOLTAGE: 110V DC, In : 1A, Vn: 110V AC, WITH IEC 61850 PROTOCOL AND WITH SUITABLE COMMNS. PORT
11942 | RET620, MULTIFUNCTION RELAY, FLUSH MOUNTING, FUNCTIONS:(87T+50+51+50N+51N+95), CONTACTS : 8 BI + 13 BO, AUX. VOLTAGE: 110V DC, In : 1A, Vn: 110V AC, WITH IEC 61850 PROTOCOL + MODBUS PROTOCOL, | RELAY | SWITCHGEAR | NBTNAANNNBC1BNN11G | ABB | - | - | Nos. |  | Inventory | RET620, MULTIFUNCTION RELAY, FLUSH MOUNTING, FUNCTIONS:(87T+50+51+50N+51N+95), CONTACTS : 8 BI + 13 BO, AUX. VOLTAGE: 110V DC, In : 1A, Vn: 110V AC, WITH IEC 61850 PROTOCOL + MODBUS PROTOCOL,
11991 | NLC BREAKER, 12KV 1250A 26.3KA/3 Sec Fixed VCB Type VD4 CC TC - 110VAC Series TC -24VDC Spring Charging Motor 230VAC with Mechanical Close/Trip PB | BREAKER | SWITCHGEAR | NLC-BREAKER | ABB | _ | NA | Nos | None | Inventory | NLC BREAKER, 12KV 1250A 26.3KA/3 Sec Fixed VCB Type VD4 CC TC - 110VAC Series TC -24VDC Spring Charging Motor 230VAC with Mechanical Close/Trip PB
12140 | OPERATION COUNTER FOR VD4 | COUNTER | SWITCHGEAR | OPERATION COUNTER FOR VD4 | ABB | _ | NA | Nos | None | Inventory | OPERATION COUNTER FOR VD4
12141 | OUT DOOR VCB, 33KV, 1250A, 26.3KA/3SEC, OUTDOOR PORCELAIN CLAD VCB, COMPLETE WITH MOUNTING STRUCTURE. CLOSING COIL: 110V DC TRIPPING COIL: 110V DC SPRING CHARGING MOTOR: 110V DC, With Structure for mounting | PCVCB | SWITCHGEAR | OUT-DOOR-VCB-110/110V | ABB | _ | NA | Nos | None | Inventory | OUT DOOR VCB, 33KV, 1250A, 26.3KA/3SEC, OUTDOOR PORCELAIN CLAD VCB, COMPLETE WITH MOUNTING STRUCTURE. CLOSING COIL: 110V DC TRIPPING COIL: 110V DC SPRING CHARGING MOTOR: 110V DC, With Structure for mounting
12142 | OUT DOOR VCB, 33KV, 1250A, 26.3KA/3SEC, OUTDOOR PORCELAIN CLAD VCB, COMPLETE WITH MOUNTINGSTRUCTURE. CLOSING COIL: 110V DC TRIPPING COIL: 110V DC SPRING CHARGING MOTOR: 230V AC ADITIONAL TRIPPING COIL - 110V DC. With Structure for mounting | PCVCB | SWITCHGEAR | OUT-DOOR-VCB-110/230V | ABB | _ | NA | Nos | None | Inventory | OUT DOOR VCB, 33KV, 1250A, 26.3KA/3SEC, OUTDOOR PORCELAIN CLAD VCB, COMPLETE WITH MOUNTINGSTRUCTURE. CLOSING COIL: 110V DC TRIPPING COIL: 110V DC SPRING CHARGING MOTOR: 230V AC ADITIONAL TRIPPING COIL - 110V DC. With Structure for mounting
12143 | OUT DOOR VCB, 33KV, 1250A, 26.3KA/3SEC, OUTDOOR PORCELAIN CLAD VCB, COMPLETE WITH MOUNTING STRUCTURE. CLOSING COIL: 30V DC TRIPPING COIL: 30V DC SPRING CHARGING MOTOR: 230V AC ADITIONAL TRIPPING COIL - 30V DC. With Structure for mounting | PCVCB | SWITCHGEAR | OUT-DOOR-VCB-30/230V | ABB | _ | NA | Nos | None | Inventory | OUT DOOR VCB, 33KV, 1250A, 26.3KA/3SEC, OUTDOOR PORCELAIN CLAD VCB, COMPLETE WITH MOUNTING STRUCTURE. CLOSING COIL: 30V DC TRIPPING COIL: 30V DC SPRING CHARGING MOTOR: 230V AC ADITIONAL TRIPPING COIL - 30V DC. With Structure for mounting
12144 | ABB MAKE 33KV 1600A 26.3KA PCVCB - OUTDOOR STRUCTIURE MOUNTED BREAKER WITH CC & TC & GI SUPPORT STRUCTURE & ALL ACCESSORIES | BREAKER | SWITCHGEAR | OVB-VBF-36-1600A | ABB | 33KV | NA | Nos |  | Inventory | ABB MAKE 33KV 1600A 26.3KA PCVCB - OUTDOOR STRUCTIURE MOUNTED BREAKER WITH CC & TC & GI SUPPORT STRUCTURE & ALL ACCESSORIES
12233 | TRIPPING - Triping Relay, (86), Flush Mounting Case Size : 1/2, Contact : 4NO + 3NC HR, With SELF RESET, Aux. Voltage : 110 V AC ordering code - 1MYN563608-MAD | RELAY | SWITCHGEAR | P8NCH2J 110V AC 4-3 | ABB | _ | NA | Nos | None | Inventory | TRIPPING - Triping Relay, (86), Flush Mounting Case Size : 1/2, Contact : 4NO + 3NC HR, With SELF RESET, Aux. Voltage : 110 V AC ordering code - 1MYN563608-MAD
12234 | TRIPPING - Triping Relay, (86), Flush Mounting Case Size : 1/2, Contact : 5NO + 2NC HR, With SELF RESET, Aux. Voltage : 220 V DC ordering code - 1MYN563608-EAC | RELAY | SWITCHGEAR | P8NCH2J 220V DC 5-2 | ABB | _ | NA | Nos | None | Inventory | TRIPPING - Triping Relay, (86), Flush Mounting Case Size : 1/2, Contact : 5NO + 2NC HR, With SELF RESET, Aux. Voltage : 220 V DC ordering code - 1MYN563608-EAC
12235 | TRIPPING - Triping Relay, (86), Flush Mounting Case Size : 1/2, Contact : 4NO + 3NC HR, With SELF RESET, Aux. Voltage : 110 V DC ordering code - 1MYN563608-DAD | RELAY | SWITCHGEAR | P8NCH2J-110VDC-4-3 | ABB | _ | NA | Nos |  | Inventory | TRIPPING - Triping Relay, (86), Flush Mounting Case Size : 1/2, Contact : 4NO + 3NC HR, With SELF RESET, Aux. Voltage : 110 V DC ordering code - 1MYN563608-DAD
12236 | TRIPPING - Triping Relay, (86), Flush Mounting Case Size : 1/2, Contact : 4NO + 3NC HR, With SELF RESET, Aux. Voltage : 220 V DC ordering code - 1MYN563608-EAD | RELAY | SWITCHGEAR | P8NCH2J-220V-DC-4-3 | ABB | _ | NA | Nos |  | Inventory | TRIPPING - Triping Relay, (86), Flush Mounting Case Size : 1/2, Contact : 4NO + 3NC HR, With SELF RESET, Aux. Voltage : 220 V DC ordering code - 1MYN563608-EAD
12237 | AUX RELAY, TYPE: P8nCH2J, TRIPPING RELAY, (86), FLUSH MOUNTING, CASE SIZE 1/2, WITH SELF RESET CONTACTS : 4NO+3NC HR, WITH HR FLAG ON EACH ELEMENT, AUX. VOLTAGE: 230V AC, ORDERING CODE - 1MYN563608-RAD | RELAY | SWITCHGEAR | P8NCH2J-230VAC-4-3 | ABB | - | - | Nos. |  | Inventory | AUX RELAY, TYPE: P8nCH2J, TRIPPING RELAY, (86), FLUSH MOUNTING, CASE SIZE 1/2, WITH SELF RESET CONTACTS : 4NO+3NC HR, WITH HR FLAG ON EACH ELEMENT, AUX. VOLTAGE: 230V AC, ORDERING CODE - 1MYN563608-RAD
12238 | AUX RELAY, TYPE: P8nCH2J, TRIPPING RELAY, (86), FLUSH MOUNTING, CASE SIZE 1/2, WITH SELF RESET CONTACTS : 5NO+2NC HR, WITH HR FLAG ON EACH ELEMENT, AUX. VOLTAGE: 230V AC, | RELAY | SWITCHGEAR | P8NCH2J-230VAC-5-2 | ABB | - | - | Nos. |  | Inventory | AUX RELAY, TYPE: P8nCH2J, TRIPPING RELAY, (86), FLUSH MOUNTING, CASE SIZE 1/2, WITH SELF RESET CONTACTS : 5NO+2NC HR, WITH HR FLAG ON EACH ELEMENT, AUX. VOLTAGE: 230V AC,
12258 | Push Button unit, Size:2S,6C. Contacts:2N/O+2N/C- Article No.-RK 723 001 -AA | RELAY | SWITCHGEAR | PBU-ABB | ABB | _ | NA | Nos |  | Inventory | Push Button unit, Size:2S,6C. Contacts:2N/O+2N/C- Article No.-RK 723 001 -AA
12495 | POLE HOUSING FOR VMAX, PART NO - 1VCR002320G0001 | BROUGHTOUT | SWITCHGEAR | PH-VMAX-1VCR002320G0001 | ABB | _ | NA | Nos | None | Inventory | POLE HOUSING FOR VMAX, PART NO - 1VCR002320G0001
12565 | Aux Relay, Contact : 4NO + 3NC, Aux. Voltage : 230 V AC ordering code - 1MYN563612-RAD | RELAY | SWITCHGEAR | PN8NCH2J 230 4-3 | ABB | _ | NA | Nos | None | Inventory | Aux Relay, Contact : 4NO + 3NC, Aux. Voltage : 230 V AC ordering code - 1MYN563612-RAD
12566 | Aux Relay, Contact : 4NO + 3NC, Aux. Voltage : 30 V DC ordering code - 1MYN563612-BAD | RELAY | SWITCHGEAR | PN8NCH2J 30 4-3 | ABB | _ | NA | Nos | None | Inventory | Aux Relay, Contact : 4NO + 3NC, Aux. Voltage : 30 V DC ordering code - 1MYN563612-BAD
12571 | 11kV 1250A SF6 POLE WITH PRESSURE SWITCH, | BREAKER | SWITCHGEAR | POLE-11KV-HPA-1250A | ABB | _ | NA | Nos |  | Inventory | 11kV 1250A SF6 POLE WITH PRESSURE SWITCH,
12572 | BREAKER POLE 11KV VD4 1250A. | BREAKER | SWITCHGEAR | POLE-11KV-VD4-1250A | ABB | _ | NA | Nos |  | Inventory | BREAKER POLE 11KV VD4 1250A.
12573 | BREAKER POLE 11KV VD4 1600A. | BREAKER | SWITCHGEAR | POLE-11KV-VD4-1600A | ABB | _ | NA | Nos |  | Inventory | BREAKER POLE 11KV VD4 1600A.
12574 | 22kV 1250A SF6 POLE WITH PRESSURE SWITCH, PART NO - 1VYN400201-BH | BREAKER | SWITCHGEAR | POLE-22KV-HPA-1250A | ABB | _ | NA | Nos |  | Inventory | 22kv 1250A SF6POLE WITH PRESSURE SWITCH, PART NO - 1VYN400201-BH
12575 | 33kV 1250A SF6 POLE WITH PRESSURE SWITCH, PART NO - 1VYN400201-KK | BREAKER | SWITCHGEAR | POLE-33KV-HPA-1250A | ABB | _ | NA | Nos |  | Inventory | 33kV 1250A SF6 POLE WITH PRESSURE SWITCH, PART NO - 1VYN400201-KK
12576 | BREAKER POLE 33KV VD4 1250A. | BREAKER | SWITCHGEAR | POLE-33KV-VD4-1250A | ABB | _ | NA | Nos | None | Inventory | BREAKER POLE 33KV VD4 1250A.
12577 | COMPLETE BREAKER POLE, SUITABLE FOR VD4 36KV, RATING: 1250A. | BROUGHTOUT | SWITCHGEAR | POLE-VD436/12 | ABB | _ | NA | Nos | None | Inventory | COMPLETE BREAKER POLE, SUITABLE FOR VD4 36KV, RATING: 1250A.
12605 | High Speed-Triping Relay, (86), Flush Mounting SUPERVISION, Contact configuration: 4NO+0NC/ 3NO+1NC, AUX. VOLTAGE : 110/240V AC | RELAY | SWITCHGEAR | PQ5NCH2J | ABB | _ | NA | Nos |  | Inventory | High Speed-Triping Relay, (86), Flush Mounting SUPERVISION, Contact configuration: 4NO+0NC/ 3NO+1NC, AUX. VOLTAGE : 110/240V AC
12606 | TRIPPING - Triping Relay, (86), Flush Mounting Case Size : 1/2, Contact : 5NO + 2NC HR, With HR Flag on each Elements, Aux. Voltage : 230 V AC ORDERING CODE - 1MYN563613-RAC | RELAY | SWITCHGEAR | PQ8NCH2J 230 5-2 | ABB | _ | NA | Nos | None | Inventory | TRIPPING - Triping Relay, (86), Flush Mounting Case Size : 1/2, Contact : 5NO + 2NC HR, With HR Flag on each Elements, Aux. Voltage : 230 V AC ORDERING CODE - 1MYN563613-RAC
12607 | TRIPPING - Triping Relay, (86), Flush Mounting Case Size : 1/2, Contact : 5NO + 2NC HR, With HR Flag on each Elements, Aux. Voltage : 24 V DC ORDERING CODE - 1MYN563613-AAC | RELAY | SWITCHGEAR | PQ8NCH2J 24 5-2 | ABB | _ | NA | Nos | None | Inventory | TRIPPING - Triping Relay, (86), Flush Mounting Case Size : 1/2, Contact : 5NO + 2NC HR, With HR Flag on each Elements, Aux. Voltage : 24 V DC ORDERING CODE - 1MYN563613-AAC
12608 | TRIPPING - Triping Relay, (86), Flush Mounting Case Size : 1/2, Contact : 4NO + 3NC HR, With HR Flag on each Elements, Aux. Voltage : 30 V DC ORDERING CODE - 1MYN563613-BAD | RELAY | SWITCHGEAR | PQ8NCH2J 30 4-3 | ABB | _ | NA | Nos | None | Inventory | TRIPPING - Triping Relay, (86), Flush Mounting Case Size : 1/2, Contact : 4NO + 3NC HR, With HR Flag on each Elements, Aux. Voltage : 30 V DC ORDERING CODE - 1MYN563613-BAD
12609 | TRIPPING - Triping Relay, (86), Flush Mounting Case Size : 1/2, Contact : 5NO + 2NC HR, With HR Flag on each Elements, Aux. Voltage : 30 V DC ORDERING CODE - 1MYN563613-BAC | RELAY | SWITCHGEAR | PQ8NCH2J 30 5-2 | ABB | _ | NA | Nos | None | Inventory | TRIPPING - Triping Relay, (86), Flush Mounting Case Size : 1/2, Contact : 5NO + 2NC HR, With HR Flag on each Elements, Aux. Voltage : 30 V DC ORDERING CODE - 1MYN563613-BAC
12610 | TRIPPING - Triping Relay, (86), Flush Mounting Case Size : 1/2, Contact : 5NO + 2NC HR, With HR Flag on each Elements, Aux. Voltage : 48 V DC ORDERING CODE - 1MYN563613-CAC | RELAY | SWITCHGEAR | PQ8NCH2J 48 5-2 | ABB | _ | NA | Nos | None | Inventory | TRIPPING - Triping Relay, (86), Flush Mounting Case Size : 1/2, Contact : 5NO + 2NC HR, With HR Flag on each Elements, Aux. Voltage : 48 V DC ORDERING CODE - 1MYN563613-CAC
12611 | TRIPPING - Triping Relay, (86), Flush Mounting Case Size : 1/2, Contact : 4NO + 3NC HR, With HR Flag on each Elements, Aux. Voltage : 110 V DC ordering code - 1MYN563613-DAD | RELAY | SWITCHGEAR | PQ8NCH2J-110-4-3 | ABB | _ | NA | Nos |  | Inventory | TRIPPING - Triping Relay, (86), Flush Mounting Case Size : 1/2, Contact : 4NO + 3NC HR, With HR Flag on each Elements, Aux. Voltage : 110 V DC ordering code - 1MYN563613-DAD
12612 | TRIPPING - Triping Relay, (86), Flush Mounting Case Size : 1/2, Contact : 5NO + 2NC HR, With HR Flag on each Elements, Aux. Voltage : 110 V DC ordering code - 1MYN563613-DAC | RELAY | SWITCHGEAR | PQ8NCH2J-110-5-2 | ABB | _ | NA | Nos |  | Inventory | TRIPPING - Triping Relay, (86), Flush Mounting Case Size : 1/2, Contact : 5NO + 2NC HR, With HR Flag on each Elements, Aux. Voltage : 110 V DC ordering code - 1MYN563613-DAC
2966 | 32A, AC3 DUTY, 110VAC, Power Contactor | Contactor | LV_Switchgear | 3TF3400-0AF0 | SIEMENS | - | NA | Nos. |  | Inventory | 32A, AC3 DUTY, 110VAC, Power Contactor
2967 | 170A, AC3 DUTY, 110VAC, Power Contactor | Contactor | LV_Switchgear | 3TF5202-0AF0 | SIEMENS | - | NA | Nos. |  | Inventory | 170A, AC3 DUTY, 110VAC, Power Contactor
12613 | TRIPPING - Triping Relay, (86), Flush Mounting Case Size : 1/2, Contact : 5NO + 2NC HR, With HR Flag on each Elements, Aux. Voltage : 110 V DC ordering code - 1MYN563613-DAC. | RELAY | SWITCHGEAR | PQ8NCH2J-110-5-2. | ABB | _ | NA | Nos |  | Inventory | TRIPPING - Triping Relay, (86), Flush Mounting Case Size : 1/2, Contact : 5NO + 2NC HR, With HR Flag on each Elements, Aux. Voltage : 110 V DC ordering code - 1MYN563613-DAC.
12614 | TRIPPING - Triping Relay, (86), Flush Mounting Case Size : 1/2, Contact : 4NO + 3NC HR, With HR Flag on each Elements, Aux. Voltage : 110 V AC ordering code - 1MYN563613-MAD | RELAY | SWITCHGEAR | PQ8NCH2J-110V-AC-4-3 | ABB | _ | NA | Nos |  | Inventory | TRIPPING - Triping Relay, (86), Flush Mounting Case Size : 1/2, Contact : 4NO + 3NC HR, With HR Flag on each Elements, Aux. Voltage : 110 V AC ordering code - 1MYN563613-MAD
12615 | TYPE: PQ8nCH2J, TRIPPING RELAY, (86), FLUSH MOUNTING, CASE SIZE 1/2, CONTACTS: 4NO+3NC HR, WITH HR FLAG ON EACH ELEMENT, AUX. VOLTAGE: 125V DC. ordering code - 1MYN563613- VAD | RELAY | SWITCHGEAR | PQ8NCH2J-125-4-3 | ABB | - | - | Nos. |  | Inventory | TYPE: PQ8nCH2J, TRIPPING RELAY, (86), FLUSH MOUNTING, CASE SIZE 1/2, CONTACTS: 4NO+3NC HR, WITH HR FLAG ON EACH ELEMENT, AUX. VOLTAGE: 125V DC. ordering code - 1MYN563613- VAD
12616 | TRIPPING - Triping Relay, (86), Flush Mounting Case Size : 1/2, Contact : 4NO + 3NC HR, With HR Flag on each Elements, Aux. Voltage : 220 V DC ordering code - 1MYN563613-EAD | RELAY | SWITCHGEAR | PQ8NCH2J-220-4-3 | ABB | _ | NA | Nos |  | Inventory | TRIPPING - Triping Relay, (86), Flush Mounting Case Size : 1/2, Contact : 4NO + 3NC HR, With HR Flag on each Elements, Aux. Voltage : 220 V DC ordering code - 1MYN563613-EAD
12617 | TRIPPING - Triping Relay, (86), Flush Mounting Case Size : 1/2, Contact : 5NO + 2NC HR, With HR Flag on each Elements, Aux. Voltage : 220 V DC ordering code - 1MYN563613-EAC | RELAY | SWITCHGEAR | PQ8NCH2J-220-5-2 | ABB | _ | NA | Nos |  | Inventory | TRIPPING - Triping Relay, (86), Flush Mounting Case Size : 1/2, Contact : 5NO + 2NC HR, With HR Flag on each Elements, Aux. Voltage : 220 V DC ordering code - 1MYN563613-EAC
12618 | TRIPPING - Triping Relay, (86), Flush Mounting Case Size : 1/2, Contact : 4NO + 3NC HR, With HR Flag on each Elements, Aux. Voltage : 230 V AC ordering code - 1MYN563613-RAD | RELAY | SWITCHGEAR | PQ8NCH2J-230-4-3 | ABB | _ | NA | Nos |  | Inventory | TRIPPING - Triping Relay, (86), Flush Mounting Case Size : 1/2, Contact : 4NO + 3NC HR, With HR Flag on each Elements, Aux. Voltage : 230 V AC ordering code - 1MYN563613-RAD
12619 | TRIPPING - Triping Relay, (86), Flush Mounting Case Size : 1/2, Contact : 4NO + 3NC HR, With HR Flag on each Elements, Aux. Voltage : 24 V DC ordering code - 1MYN563613-AAD | RELAY | SWITCHGEAR | PQ8NCH2J-24-4-3 | ABB | _ | NA | Nos |  | Inventory | TRIPPING - Triping Relay, (86), Flush Mounting Case Size : 1/2, Contact : 4NO + 3NC HR, With HR Flag on each Elements, Aux. Voltage : 24 V DC ordering code - 1MYN563613-AAD
12620 | TRIPPING - Triping Relay, (86), Flush Mounting Case Size : 1/2, Contact : 5NO + 2NC HR, With HR Flag on each Elements, Aux. Voltage : 24 V DC ordering code - 1MYN563613-AAD | RELAY | SWITCHGEAR | PQ8NCH2J-24-4-3. | ABB | _ | NA | Nos |  | Inventory | TRIPPING - Triping Relay, (86), Flush Mounting Case Size : 1/2, Contact : 5NO + 2NC HR, With HR Flag on each Elements, Aux. Voltage : 24 V DC ordering code - 1MYN563613-AAD
12621 | TRIPPING - Triping Relay, (86), Flush Mounting Case Size : 1/2, Contact : 4NO + 3NC HR, With HR Flag on each Elements, Aux. Voltage : 48 V DC ORDERING CODE - 1MYN563613-CAD | RELAY | SWITCHGEAR | PQ8NCH2J-48-4-3 | ABB | _ | NA | Nos |  | Inventory | TRIPPING - Triping Relay, (86), Flush Mounting Case Size : 1/2, Contact : 4NO + 3NC HR, With HR Flag on each Elements, Aux. Voltage : 48 V DC ORDERING CODE - 1MYN563613-CAD
13643 | Pressure Switch for HPA Breaker | SWITCH | SWITCHGEAR | PS-HPA | ABB | - | - | Nos |  | Inventory | Pressure Switch for HPA Breaker
13649 | BISTABLE RELAY, TYPE: PSU14n, CONTACTS: 7NO + 7NC, AUX. VOLTAGE: 110V DC, | RELAY | SWITCHGEAR | PSU14N-110V-7NO+7NC | ABB | - | - | Nos. |  | Inventory | BISTABLE RELAY, TYPE: PSU14n, CONTACTS: 7NO + 7NC, AUX. VOLTAGE: 110V DC,
13650 | AUX RELAY - CONTACT - 3NO+3NC, AUX VOLTAGE - 110V DC, DIN RAIL MOUNTING, ORDERING CODE 1MYN563617-DAF | RELAY | SWITCHGEAR | PSU6N 110 | ABB | _ | NA | Nos | None | Inventory | AUX RELAY - CONTACT - 3NO+3NC, AUX VOLTAGE - 110V DC, DIN RAIL MOUNTING, ORDERING CODE 1MYN563617-DAF
13651 | AUX RELAY - CONTACT - 3NO+3NC, AUX VOLTAGE - 24V DC, DIN RAIL MOUNTING, ORDEIRNG CODE - 1MYN563617-AAF | RELAY | SWITCHGEAR | PSU6N 24 | ABB | _ | NA | Nos | None | Inventory | AUX RELAY - CONTACT - 3NO+3NC, AUX VOLTAGE - 24V DC, DIN RAIL MOUNTING, ORDEIRNG CODE - 1MYN563617-AAF
2981 | 4 NO ,110VAC, Auxilary contactor | Contactor | LV_Switchgear | 3TH3040-0AF0 | SIEMENS | - | NA | Nos. |  | Inventory | 4 NO ,110VAC, Auxilary contactor
13652 | AUX RELAY - CONTACT - 3NO+3NC, AUX VOLTAGE - 220V DC, .PSU6n-X-220_1MYN563617_EAF; FOR BREAKER CONTACT MULITPLIER | RELAY | SWITCHGEAR | PSU6N-220_1MYN563617_EAF | ABB | _ | NA | Nos |  | Inventory | AUX RELAY - CONTACT - 3NO+3NC, AUX VOLTAGE - 220V DC, .PSU6n-X-220_1MYN563617_EAF; FOR BREAKER CONTACT MULITPLIER
13653 | TYPE:PSU6N6JW, CONTACTS: 7NO + 7NC, FLUSH MOUNTING AUX. VOLTAGE: 230V AC | RELAY | SWITCHGEAR | PSU6N6JW-110V-5NO+1NC | ABB | - | - | Nos. |  | Inventory | TYPE:PSU6N6JW, CONTACTS: 7NO + 7NC, FLUSH MOUNTING AUX. VOLTAGE: 230V AC
2984 | 1 NC Add on block | Contactor Accessories | LV_Switchgear | 3TX4001-2A | SIEMENS | 0 | Aux. Contact | Nos. |  | Inventory | 1 NC Add on block
2985 | 1 NO Add on block | Contactor Accessories | LV_Switchgear | 3TX4010-2A | SIEMENS | 0 | Aux. Contact | Nos. |  | Inventory | 1 NO Add on block
2986 | 2 NO Add on block | Contactor Accessories | LV_Switchgear | 3TY7561-1KA008K | SIEMENS | 0 | Aux. Contact | Nos. |  | Inventory | 2 NO Add on block
13654 | TYPE:PSU6N6JW, CONTACTS: 5NO+1NC, FLUSH MOUNTING AUX. VOLTAGE: 230V AC | RELAY | SWITCHGEAR | PSU6NCJW-230V-5NO+1NC | ABB | - | - | Nos. |  | Inventory | TYPE:PSU6N6JW, CONTACTS: 5NO+1NC, FLUSH MOUNTING AUX. VOLTAGE: 230V AC
2988 | WHEEL FOR FLOOR MOUTED VCB TROLLEY | BROUGHTOUT | ACCESSORIES | 3VD-26827-020 | REPUTED | _ | NA | Nos |  | Inventory | WHEEL FOR FLOOR MOUTED VCB TROLLEY
2989 | PIN FOR WHEEL-3123 GE | BROUGHTOUT | ACCESSORIES | 3VD-26827-023 | REPUTED | _ | NA | Nos |  | Inventory | PIN FOR WHEEL-3123 GE
2990 | Extended rotary handle for 3VT1 MCCB, Frame size 3VT1-160A | MCCB Accessories | LV_Switchgear | 3VT9100-3HQ00 | SIEMENS | 0 | Rotary Handle | Nos. |  | Inventory | Extended rotary handle for 3VT1 MCCB, Frame size 3VT1-160A
13914 | BREAKER RACK-IN RACK-OUT MECHANISM OF 1250A ITALY ORIGIN BREAKER. | BROUGHTOUT | SWITCHGEAR | RACK-IN-MECHANISM-1250A-ITALY | ABB | - | - | Nos. |  | Inventory | BREAKER RACK-IN RACK-OUT MECHANISM OF 1250A ITALY ORIGIN BREAKER.
13915 | BREAKER RACK-IN RACK-OUT MECHANISM OF 3150A ITALY ORIGIN BREAKER. | BROUGHTOUT | SWITCHGEAR | RACK-IN-MECHANISM-3150A-ITALY | ABB | - | - | Nos. |  | Inventory | BREAKER RACK-IN RACK-OUT MECHANISM OF 3150A ITALY ORIGIN BREAKER.
13916 | RACK IN MECHANISM FOR 11KV VCB | BROUGHTOUT | SWITCHGEAR | RACKIN-11KV-VCB | ABB | _ | NA | Nos |  | Inventory | RACK IN MECHANISM FOR 11KV VCB
13917 | RACK IN MECHANISM FOR 22KV 1250A HPA CB | BROUGHTOUT | SWITCHGEAR | RACKIN-22KV1250HPA | ABB | _ | NA | Nos |  | Inventory | RACK IN MECHANISM FOR 22KV 1250A HPA CB
2995 | FRP-696X50X10mm THICK-LV-0128-01 | FRP | BUSBAR & ACCESSORIES | 4-17-10068-01 | REPUTED | - | - | Nos |  | Inventory | FRP-696X50X10mm THICK-LV-0128-01
2996 | FRP-696X50X10mm THICK-LV-0128 | FRP | BUSBAR & ACCESSORIES | 4-17-10097-01 | REPUTED | - | - | Nos |  | Inventory | FRP-696X50X10mm THICK-LV-0128
2997 | FRP-789X75X15mm THICK-LV-0127-0 | FRP | BUSBAR & ACCESSORIES | 4-17-10625 | REPUTED | - | - | Nos |  | Inventory | FRP-789X75X15mm THICK-LV-0127-0
2998 | FRP-896X50X15mm THICK-LV-0127-01 | FRP | BUSBAR & ACCESSORIES | 4-17-10626 | REPUTED | - | - | Nos |  | Inventory | FRP-896X50X15mm THICK-LV-0127-01
2999 | FRP-644X50X10mm THICK-LV-0127-01 | FRP | BUSBAR & ACCESSORIES | 4-17-10627 | REPUTED | - | - | Nos |  | Inventory | FRP-644X50X10mm THICK-LV-0127-01
3000 | FRP-376X50X10mm THICK-LV-0127-01 | FRP | BUSBAR & ACCESSORIES | 4-17-10628 | REPUTED | - | - | Nos |  | Inventory | FRP-376X50X10mm THICK-LV-0127-01
3001 | FRP-794X50X10mm THICK-LV-0127-01 | FRP | BUSBAR & ACCESSORIES | 4-17-10629 | REPUTED | - | - | Nos |  | Inventory | FRP-794X50X10mm THICK-LV-0127-01
3002 | FRP-502X50X10mm THICK-LV-0127-01 | FRP | BUSBAR & ACCESSORIES | 4-17-10630 | REPUTED | - | - | Nos |  | Inventory | FRP-502X50X10mm THICK-LV-0127-01
3003 | FRP-600X50X10mm THICK-LV-0127-01 | FRP | BUSBAR & ACCESSORIES | 4-17-10632 | REPUTED | - | - | Nos |  | Inventory | FRP-600X50X10mm THICK-LV-0127-01
3004 | FRP-792X50X10mm THICK-LV-0127-01 | FRP | BUSBAR & ACCESSORIES | 4-17-10633 | REPUTED | - | - | Nos |  | Inventory | FRP-792X50X10mm THICK-LV-0127-01
3005 | FRP-330X50X10mm THICK-LV-0127-01 | FRP | BUSBAR & ACCESSORIES | 4-17-10634 | REPUTED | - | - | Nos |  | Inventory | FRP-330X50X10mm THICK-LV-0127-01
3006 | FRP-560X50X10mm THICK-LV-0127-01 | FRP | BUSBAR & ACCESSORIES | 4-17-10635 | REPUTED | - | - | Nos |  | Inventory | FRP-560X50X10mm THICK-LV-0127-01
3007 | FRP-560X50X10mm THICK-LV-0127-0 | FRP | BUSBAR & ACCESSORIES | 4-17-10635-01 | REPUTED | - | - | Nos |  | Inventory | FRP-560X50X10mm THICK-LV-0127-0
3008 | FRP-560X50X10mm THICK | FRP | BUSBAR & ACCESSORIES | 4-17-10635-02 | REPUTED | - | - | Nos |  | Inventory | FRP-560X50X10mm THICK
3009 | FRP-710X50X10mm THICK | FRP | BUSBAR & ACCESSORIES | 4-17-10635-03 | REPUTED | - | - | Nos |  | Inventory | FRP-710X50X10mm THICK
3010 | FRP-789X75X15mm THICK | FRP | BUSBAR & ACCESSORIES | 4-17-10635-04 | REPUTED | - | - | Nos |  | Inventory | FRP-789X75X15mm THICK
3011 | FRP-560X50X10mm THICK-LV-0127-001 | FRP | BUSBAR & ACCESSORIES | 4-17-10636 | REPUTED | - | - | Nos |  | Inventory | FRP-560X50X10mm THICK-LV-0127-001
3012 | FRP-710X50X15mm THICK-LV-0127-01 | FRP | BUSBAR & ACCESSORIES | 4-17-10637 | REPUTED | - | - | Nos |  | Inventory | FRP-710X50X15mm THICK-LV-0127-01
3013 | FRP-910X50X15mm THICK-LV-0127-01 | FRP | BUSBAR & ACCESSORIES | 4-17-10638 | REPUTED | - | - | Nos |  | Inventory | FRP-910X50X15mm THICK-LV-0127-01
3014 | FRP-710X50X15mm THICK-LV-0127-001 | FRP | BUSBAR & ACCESSORIES | 4-17-10639 | REPUTED | - | - | Nos |  | Inventory | FRP-710X50X15mm THICK-LV-0127-001
3015 | FRP-740X50X10mm THICK-LV-0127-03,04 | FRP | BUSBAR & ACCESSORIES | 4-17-1064-02 | REPUTED | - | - | Nos |  | Inventory | FRP-740X50X10mm THICK-LV-0127-03,04
3016 | FRP-910X50X10mm THICK-LV-0127-01 | FRP | BUSBAR & ACCESSORIES | 4-17-10640 | REPUTED | - | - | Nos |  | Inventory | FRP-910X50X10mm THICK-LV-0127-01
3017 | FRP-610X50X10mm THICK-LV-0127-02 | FRP | BUSBAR & ACCESSORIES | 4-17-10641 | REPUTED | - | - | Nos |  | Inventory | FRP-610X50X10mm THICK-LV-0127-02
3018 | FRP-910X50X15mm THICK-LV-0127-02 | FRP | BUSBAR & ACCESSORIES | 4-17-10642 | REPUTED | - | - | Nos |  | Inventory | FRP-910X50X15mm THICK-LV-0127-02
3019 | FRP-992X50X10mm THICK-LV-0127-02 | FRP | BUSBAR & ACCESSORIES | 4-17-10643 | REPUTED | - | - | Nos |  | Inventory | FRP-992X50X10mm THICK-LV-0127-02
3020 | FRP-330X50X10mm THICK-LV-0127-02 | FRP | BUSBAR & ACCESSORIES | 4-17-10644 | REPUTED | - | - | Nos |  | Inventory | FRP-330X50X10mm THICK-LV-0127-02
3021 | FRP-710X50X10mm THICK-LV-0127-03,04 | FRP | BUSBAR & ACCESSORIES | 4-17-10645 | REPUTED | - | - | Nos |  | Inventory | FRP-710X50X10mm THICK-LV-0127-03,04
3022 | FRP-794X50X10mm THICK-LV-0127-03,04 | FRP | BUSBAR & ACCESSORIES | 4-17-10646 | REPUTED | - | - | Nos |  | Inventory | FRP-794X50X10mm THICK-LV-0127-03,04
3023 | FRP-332X50X10mm THICK-LV-0127-03,04 | FRP | BUSBAR & ACCESSORIES | 4-17-10647 | REPUTED | - | - | Nos |  | Inventory | FRP-332X50X10mm THICK-LV-0127-03,04
3024 | FRP-639X50X10mm THICK-LV-0127-03,04 | FRP | BUSBAR & ACCESSORIES | 4-17-10648 | REPUTED | - | - | Nos |  | Inventory | FRP-639X50X10mm THICK-LV-0127-03,04
3025 | FRP-686X50X10mm THICK-LV-0136-001 | FRP | BUSBAR & ACCESSORIES | 4-17-11528-01 | REPUTED | - | - | Nos |  | Inventory | FRP-686X50X10mm THICK-LV-0136-001
3026 | FRP-998X50X15mm THICK-LV-0132-01 | FRP | BUSBAR & ACCESSORIES | 4-17-12030 | REPUTED | - | - | Nos |  | Inventory | FRP-998X50X15mm THICK-LV-0132-01
3027 | FRP-990X50X15mm THICK-LV-0131-02 | FRP | BUSBAR & ACCESSORIES | 4-17-12030-01 | REPUTED | - | - | Nos |  | Inventory | FRP-990X50X15mm THICK-LV-0131-02
3028 | FRP-990X50X10mm THICK-LV-0131-01 | FRP | BUSBAR & ACCESSORIES | 4-17-12030-02 | REPUTED | - | - | Nos |  | Inventory | FRP-990X50X10mm THICK-LV-0131-01
3029 | FRP-614X75X10mm THICK-LV-0142-01 | FRP | BUSBAR & ACCESSORIES | 4-17-12532 | REPUTED | - | - | Nos |  | Inventory | FRP-614X75X10mm THICK-LV-0142-01
3030 | FRP-689X50X10mm THICK-LV-0142-01 | FRP | BUSBAR & ACCESSORIES | 4-17-12533 | REPUTED | - | - | Nos |  | Inventory | FRP-689X50X10mm THICK-LV-0142-01
3031 | FRP-810X50X10mm THICK-LV-0142-01 | FRP | BUSBAR & ACCESSORIES | 4-17-12534 | REPUTED | - | - | Nos |  | Inventory | FRP-810X50X10mm THICK-LV-0142-01
3032 | FRP-894X50X10mm THICK-LV-0142-01 | FRP | BUSBAR & ACCESSORIES | 4-17-12535 | REPUTED | - | - | Nos |  | Inventory | FRP-894X50X10mm THICK-LV-0142-01
3033 | FRP-590X50X10mm THICK-LV-0143-04-011 | FRP | BUSBAR & ACCESSORIES | 4-17-12651 | REPUTED | - | - | Nos |  | Inventory | FRP-590X50X10mm THICK-LV-0143-04-011
3034 | FRP-911X70X15mm THICK-LV-0146-01 | FRP | BUSBAR & ACCESSORIES | 4-17-12801 | REPUTED | - | - | Nos |  | Inventory | FRP-911X70X15mm THICK-LV-0146-01
3035 | FRP-911X50X15mm THICK-LV-0146-01 | FRP | BUSBAR & ACCESSORIES | 4-17-12802 | REPUTED | - | - | Nos |  | Inventory | FRP-911X50X15mm THICK-LV-0146-01
3036 | FRP-911X30X20 mm THICK-LV-0146-01 | FRP | BUSBAR & ACCESSORIES | 4-17-12802-01 | REPUTED | - | - | Nos |  | Inventory | FRP-911X30X20 mm THICK-LV-0146-01
3037 | FRP-911X45X20 mm THICK-LV-0146-01 | FRP | BUSBAR & ACCESSORIES | 4-17-12802-02 | REPUTED | - | - | Nos |  | Inventory | FRP-911X45X20 mm THICK-LV-0146-01
3038 | FRP-910X60X10mm THICK-LV-0146-01 | FRP | BUSBAR & ACCESSORIES | 4-17-12803 | REPUTED | - | - | Nos |  | Inventory | FRP-910X60X10mm THICK-LV-0146-01
3039 | FRP-1000X50X10mm THICK-LV-0146-01 | FRP | BUSBAR & ACCESSORIES | 4-17-12804 | REPUTED | - | - | Nos |  | Inventory | FRP-1000X50X10mm THICK-LV-0146-01
3040 | FRP-1000X50X15mm THICK-LV-0146-01 | FRP | BUSBAR & ACCESSORIES | 4-17-12805 | REPUTED | - | - | Nos |  | Inventory | FRP-1000X50X15mm THICK-LV-0146-01
3041 | FRP-685X50X20mm THICK-LV-0146-07 | FRP | BUSBAR & ACCESSORIES | 4-17-12877-01 | REPUTED | - | - | Nos |  | Inventory | FRP-685X50X20mm THICK-LV-0146-07
3042 | FRP-710X60X10mm THICK-LV-0146-03,05,07 | FRP | BUSBAR & ACCESSORIES | 4-17-12906-01 | REPUTED | - | - | Nos |  | Inventory | FRP-710X60X10mm THICK-LV-0146-03,05,07
3043 | FRP-655X50X15mm THICK-LV-0146-03,05,07 | FRP | BUSBAR & ACCESSORIES | 4-17-12906-02 | REPUTED | - | - | Nos |  | Inventory | FRP-655X50X15mm THICK-LV-0146-03,05,07
3044 | FRP-655X50X15mm THICK-LV-0146 | FRP | BUSBAR & ACCESSORIES | 4-17-12906-03 | REPUTED | - | - | Nos |  | Inventory | FRP-655X50X15mm THICK-LV-0146
3045 | FRP-1110X60X10mm THICK-LV-0146-03,05,07 | FRP | BUSBAR & ACCESSORIES | 4-17-12906-04 | REPUTED | - | - | Nos |  | Inventory | FRP-1110X60X10mm THICK-LV-0146-03,05,07
3046 | FRP-1108X70X20 mm THICK-LV-0146-03,05,07 | FRP | BUSBAR & ACCESSORIES | 4-17-12906-05 | REPUTED | - | - | Nos |  | Inventory | FRP-1108X70X20 mm THICK-LV-0146-03,05,07
3047 | FRP-1108X70X20 mm THICK-lv-0146-07 | FRP | BUSBAR & ACCESSORIES | 4-17-12906-06 | REPUTED | - | - | Nos |  | Inventory | FRP-1108X70X20 mm THICK-lv-0146-07
3048 | FRP-1000X50X10 mm THICK-LV-0146-07 | FRP | BUSBAR & ACCESSORIES | 4-17-12906-07 | REPUTED | - | - | Nos |  | Inventory | FRP-1000X50X10 mm THICK-LV-0146-07
3049 | FRP-710X50X15mm THICK-LV-0146-03,05 | FRP | BUSBAR & ACCESSORIES | 4-17-12906-08 | REPUTED | - | - | Nos |  | Inventory | FRP-710X50X15mm THICK-LV-0146-03,05
3050 | FRP-685X50X15mm THICK-LV-0146-019,021 | FRP | BUSBAR & ACCESSORIES | 4-17-13038 | REPUTED | - | - | Nos |  | Inventory | FRP-685X50X15mm THICK-LV-0146-019,021
3051 | FRP-655X50X15mm THICK-LV-0146-019,021 | FRP | BUSBAR & ACCESSORIES | 4-17-13039 | REPUTED | - | - | Nos |  | Inventory | FRP-655X50X15mm THICK-LV-0146-019,021
3052 | FRP-655X50X15mm. THICK-LV-0146-019,021 | FRP | BUSBAR & ACCESSORIES | 4-17-13040 | REPUTED | - | - | Nos |  | Inventory | FRP-655X50X15mm. THICK-LV-0146-019,021
3053 | FRP-685X50X20mm THICK-LV-0146-10 | FRP | BUSBAR & ACCESSORIES | 4-17-13205 | REPUTED | - | - | Nos |  | Inventory | FRP-685X50X20mm THICK-LV-0146-10
3054 | FRP-685X50X20mm THICK-LV-0146-18 | FRP | BUSBAR & ACCESSORIES | 4-17-13205-01 | REPUTED | - | - | Nos |  | Inventory | FRP-685X50X20mm THICK-LV-0146-18
3055 | FRP-710X60X10mm THICK-LV-0146-10 | FRP | BUSBAR & ACCESSORIES | 4-17-13206 | REPUTED | - | - | Nos |  | Inventory | FRP-710X60X10mm THICK-LV-0146-10
3056 | FRP-655X50X15mm THICK-LV-0146-10 | FRP | BUSBAR & ACCESSORIES | 4-17-13207 | REPUTED | - | - | Nos |  | Inventory | FRP-655X50X15mm THICK-LV-0146-10
3057 | FRP-655X50X15mm THICK-LV-0146-18 | FRP | BUSBAR & ACCESSORIES | 4-17-13207-01 | REPUTED | - | - | Nos |  | Inventory | FRP-655X50X15mm THICK-LV-0146-18
3058 | FRP-655X50X15mm. THICK-LV-0146-10 | FRP | BUSBAR & ACCESSORIES | 4-17-13208 | REPUTED | - | - | Nos |  | Inventory | FRP-655X50X15mm. THICK-LV-0146-10
3059 | FRP-1110X60X10mm. THICK-LV-0146-10,11 | FRP | BUSBAR & ACCESSORIES | 4-17-13209 | REPUTED | - | - | Nos |  | Inventory | FRP-1110X60X10mm. THICK-LV-0146-10,11
3060 | FRP-1108X70X20mm. THICK-LV-0146-10,11 | FRP | BUSBAR & ACCESSORIES | 4-17-13210 | REPUTED | - | - | Nos |  | Inventory | FRP-1108X70X20mm. THICK-LV-0146-10,11
3061 | FRP-1108X70X20mm. THICK-LV-0146-10,11. | FRP | BUSBAR & ACCESSORIES | 4-17-13211 | REPUTED | - | - | Nos |  | Inventory | FRP-1108X70X20mm. THICK-LV-0146-10,11.
3062 | FRP-1200X50X10mm THICK-LV-0146-10,11 | FRP | BUSBAR & ACCESSORIES | 4-17-13212 | REPUTED | - | - | Nos |  | Inventory | FRP-1200X50X10mm THICK-LV-0146-10,11
3063 | FRP-1110X70X10mm. THICK-LV-0146-08 | FRP | BUSBAR & ACCESSORIES | 4-17-13620 | REPUTED | - | - | Nos |  | Inventory | FRP-1110X70X10mm. THICK-LV-0146-08
3064 | FRP-1108X80X20mm. THICK-LV-0146-08 | FRP | BUSBAR & ACCESSORIES | 4-17-13621 | REPUTED | - | - | Nos |  | Inventory | FRP-1108X80X20mm. THICK-LV-0146-08
3065 | FRP-1055X80X20mm. THICK-LV-0146-08 | FRP | BUSBAR & ACCESSORIES | 4-17-13622 | REPUTED | - | - | Nos |  | Inventory | FRP-1055X80X20mm. THICK-LV-0146-08
3066 | FRP-1108X70X20mm. THICK-LV-0146-08 | FRP | BUSBAR & ACCESSORIES | 4-17-13623 | REPUTED | - | - | Nos |  | Inventory | FRP-1108X70X20mm. THICK-LV-0146-08
3067 | FRP-999X70X20mm. THICK-LV-0146-08 | FRP | BUSBAR & ACCESSORIES | 4-17-13624 | REPUTED | - | - | Nos |  | Inventory | FRP-999X70X20mm. THICK-LV-0146-08
3068 | FRP-710X60X10mm. THICK-LV-0146-08 | FRP | BUSBAR & ACCESSORIES | 4-17-13625 | REPUTED | - | - | Nos |  | Inventory | FRP-710X60X10mm. THICK-LV-0146-08
3069 | FRP-710X60X10mm. THICK-LV-0146-08- | FRP | BUSBAR & ACCESSORIES | 4-17-13626 | REPUTED | - | - | Nos |  | Inventory | FRP-710X60X10mm. THICK-LV-0146-08-
3070 | FRP-715X70X20mm. THICK-LV-0146-08 | FRP | BUSBAR & ACCESSORIES | 4-17-13627 | REPUTED | - | - | Nos |  | Inventory | FRP-715X70X20mm. THICK-LV-0146-08
3071 | FRP-935X70X20mm. THICK-LV-0146-08 | FRP | BUSBAR & ACCESSORIES | 4-17-13628 | REPUTED | - | - | Nos |  | Inventory | FRP-935X70X20mm. THICK-LV-0146-08
3072 | FRP-935X60X20mm. THICK-LV-0146-08 | FRP | BUSBAR & ACCESSORIES | 4-17-13629 | REPUTED | - | - | Nos |  | Inventory | FRP-935X60X20mm. THICK-LV-0146-08
3073 | FRP-655X70X15mm. THICK-LV-0146-08 | FRP | BUSBAR & ACCESSORIES | 4-17-13629-01 | REPUTED | - | - | Nos |  | Inventory | FRP-655X70X15mm. THICK-LV-0146-08
3074 | FRP-708X70X15mm. THICK-LV-0146-08 | FRP | BUSBAR & ACCESSORIES | 4-17-13629-02 | REPUTED | - | - | Nos |  | Inventory | FRP-708X70X15mm. THICK-LV-0146-08
3075 | FRP-655X70X15mm. THICK-LV-0146-08-2000A | FRP | BUSBAR & ACCESSORIES | 4-17-13629-03 | REPUTED | - | - | Nos |  | Inventory | FRP-655X70X15mm. THICK-LV-0146-08-2000A
3076 | FRP-655X70X15mm. THICK-LV-0146-08-2000A ACB | FRP | BUSBAR & ACCESSORIES | 4-17-13629-04 | REPUTED | - | - | Nos |  | Inventory | FRP-655X70X15mm. THICK-LV-0146-08-2000A ACB
3077 | FRP-655X70X15mm. THICK-LV-0146-08-1250A | FRP | BUSBAR & ACCESSORIES | 4-17-13629-05 | REPUTED | - | - | Nos |  | Inventory | FRP-655X70X15mm. THICK-LV-0146-08-1250A
3078 | FRP-655X70X15mm. THICK-LV-0146-08-2500A | FRP | BUSBAR & ACCESSORIES | 4-17-13629-06 | REPUTED | - | - | Nos |  | Inventory | FRP-655X70X15mm. THICK-LV-0146-08-2500A
3079 | FRP-655X70X15mm. THICK-LV-0146-08-2500A ACB | FRP | BUSBAR & ACCESSORIES | 4-17-13629-07 | REPUTED | - | - | Nos |  | Inventory | FRP-655X70X15mm. THICK-LV-0146-08-2500A ACB
3080 | FRP-1000X70X15mm. THICK-LV-0146-08 | FRP | BUSBAR & ACCESSORIES | 4-17-13629-08 | REPUTED | - | - | Nos |  | Inventory | FRP-1000X70X15mm. THICK-LV-0146-08
3081 | FRP-1000X70X20mm. THICK-LV-0146-08 | FRP | BUSBAR & ACCESSORIES | 4-17-13629-09 | REPUTED | - | - | Nos |  | Inventory | FRP-1000X70X20mm. THICK-LV-0146-08
3082 | FRP-1000X70X10mm. THICK-LV-0146-08 | FRP | BUSBAR & ACCESSORIES | 4-17-13629-10 | REPUTED | - | - | Nos |  | Inventory | FRP-1000X70X10mm. THICK-LV-0146-08
3083 | FRP-655X50X10mm. THICK-LV-0146-08 | FRP | BUSBAR & ACCESSORIES | 4-17-13629-11 | REPUTED | - | - | Nos |  | Inventory | FRP-655X50X10mm. THICK-LV-0146-08
3084 | FRP-700X50X10mm. THICK-LV-0146-08 | FRP | BUSBAR & ACCESSORIES | 4-17-13629-12 | REPUTED | - | - | Nos |  | Inventory | FRP-700X50X10mm. THICK-LV-0146-08
3085 | FRP-655X50X10mm. THICK-LV-0146-08-400A MCCB FRP SUPPORT | FRP | BUSBAR & ACCESSORIES | 4-17-13629-13 | REPUTED | - | - | Nos |  | Inventory | FRP-655X50X10mm. THICK-LV-0146-08-400A MCCB FRP SUPPORT
3086 | M8 MS ROD FOR LV-0120-UPS PANEL | BROUGHTOUT | ACCESSORIES | 4-17-14214 | TSPL | _ | NA | Nos |  | Inventory | M8 MS ROD FOR LV-0120-UPS PANEL
3087 | POLYCARBONATE MIDDLE PARTITION-610x456mm | POLYCARBONATE | BUSBAR & ACCESSORIES | 4-17-14404 | REPUTED | - | - | Nos |  | Inventory | POLYCARBONATE MIDDLE PARTITION-610x456mm
3088 | POLYCARBONATE BTM. COVER-555.9x41404 mm | POLYCARBONATE | BUSBAR & ACCESSORIES | 4-17-14405 | REPUTED | - | - | Nos |  | Inventory | POLYCARBONATE BTM. COVER-555.9x41404 mm
3089 | FRP-496X50X10mm. THICK-LV-0154-03 | FRP | BUSBAR & ACCESSORIES | 4-17-14926 | REPUTED | - | - | Nos |  | Inventory | FRP-496X50X10mm. THICK-LV-0154-03
3090 | FRP-486X50X10mm. THICK-LV-0154-03 | FRP | BUSBAR & ACCESSORIES | 4-17-14927 | REPUTED | - | - | Nos |  | Inventory | FRP-486X50X10mm. THICK-LV-0154-03
3091 | FRP-898X75X20mm. THICK-LV-01462-01,02 | FRP | BUSBAR & ACCESSORIES | 4-17-17378 | REPUTED | - | - | Nos |  | Inventory | FRP-898X75X20mm. THICK-LV-01462-01,02
3092 | FRP-810X50X15mm. THICK-LV-0162-02 | FRP | BUSBAR & ACCESSORIES | 4-17-17378-01 | REPUTED | - | - | Nos |  | Inventory | FRP-810X50X15mm. THICK-LV-0162-02
3093 | FRP-890X50X105m. THICK-LV-0162-02 | FRP | BUSBAR & ACCESSORIES | 4-17-17378-02 | REPUTED | - | - | Nos |  | Inventory | FRP-890X50X105m. THICK-LV-0162-02
3094 | FRP-1248X75X20mm. THICK-LV-01462-01,02 | FRP | BUSBAR & ACCESSORIES | 4-17-17379 | REPUTED | - | - | Nos |  | Inventory | FRP-1248X75X20mm. THICK-LV-01462-01,02
3095 | FRP-888X60X20mm. THICK-LV-01462-01,02 | FRP | BUSBAR & ACCESSORIES | 4-17-17380 | REPUTED | - | - | Nos |  | Inventory | FRP-888X60X20mm. THICK-LV-01462-01,02
3096 | FRP-638X262.5X1.6 mm. THICK-LV-01462-01,02 | FRP | BUSBAR & ACCESSORIES | 4-17-17382 | REPUTED | - | - | Nos |  | Inventory | FRP-638X262.5X1.6 mm. THICK-LV-01462-01,02
3097 | FRP-789X75X10mm THICK-LV-0152-01 | FRP | BUSBAR & ACCESSORIES | 4-17-17517 | REPUTED | - | - | Nos |  | Inventory | FRP-789X75X10mm THICK-LV-0152-01
3098 | FRP-896X50X15mm THICK-LV-0152-01 | FRP | BUSBAR & ACCESSORIES | 4-17-17518 | REPUTED | - | - | Nos |  | Inventory | FRP-896X50X15mm THICK-LV-0152-01
3099 | FRP-896.1X50X15mm THICK-LV-0152-01 | FRP | BUSBAR & ACCESSORIES | 4-17-17519 | REPUTED | - | - | Nos |  | Inventory | FRP-896.1X50X10mm THICK-LV-0152-01
3100 | FRP-694X50X10mm THICK-LV-0152-01 | FRP | BUSBAR & ACCESSORIES | 4-17-17520 | REPUTED | - | - | Nos |  | Inventory | FRP-694X50X10mm THICK-LV-0152-01
3101 | FRP-894X50X10mm THICK-LV-0152-01 | FRP | BUSBAR & ACCESSORIES | 4-17-17521 | REPUTED | - | - | Nos |  | Inventory | FRP-894X50X10mm THICK-LV-0152-01
3102 | FRP-610X50X10mm THICK-LV-0152-01 | FRP | BUSBAR & ACCESSORIES | 4-17-17522 | REPUTED | - | - | Nos |  | Inventory | FRP-610X50X10mm THICK-LV-0152-01
3103 | FRP-789X75X10mm THICK-LV-0161-01 | FRP | BUSBAR & ACCESSORIES | 4-17-17636 | REPUTED | - | - | Nos |  | Inventory | FRP-789X75X10mm THICK-LV-0161-01
3104 | FRP-694X50X15mm THICK-LV-0161-01 | FRP | BUSBAR & ACCESSORIES | 4-17-17637 | REPUTED | - | - | Nos |  | Inventory | FRP-694X50X15mm THICK-LV-0161-01
3105 | FRP-894X50X15mm THICK-LV-0161-01 | FRP | BUSBAR & ACCESSORIES | 4-17-17638 | REPUTED | - | - | Nos |  | Inventory | FRP-894X50X15mm THICK-LV-0161-01
3106 | FRP-610X50X10mm THICK-LV-0161-01 | FRP | BUSBAR & ACCESSORIES | 4-17-17639 | REPUTED | - | - | Nos |  | Inventory | FRP-610X50X10mm THICK-LV-0161-01
3107 | FRP-600X75X10mm THICK-LV-0161-02 | FRP | BUSBAR & ACCESSORIES | 4-17-17738 | REPUTED | - | - | Nos |  | Inventory | FRP-600X75X10mm THICK-LV-0161-02
3108 | FRP-596X50X15mm THICK-LV-0161-02 | FRP | BUSBAR & ACCESSORIES | 4-17-17739 | REPUTED | - | - | Nos |  | Inventory | FRP-596X50X15mm THICK-LV-0161-02
3109 | FRP-526X50X10mm THICK-LV-0161-02 | FRP | BUSBAR & ACCESSORIES | 4-17-17740 | REPUTED | - | - | Nos |  | Inventory | FRP-526X50X10mm THICK-LV-0161-02
3110 | FRP-626X50X10mm THICK-LV-0161-02 | FRP | BUSBAR & ACCESSORIES | 4-17-17741 | REPUTED | - | - | Nos |  | Inventory | FRP-626X50X10mm THICK-LV-0161-02
3111 | FRP-480X70X15mm THICK-LV-0165-01 | FRP | BUSBAR & ACCESSORIES | 4-17-17976 | REPUTED | - | - | Nos |  | Inventory | FRP-480X70X15mm THICK-LV-0165-01
3112 | FRP-526X70X15mm THICK-LV-0165-01 | FRP | BUSBAR & ACCESSORIES | 4-17-17977 | REPUTED | - | - | Nos |  | Inventory | FRP-526X70X15mm THICK-LV-0165-01
3113 | FRP-670X50X15mm THICK-LV-0165-01 | FRP | BUSBAR & ACCESSORIES | 4-17-17978 | REPUTED | - | - | Nos |  | Inventory | FRP-670X50X15mm THICK-LV-0165-01
3114 | FRP-966X70X15mm. THICK-LV-0164-01,02 | FRP | BUSBAR & ACCESSORIES | 4-17-18035 | REPUTED | - | - | Nos |  | Inventory | FRP-966X70X15mm. THICK-LV-0164-01,02
3115 | FRP-716X50X15mm. THICK-LV-0164-01,02 | FRP | BUSBAR & ACCESSORIES | 4-17-18036 | REPUTED | - | - | Nos |  | Inventory | FRP-716X50X15mm. THICK-LV-0164-01,02
3116 | FRP-716X70X15mm. THICK-LV-0164-01,02 | FRP | BUSBAR & ACCESSORIES | 4-17-18037 | REPUTED | - | - | Nos |  | Inventory | FRP-716X70X15mm. THICK-LV-0164-01,02
3117 | FRP-716.5X50X15mm. THICK-LV-0164-01,02 | FRP | BUSBAR & ACCESSORIES | 4-17-18038 | REPUTED | - | - | Nos |  | Inventory | FRP-716.5X50X15mm. THICK-LV-0164-01,02
3118 | FRP-716X50X15mm. THICK-LV-0164-01,02, | FRP | BUSBAR & ACCESSORIES | 4-17-18039 | REPUTED | - | - | Nos |  | Inventory | FRP-716X50X15mm. THICK-LV-0164-01,02,
3119 | FRP-716.1X50X15mm. THICK-LV-0164-01,02, | FRP | BUSBAR & ACCESSORIES | 4-17-18040 | REPUTED | - | - | Nos |  | Inventory | FRP-716.1X50X15mm. THICK-LV-0164-01,02,
3120 | FRP-358X50X10mm. THICK-LV-0164-01,02, | FRP | BUSBAR & ACCESSORIES | 4-17-18041 | REPUTED | - | - | Nos |  | Inventory | FRP-358X50X10mm. THICK-LV-0164-01,02,
3121 | FRP-966X70X15mm. THICK-LV-0168-01 | FRP | BUSBAR & ACCESSORIES | 4-17-18157 | REPUTED | - | - | Nos |  | Inventory | FRP-966X70X15mm. THICK-LV-0168-01
3122 | FRP-816X50X15mm. THICK-LV-0168-01 | FRP | BUSBAR & ACCESSORIES | 4-17-18158 | REPUTED | - | - | Nos |  | Inventory | FRP-816X50X15mm. THICK-LV-0168-01
3123 | FRP-808X50X20mm. THICK-LV-0168-01 | FRP | BUSBAR & ACCESSORIES | 4-17-18159 | REPUTED | - | - | Nos |  | Inventory | FRP-808X50X20mm. THICK-LV-0168-01
3124 | FRP-816X50X20mm. THICK-LV-0168-01- | FRP | BUSBAR & ACCESSORIES | 4-17-18160 | REPUTED | - | - | Nos |  | Inventory | FRP-816X50X20mm. THICK-LV-0168-01-
3125 | FRP-816X70X15mm. THICK-LV-0168-01- | FRP | BUSBAR & ACCESSORIES | 4-17-18161 | REPUTED | - | - | Nos |  | Inventory | FRP-816X70X15mm. THICK-LV-0168-01-
3126 | FRP-358X50X10mm. THICK-LV-0168-01- | FRP | BUSBAR & ACCESSORIES | 4-17-18162 | REPUTED | - | - | Nos |  | Inventory | FRP-358X50X10mm. THICK-LV-0168-01-
3127 | FRP-1200X50X10mm. THICK-LV-0168-01- | FRP | BUSBAR & ACCESSORIES | 4-17-18163 | REPUTED | - | - | Nos |  | Inventory | FRP-1200X50X10mm. THICK-LV-0168-01-
3128 | FRP-1200X50X15mm. THICK-LV-0168-01- | FRP | BUSBAR & ACCESSORIES | 4-17-18164 | REPUTED | - | - | Nos |  | Inventory | FRP-1200X50X15mm. THICK-LV-0168-01-
3129 | FRP-1170X70X20mm. THICK-LV-0168-02 | FRP | BUSBAR & ACCESSORIES | 4-17-18243 | REPUTED | - | - | Nos |  | Inventory | FRP-1170X70X20mm. THICK-LV-0168-02
3130 | FRP-1066X70X20mm. THICK-LV-0168-02 | FRP | BUSBAR & ACCESSORIES | 4-17-18244 | REPUTED | - | - | Nos |  | Inventory | FRP-1066X70X20mm. THICK-LV-0168-02
3131 | FRP-1066X70X20mm. THICK-LV-0168-02- | FRP | BUSBAR & ACCESSORIES | 4-17-18245 | REPUTED | - | - | Nos |  | Inventory | FRP-1066X70X20mm. THICK-LV-0168-02-
3132 | FRP-1136X70X20mm. THICK-LV-0168-02- | FRP | BUSBAR & ACCESSORIES | 4-17-18246 | REPUTED | - | - | Nos |  | Inventory | FRP-1136X70X20mm. THICK-LV-0168-02-
3133 | FRP-1066X70X20mm. THICK-LV-0168-02,CB TO M.B CONNECTION | FRP | BUSBAR & ACCESSORIES | 4-17-18247 | REPUTED | - | - | Nos |  | Inventory | FRP-1066X70X20mm. THICK-LV-0168-02,CB TO M.B CONNECTION
3134 | FRP-466X50X10mm. THICK-LV-0168-02,CB TO M.B CONNECTION | FRP | BUSBAR & ACCESSORIES | 4-17-18248 | REPUTED | - | - | Nos |  | Inventory | FRP-466X50X10mm. THICK-LV-0168-02,CB TO M.B CONNECTION
3135 | FRP-426X50X10mm THICK..-LV-0171-01 | FRP | BUSBAR & ACCESSORIES | 4-17-18685-01 | REPUTED | - | - | Nos |  | Inventory | FRP-426X50X10mm THICK..-LV-0171-01
3136 | FRP-690X70X15mm. THICK-LV-0177-01- | FRP | BUSBAR & ACCESSORIES | 4-17-18741 | REPUTED | - | - | Nos |  | Inventory | FRP-690X70X15mm. THICK-LV-0177-01-
3137 | FRP-610X70X15mm. THICK-LV-0177-01- | FRP | BUSBAR & ACCESSORIES | 4-17-18742 | REPUTED | - | - | Nos |  | Inventory | FRP-610X70X15mm. THICK-LV-0177-01-
3138 | FRP-690X70X15mm. THICK-LV-0177-01 | FRP | BUSBAR & ACCESSORIES | 4-17-18743 | REPUTED | - | - | Nos |  | Inventory | FRP-690X70X15mm. THICK-LV-0177-01
3139 | FRP-510X70X15mm. THICK-LV-0177-01 | FRP | BUSBAR & ACCESSORIES | 4-17-18744 | REPUTED | - | - | Nos |  | Inventory | FRP-510X70X15mm. THICK-LV-0177-01
3140 | FRP-966X70X15mm. THICK-LV-0178-01 | FRP | BUSBAR & ACCESSORIES | 4-17-18997 | REPUTED | - | - | Nos |  | Inventory | FRP-966X70X15mm. THICK-LV-0178-01
3141 | FRP-906X70X20mm THICK-LV-0178-01 | FRP | BUSBAR & ACCESSORIES | 4-17-18998 | REPUTED | - | - | Nos |  | Inventory | FRP-906X70X20mm THICK-LV-0178-01
3142 | FRP-906X70X20mm. THICK-LV-0178-01 | FRP | BUSBAR & ACCESSORIES | 4-17-18999 | REPUTED | - | - | Nos |  | Inventory | FRP-906X70X20mm. THICK-LV-0178-01
3143 | FRP-906X70X20mm THICK.-LV-0178-01 | FRP | BUSBAR & ACCESSORIES | 4-17-19000 | REPUTED | - | - | Nos |  | Inventory | FRP-906X70X20mm THICK.-LV-0178-01
3144 | FRP-916X70X15mm THICK-LV-0178-01 | FRP | BUSBAR & ACCESSORIES | 4-17-19001 | REPUTED | - | - | Nos |  | Inventory | FRP-916X70X15mm THICK-LV-0178-01
3145 | FRP-966X70X20mm THICK..-LV-0178-01 | FRP | BUSBAR & ACCESSORIES | 4-17-19002 | REPUTED | - | - | Nos |  | Inventory | FRP-966X70X20mm THICK..-LV-0178-01
3146 | FRP-1106X70X15mm THICK..-LV-0179-01 | FRP | BUSBAR & ACCESSORIES | 4-17-19002-01 | REPUTED | - | - | Nos |  | Inventory | FRP-1106X70X15mm THICK..-LV-0179-01
3147 | FRP-966X70X15mm. THICK-LV-0179-01 | FRP | BUSBAR & ACCESSORIES | 4-17-19158 | REPUTED | - | - | Nos |  | Inventory | FRP-966X70X15mm. THICK-LV-0179-01
3148 | FRP-906X70X20mm. THICK-LV-0179-01 | FRP | BUSBAR & ACCESSORIES | 4-17-19159 | REPUTED | - | - | Nos |  | Inventory | FRP-906X70X20mm. THICK-LV-0179-01
3149 | FRP-906X70X20mm THICK-LV-0179-01 | FRP | BUSBAR & ACCESSORIES | 4-17-19160 | REPUTED | - | - | Nos |  | Inventory | FRP-906X70X20mm THICK-LV-0179-01
3150 | FRP-906X70X20mm THICK.-LV-0179-01 | FRP | BUSBAR & ACCESSORIES | 4-17-19161 | REPUTED | - | - | Nos |  | Inventory | FRP-906X70X20mm THICK.-LV-0179-01
3151 | FRP-916X70X15mm THICK-LV-0179-01 | FRP | BUSBAR & ACCESSORIES | 4-17-19162 | REPUTED | - | - | Nos |  | Inventory | FRP-916X70X15mm THICK-LV-0179-01
3152 | FRP-906X70X20mm THICK..-LV-0179-01 | FRP | BUSBAR & ACCESSORIES | 4-17-19163 | REPUTED | - | - | Nos |  | Inventory | FRP-906X70X20mm THICK..-LV-0179-01
3153 | FRP-640X70X20mm THICK-LV-0180-01 to 06 | FRP | BUSBAR & ACCESSORIES | 4-17-19356 | REPUTED | - | - | Nos |  | Inventory | FRP-640X70X20mm THICK-LV-0180-01 to 06
3154 | FRP-906X70X20mm THICK-LV-0180-01 to 06 | FRP | BUSBAR & ACCESSORIES | 4-17-19357 | REPUTED | - | - | Nos |  | Inventory | FRP-906X70X20mm THICK-LV-0180-01 to 06
3155 | FRP-906X70X15mm THICK-LV-0180-01 to 06 | FRP | BUSBAR & ACCESSORIES | 4-17-19358 | REPUTED | - | - | Nos |  | Inventory | FRP-906X70X15mm THICK-LV-0180-01 to 06
3156 | FRP-906X70X20mm. THICK-LV-0180-01 to 06 | FRP | BUSBAR & ACCESSORIES | 4-17-19359 | REPUTED | - | - | Nos |  | Inventory | FRP-906X70X20mm. THICK-LV-0180-01 to 06
3157 | FRP-916X70X20mm THICK-LV-0180-01 to 06 | FRP | BUSBAR & ACCESSORIES | 4-17-19360 | REPUTED | - | - | Nos |  | Inventory | FRP-916X70X20mm THICK-LV-0180-01 to 06
3158 | FRP-916X70X15mm THICK-LV-0180-01 to 06 | FRP | BUSBAR & ACCESSORIES | 4-17-19361 | REPUTED | - | - | Nos |  | Inventory | FRP-916X70X15mm THICK-LV-0180-01 to 06
3159 | FRP-916X70X15mm. THICK-LV-0180-01 to 06 | FRP | BUSBAR & ACCESSORIES | 4-17-19362 | REPUTED | - | - | Nos |  | Inventory | FRP-916X70X15mm. THICK-LV-0180-01 to 06
3160 | FRP-796X70X15mm THICK-LV-0180-01 to 06 | FRP | BUSBAR & ACCESSORIES | 4-17-19362-01 | REPUTED | - | - | Nos |  | Inventory | FRP-796X70X15mm THICK-LV-0180-01 to 06
3161 | FRP-796X70X15mm. THICK-LV-0180-01 to 06 | FRP | BUSBAR & ACCESSORIES | 4-17-19362-02 | REPUTED | - | - | Nos |  | Inventory | FRP-796X70X15mm. THICK-LV-0180-01 to 06
3162 | FRP-618X70X15mm THICK-LV-0185-01 | FRP | BUSBAR & ACCESSORIES | 4-17-19626 | REPUTED | - | - | Nos |  | Inventory | FRP-618X70X15mm THICK-LV-0185-01
3163 | FRP-658X70X15mm THICK-LV-0185-01 | FRP | BUSBAR & ACCESSORIES | 4-17-19627 | REPUTED | - | - | Nos |  | Inventory | FRP-658X70X15mm THICK-LV-0185-01
3164 | FRP-616X60X15mm THICK-LV-0185-01 | FRP | BUSBAR & ACCESSORIES | 4-17-19628 | REPUTED | - | - | Nos |  | Inventory | FRP-616X60X15mm THICK-LV-0185-01
3165 | FRP-606X60X15mm THICK-LV-0185-01,02,03 | FRP | BUSBAR & ACCESSORIES | 4-17-19628-01 | REPUTED | - | - | Nos |  | Inventory | FRP-606X60X15mm THICK-LV-0185-01,02,03
3166 | FRP-606X60X15mm. THICK-LV-0185-01,02,03 | FRP | BUSBAR & ACCESSORIES | 4-17-19628-02 | REPUTED | - | - | Nos |  | Inventory | FRP-606X60X15mm. THICK-LV-0185-01,02,03
3167 | FRP-546X50X10mm THICK-LV-0185-04 | FRP | BUSBAR & ACCESSORIES | 4-17-19656-01 | REPUTED | - | - | Nos |  | Inventory | FRP-546X50X10mm THICK-LV-0185-04
3168 | FRP-486X50X10mm THICK-LV-0192-01 | FRP | BUSBAR & ACCESSORIES | 4-17-19719-01 | REPUTED | - | - | Nos |  | Inventory | FRP-486X50X10mm THICK-LV-0192-01
3169 | FRP-770X70X15mm THICK-LV-0190-01 | FRP | BUSBAR & ACCESSORIES | 4-17-19797 | REPUTED | - | - | Nos |  | Inventory | FRP-770X70X15mm THICK-LV-0190-01
3170 | FRP-946X70X15mm THICK-LV-0190-01 | FRP | BUSBAR & ACCESSORIES | 4-17-19798 | REPUTED | - | - | Nos |  | Inventory | FRP-946X70X15mm THICK-LV-0190-01
3171 | FRP-946X70X15mm .THICK-LV-0190-01 | FRP | BUSBAR & ACCESSORIES | 4-17-19799 | REPUTED | - | - | Nos |  | Inventory | FRP-946X70X15mm .THICK-LV-0190-01
3172 | FRP-706X70X15mm THICK-LV-0190-01 | FRP | BUSBAR & ACCESSORIES | 4-17-19800 | REPUTED | - | - | Nos |  | Inventory | FRP-706X70X15mm THICK-LV-0190-01
3173 | FRP-706X70X15mm. THICK-LV-0190-01 | FRP | BUSBAR & ACCESSORIES | 4-17-19801 | REPUTED | - | - | Nos |  | Inventory | FRP-706X70X15mm. THICK-LV-0190-01
3174 | FRP-716X70X15mm. THICK-LV-0190-01 | FRP | BUSBAR & ACCESSORIES | 4-17-19802 | REPUTED | - | - | Nos |  | Inventory | FRP-716X70X15mm. THICK-LV-0190-01
3175 | FRP-826X75X15mm THICK-LV-0188-01 | FRP | BUSBAR & ACCESSORIES | 4-17-19888 | REPUTED | - | - | Nos |  | Inventory | FRP-826X75X15mm THICK-LV-0188-01
3176 | FRP-1088X60X15mm THICK-LV-0188-01 | FRP | BUSBAR & ACCESSORIES | 4-17-19889 | REPUTED | - | - | Nos |  | Inventory | FRP-1088X60X15mm THICK-LV-0188-01
3177 | FRP-1088X60X15mm .THICK-LV-0188-01 | FRP | BUSBAR & ACCESSORIES | 4-17-19890 | REPUTED | - | - | Nos |  | Inventory | FRP-1088X60X15mm .THICK-LV-0188-01
3178 | FRP-810X60X15mm THICK-LV-0188-01 | FRP | BUSBAR & ACCESSORIES | 4-17-19891 | REPUTED | - | - | Nos |  | Inventory | FRP-810X60X15mm THICK-LV-0188-01
3179 | FRP-890X60X15mm THICK-LV-0188-01 | FRP | BUSBAR & ACCESSORIES | 4-17-19892 | REPUTED | - | - | Nos |  | Inventory | FRP-890X60X15mm THICK-LV-0188-01
3180 | FRP-890X60X15mm .THICK-LV-0188-01 | FRP | BUSBAR & ACCESSORIES | 4-17-19893 | REPUTED | - | - | Nos |  | Inventory | FRP-890X60X15mm .THICK-LV-0188-01
3181 | FRP-810X60X15mm .THICK-LV-0188-01 | FRP | BUSBAR & ACCESSORIES | 4-17-19894 | REPUTED | - | - | Nos |  | Inventory | FRP-810X60X15mm .THICK-LV-0188-01
3182 | FRP-810X60X15mm THICK.-LV-0188-01 | FRP | BUSBAR & ACCESSORIES | 4-17-19895 | REPUTED | - | - | Nos |  | Inventory | FRP-810X60X15mm THICK.-LV-0188-01
3183 | FRP-890X60X15mm THICK.-LV-0188-01 | FRP | BUSBAR & ACCESSORIES | 4-17-19896 | REPUTED | - | - | Nos |  | Inventory | FRP-890X60X15mm THICK.-LV-0188-01
3184 | FRP-888X60X15mm THICK.-LV-0188-01 | FRP | BUSBAR & ACCESSORIES | 4-17-19897 | REPUTED | - | - | Nos |  | Inventory | FRP-888X60X15mm THICK.-LV-0188-01
3185 | FRP-696X60X10mm THICK-LV-0187-01 | FRP | BUSBAR & ACCESSORIES | 4-17-20074 | REPUTED | - | - | Nos |  | Inventory | FRP-696X60X10mm THICK-LV-0187-01
3186 | FRP-688X50X10mm THICK-LV-0187-01 | FRP | BUSBAR & ACCESSORIES | 4-17-20075 | REPUTED | - | - | Nos |  | Inventory | FRP-688X50X10mm THICK-LV-0187-01
3187 | FRP-532X50X15mm THICK-LV-0187-01 | FRP | BUSBAR & ACCESSORIES | 4-17-20076 | REPUTED | - | - | Nos |  | Inventory | FRP-532X50X15mm THICK-LV-0187-01
3188 | FRP-520X50X15mm THICK-LV-0187-01 | FRP | BUSBAR & ACCESSORIES | 4-17-20076-01 | REPUTED | - | - | Nos |  | Inventory | FRP-520X50X15mm THICK-LV-0187-01
3189 | FRP-526X50X15mm THICK-LV-0187-01 | FRP | BUSBAR & ACCESSORIES | 4-17-20076-02 | REPUTED | - | - | Nos |  | Inventory | FRP-526X50X15mm THICK-LV-0187-01
3190 | FRP-726X50X15mm THICK-LV-0187-01 | FRP | BUSBAR & ACCESSORIES | 4-17-20076-03 | REPUTED | - | - | Nos |  | Inventory | FRP-726X50X15mm THICK-LV-0187-01
3191 | FRP-510X50X15mm THICK-LV-0187-02 | FRP | BUSBAR & ACCESSORIES | 4-17-20116 | REPUTED | - | - | Nos |  | Inventory | FRP-510X50X15mm THICK-LV-0187-02
3192 | FRP-590X50X15mm THICK-LV-0187-02 | FRP | BUSBAR & ACCESSORIES | 4-17-20117 | REPUTED | - | - | Nos |  | Inventory | FRP-590X50X15mm THICK-LV-0187-02
3193 | FRP-590X50X15mm.THICK-LV-0187-02 | FRP | BUSBAR & ACCESSORIES | 4-17-20118 | REPUTED | - | - | Nos |  | Inventory | FRP-590X50X15mm.THICK-LV-0187-02
3194 | FRP-605X310X2 mm THICK-LV-0167-01-TYPE TEST PANEL | FRP | BUSBAR & ACCESSORIES | 4-17-20217-01 | REPUTED | - | - | Nos |  | Inventory | FRP-605X310X2 mm THICK-LV-0167-01-TYPE TEST PANEL
3195 | FRP-650X310X2 mm THICK-LV-0167-01-TYPE TEST PANEL | FRP | BUSBAR & ACCESSORIES | 4-17-20217-02 | REPUTED | - | - | Nos |  | Inventory | FRP-650X310X2 mm THICK-LV-0167-01-TYPE TEST PANEL
3196 | FRP-628X344X2 mm THICK-LV-0167-01-TYPE TEST PANEL | FRP | BUSBAR & ACCESSORIES | 4-17-20217A | REPUTED | - | - | Nos |  | Inventory | FRP-628X344X2 mm THICK-LV-0167-01-TYPE TEST PANEL
3197 | FRP-970X80X20 mm THICK-LV-0167-01-TYPE TEST PANEL | FRP | BUSBAR & ACCESSORIES | 4-17-20240 | REPUTED | - | - | Nos |  | Inventory | FRP-970X80X20 mm THICK-LV-0167-01-TYPE TEST PANEL
3198 | FRP-1006X80X20 mm THICK-LV-0167-01-TYPE TEST PANEL | FRP | BUSBAR & ACCESSORIES | 4-17-20241 | REPUTED | - | - | Nos |  | Inventory | FRP-1006X80X20 mm THICK-LV-0167-01-TYPE TEST PANEL
3199 | FRP-1006X80X20 mm. THICK-LV-0167-01-TYPE TEST PANEL | FRP | BUSBAR & ACCESSORIES | 4-17-20242 | REPUTED | - | - | Nos |  | Inventory | FRP-1006X80X20 mm. THICK-LV-0167-01-TYPE TEST PANEL
3200 | FRP-1116X80X20 mm THICK-LV-0167-01-TYPE TEST PANEL | FRP | BUSBAR & ACCESSORIES | 4-17-20243 | REPUTED | - | - | Nos |  | Inventory | FRP-1116X80X20 mm THICK-LV-0167-01-TYPE TEST PANEL
3201 | FRP-1128X80X20 mm THICK-LV-0167-01-TYPE TEST PANEL | FRP | BUSBAR & ACCESSORIES | 4-17-20244 | REPUTED | - | - | Nos |  | Inventory | FRP-1128X80X20 mm THICK-LV-0167-01-TYPE TEST PANEL
3202 | FRP-1126X80X20 mm THICK-LV-0167-01-TYPE TEST PANEL | FRP | BUSBAR & ACCESSORIES | 4-17-20245 | REPUTED | - | - | Nos |  | Inventory | FRP-1126X80X20 mm THICK-LV-0167-01-TYPE TEST PANEL
3203 | FRP-1126X80X20 mm. THICK-LV-0167-01-TYPE TEST PANEL | FRP | BUSBAR & ACCESSORIES | 4-17-20246 | REPUTED | - | - | Nos |  | Inventory | FRP-1126X80X20 mm. THICK-LV-0167-01-TYPE TEST PANEL
3204 | FRP-1116X80X20 mm. THICK-LV-0167-01-TYPE TEST PANEL | FRP | BUSBAR & ACCESSORIES | 4-17-20247 | REPUTED | - | - | Nos |  | Inventory | FRP-1116X80X20 mm. THICK-LV-0167-01-TYPE TEST PANEL
3205 | FRP-661X60X10mm THICK | FRP | BUSBAR & ACCESSORIES | 4-17-20667 | REPUTED | - | - | Nos |  | Inventory | FRP-661X60X10mm THICK
3206 | FRP-666X60X15mm THICK | FRP | BUSBAR & ACCESSORIES | 4-17-20668 | REPUTED | - | - | Nos |  | Inventory | FRP-666X60X15mm THICK
3207 | FRP-476X50X10mm THICK-LV-0187-11 | FRP | BUSBAR & ACCESSORIES | 4-17-20796 | REPUTED | - | - | Nos |  | Inventory | FRP-476X50X10mm THICK-LV-0187-11
3208 | FRP-816X70X15mm THICK-LV-0194-01 | FRP | BUSBAR & ACCESSORIES | 4-17-20918 | REPUTED | - | - | Nos |  | Inventory | FRP-816X70X15mm THICK-LV-019401
3209 | FRP-906X70X15mm THICK-LV-0194-01 | FRP | BUSBAR & ACCESSORIES | 4-17-20919 | REPUTED | - | - | Nos |  | Inventory | FRP-906X70X15mm THICK-LV-0194-01
3210 | FRP-906X70X15mm. THICK-LV-0194-01 | FRP | BUSBAR & ACCESSORIES | 4-17-20920 | REPUTED | - | - | Nos |  | Inventory | FRP-906X70X15mm. THICK-LV-0194-01
3211 | FRP-906X70X15mm THICK.-LV-0194-01 | FRP | BUSBAR & ACCESSORIES | 4-17-20921 | REPUTED | - | - | Nos |  | Inventory | FRP-906X70X15mm THICK.-LV-0194-01
3212 | FRP-916X70X15mm THICK.-LV-0194-01 | FRP | BUSBAR & ACCESSORIES | 4-17-20922 | REPUTED | - | - | Nos |  | Inventory | FRP-916X70X15mm THICK.-LV-0194-01
3213 | FRP-916X70X20mm THICK.-LV-0194-01 | FRP | BUSBAR & ACCESSORIES | 4-17-20923 | REPUTED | - | - | Nos |  | Inventory | FRP-916X70X20mm THICK.-LV-0194-01
3214 | FRP-756X70X15mm THICK.-LV-0194-01 | FRP | BUSBAR & ACCESSORIES | 4-17-20924 | REPUTED | - | - | Nos |  | Inventory | FRP-756X70X15mm THICK.-LV-0194-01
3215 | FRP-396X50X10mm THICK-LV-0187-08 | FRP | BUSBAR & ACCESSORIES | 4-17-21326 | REPUTED | - | - | Nos |  | Inventory | FRP-396X50X10mm THICK-LV-0187-08
3216 | FRP-386X50X10mm THICK-LV-0187-08 | FRP | BUSBAR & ACCESSORIES | 4-17-21327 | REPUTED | - | - | Nos |  | Inventory | FRP-386X50X10mm THICK-LV-0187-08
3217 | FRP-310X50X10mm THICK-LV-0187-12 | FRP | BUSBAR & ACCESSORIES | 4-17-21393-01 | REPUTED | - | - | Nos |  | Inventory | FRP-310X50X10mm THICK-LV-0187-12
3218 | FRP-816X70X15mm THICK-LV-0198,199-01 to 04 | FRP | BUSBAR & ACCESSORIES | 4-17-21670 | REPUTED | - | - | Nos |  | Inventory | FRP-816X70X15mm THICK-LV-0198,199-01 to 04
3219 | FRP-906X70X15mm THICK-LV-0198,199-01 to 04 | FRP | BUSBAR & ACCESSORIES | 4-17-21671 | REPUTED | - | - | Nos |  | Inventory | FRP-906X70X15mm THICK-LV-0198,199-01 to 04
3220 | FRP-906X70X15mm. THICK-LV-0198,199-01 to 04 | FRP | BUSBAR & ACCESSORIES | 4-17-21672 | REPUTED | - | - | Nos |  | Inventory | FRP-906X70X15mm. THICK-LV-0198,199-01 to 04
3221 | FRP-906X80X15mm THICK-LV-0198-01 | FRP | BUSBAR & ACCESSORIES | 4-17-21672-01 | REPUTED | - | - | Nos |  | Inventory | FRP-906X80X15mm THICK-LV-0198-01
3222 | FRP-906X70X15mm.. THICK-LV-0198,199-01 to 04 | FRP | BUSBAR & ACCESSORIES | 4-17-21673 | REPUTED | - | - | Nos |  | Inventory | FRP-906X70X15mm.. THICK-LV-0198,199-01 to 04
3223 | FRP-916X70X15mm THICK-LV-0198,199-01 to 04 | FRP | BUSBAR & ACCESSORIES | 4-17-21674 | REPUTED | - | - | Nos |  | Inventory | FRP-916X70X15mm THICK-LV-0198,199-01 to 04
3224 | FRP-906X70X15mm, THICK-LV-0198,199-01 to 04 | FRP | BUSBAR & ACCESSORIES | 4-17-21675 | REPUTED | - | - | Nos |  | Inventory | FRP-906X70X15mm, THICK-LV-0198,199-01 to 04
3225 | FRP-756X70X15mm THICK-LV-0198,199-01 to 04 | FRP | BUSBAR & ACCESSORIES | 4-17-21676 | REPUTED | - | - | Nos |  | Inventory | FRP-756X70X15mm THICK-LV-0198,199-01 to 04
3226 | FRP-396X50X10mm THICK-LV-0187-20 | FRP | BUSBAR & ACCESSORIES | 4-17-21882 | REPUTED | - | - | Nos |  | Inventory | FRP-396X50X10mm THICK-LV-0187-20
3227 | FRP-386X50X10mm THICK-LV-0187-20 | FRP | BUSBAR & ACCESSORIES | 4-17-21883 | REPUTED | - | - | Nos |  | Inventory | FRP-386X50X10mm THICK-LV-0187-20
3228 | FRP-625X60X10mm THICK-LV-0187-10 | FRP | BUSBAR & ACCESSORIES | 4-17-22018 | REPUTED | - | - | Nos |  | Inventory | FRP-625X60X10mm THICK-LV-0187-10
3229 | FRP-580X70X10mm THICK-LV-0187-10 | FRP | BUSBAR & ACCESSORIES | 4-17-22019 | REPUTED | - | - | Nos |  | Inventory | FRP-580X70X10mm THICK-LV-0187-10
3230 | FRP-655X55X15mm THICK-LV-0191- ARTUK DEMO PANEL | FRP | BUSBAR & ACCESSORIES | 4-17-22052-01 | REPUTED | - | - | Nos |  | Inventory | FRP-655X55X15mm THICK-LV-0191- ARTUK DEMO PANEL
3231 | FRP-896X60X10mm THICK-LV-0187-013 | FRP | BUSBAR & ACCESSORIES | 4-17-22173 | REPUTED | - | - | Nos |  | Inventory | FRP-896X60X10mm THICK-LV-0187-013
3232 | FRP-896X60X10mm.THICK-LV-0187-013 | FRP | BUSBAR & ACCESSORIES | 4-17-22174 | REPUTED | - | - | Nos |  | Inventory | FRP-896X60X10mm.THICK-LV-0187-013
3233 | FRP-681X50X10mm THICK-LV-0187-013 | FRP | BUSBAR & ACCESSORIES | 4-17-22175 | REPUTED | - | - | Nos |  | Inventory | FRP-681X50X10mm THICK-LV-0187-013
3234 | FRP-532X50X15mm THICK-LV-0187-013 | FRP | BUSBAR & ACCESSORIES | 4-17-22177 | REPUTED | - | - | Nos |  | Inventory | FRP-532X50X15mm THICK-LV-0187-013
3235 | FRP-532X50X15mm.THICK-LV-0187-013 | FRP | BUSBAR & ACCESSORIES | 4-17-22177-01 | REPUTED | - | - | Nos |  | Inventory | FRP-532X50X15mm.THICK-LV-0187-013
3236 | FRP-510X50X10mm.THICK-LV-0187-013 | FRP | BUSBAR & ACCESSORIES | 4-17-22177-02 | REPUTED | - | - | Nos |  | Inventory | FRP-510X50X10mm.THICK-LV-0187-013
3237 | FRP-732X50X15mm THICK-LV-0187-013 | FRP | BUSBAR & ACCESSORIES | 4-17-22178 | REPUTED | - | - | Nos |  | Inventory | FRP-732X50X15mm THICK-LV-0187-013
3238 | FRP-696X55X10mm THICK-LV-0197-01 | FRP | BUSBAR & ACCESSORIES | 4-17-22370 | REPUTED | - | - | Nos |  | Inventory | FRP-696X55X10mm THICK-LV-0197-01
3239 | FRP-826X70X10mm THICK-LV-0197-01 | FRP | BUSBAR & ACCESSORIES | 4-17-22371 | REPUTED | - | - | Nos |  | Inventory | FRP-826X70X10mm THICK-LV-0197-01
3240 | FRP-611X55X10mm THICK-LV-0197-01 | FRP | BUSBAR & ACCESSORIES | 4-17-22372 | REPUTED | - | - | Nos |  | Inventory | FRP-611X55X10mm THICK-LV-0197-01
3241 | FRP-695X55X10mm THICK-LV-0197-01 | FRP | BUSBAR & ACCESSORIES | 4-17-22373 | REPUTED | - | - | Nos |  | Inventory | FRP-695X55X10mm THICK-LV-0197-01
3242 | FRP-1000X55X10mm THICK-LV-0197-01 | FRP | BUSBAR & ACCESSORIES | 4-17-22373-01 | REPUTED | - | - | Nos |  | Inventory | FRP-1000X55X10mm THICK-LV-0197-01
3243 | FRP-612X55X10mm THICK-LV-0205-002 | FRP | BUSBAR & ACCESSORIES | 4-17-22678 | REPUTED | - | - | Nos |  | Inventory | FRP-612X55X10mm THICK-LV-0205-002
3244 | FRP-688X55X10mm THICK-LV-0205-002 | FRP | BUSBAR & ACCESSORIES | 4-17-22679 | REPUTED | - | - | Nos |  | Inventory | FRP-688X55X10mm THICK-LV-0205-002
3245 | FRP-612X55X10mm THICK-LV-0205-01 | FRP | BUSBAR & ACCESSORIES | 4-17-22890-01 | REPUTED | - | - | Nos |  | Inventory | FRP-612X55X10mm THICK-LV-0205-01
3246 | FRP-532X55X10mm THICK-LV-0205-01 | FRP | BUSBAR & ACCESSORIES | 4-17-22890-02 | REPUTED | - | - | Nos |  | Inventory | FRP-532X55X10mm THICK-LV-0205-01
3247 | FRP-688X55X10mm THICK-LV-0205-01 | FRP | BUSBAR & ACCESSORIES | 4-17-22890-03 | REPUTED | - | - | Nos |  | Inventory | FRP-688X55X10mm THICK-LV-0205-01
3248 | FRP-688X55X10mm .THICK-LV-0205-01 | FRP | BUSBAR & ACCESSORIES | 4-17-22890-04 | REPUTED | - | - | Nos |  | Inventory | FRP-688X55X10mm .THICK-LV-0205-01
3249 | FRP-646X55X10mm THICK-LV-0210 | FRP | BUSBAR & ACCESSORIES | 4-17-23683 | REPUTED | - | - | Nos |  | Inventory | FRP-646X55X10mm THICK-LV-0210
3250 | FRP-638X55X10mm THICK-LV-0210 | FRP | BUSBAR & ACCESSORIES | 4-17-23684 | REPUTED | - | - | Nos |  | Inventory | FRP-638X55X10mm THICK-LV-0210
3251 | FRP-705X55X10mm THICK-LV-0210 | FRP | BUSBAR & ACCESSORIES | 4-17-23685 | REPUTED | - | - | Nos |  | Inventory | FRP-705X55X10mm THICK-LV-0210
3252 | FRP-586X60X10mm THICK-LV-0213 | FRP | BUSBAR & ACCESSORIES | 4-17-23737 | REPUTED | - | - | Nos |  | Inventory | FRP-586X60X10mm THICK-LV-0213
3253 | FRP-666X70X10mm THICK-LV-0196-02,03 | FRP | BUSBAR & ACCESSORIES | 4-17-23887 | REPUTED | - | - | Nos |  | Inventory | FRP-666X70X10mm THICK-LV-0196-02,03
3254 | FRP-606X55X10mm THICK-LV-0196-02,03 | FRP | BUSBAR & ACCESSORIES | 4-17-23888 | REPUTED | - | - | Nos |  | Inventory | FRP-606X55X10mm THICK-LV-0196-02,03
3255 | FRP-966X70X15mm THICK-LV-0196-23,24,25 | FRP | BUSBAR & ACCESSORIES | 4-17-24403 | REPUTED | - | - | Nos |  | Inventory | FRP-966X70X15mm THICK-LV-0196-23,24,25
3256 | FRP-705X70X15mm THICK-LV-0196-23,24,25 | FRP | BUSBAR & ACCESSORIES | 4-17-24404 | REPUTED | - | - | Nos |  | Inventory | FRP-705X70X15mm THICK-LV-0196-23,24,25
3257 | FRP-807X70X15mm THICK-LV-0196-23,24,25 | FRP | BUSBAR & ACCESSORIES | 4-17-24405 | REPUTED | - | - | Nos |  | Inventory | FRP-807X70X15mm THICK-LV-0196-23,24,25
3258 | FRP-807X70X15mm THICK-LV-0196-23,24,25- | FRP | BUSBAR & ACCESSORIES | 4-17-24406 | REPUTED | - | - | Nos |  | Inventory | FRP-807X70X15mm THICK-LV-0196-23,24,25-
3259 | FRP-906X70X10mm THICK-LV-0196-23,24,25 | FRP | BUSBAR & ACCESSORIES | 4-17-24407 | REPUTED | - | - | Nos |  | Inventory | FRP-906X70X10mm THICK-LV-0196-23,24,25
3260 | FRP-706X70X10mm THICK-LV-0196-23,24,25 | FRP | BUSBAR & ACCESSORIES | 4-17-24408 | REPUTED | - | - | Nos |  | Inventory | FRP-706X70X10mm THICK-LV-0196-23,24,25
3261 | FRP-906X70X10mm THICK-LV-0196-23,24,25- | FRP | BUSBAR & ACCESSORIES | 4-17-24409 | REPUTED | - | - | Nos |  | Inventory | FRP-906X70X10mm THICK-LV-0196-23,24,25-
3262 | FRP-808X70X10mm THICK-LV-0196-23,24,25 | FRP | BUSBAR & ACCESSORIES | 4-17-24410 | REPUTED | - | - | Nos |  | Inventory | FRP-808X70X10mm THICK-LV-0196-23,24,25
3263 | FRP-750X70X10mm THICK-LV-0211 | FRP | BUSBAR & ACCESSORIES | 4-17-245073 | REPUTED | - | - | Nos |  | Inventory | FRP-750X70X10mm THICK-LV-0211
3264 | FRP-700X70X10mm THICK-LV-0211 | FRP | BUSBAR & ACCESSORIES | 4-17-245074 | REPUTED | - | - | Nos |  | Inventory | FRP-700X70X10mm THICK-LV-0211
3265 | FRP-700X70X10mm THICK-LV-0211- | FRP | BUSBAR & ACCESSORIES | 4-17-245075 | REPUTED | - | - | Nos |  | Inventory | FRP-700X70X10mm THICK-LV-0211-
3266 | FRP-700X70X10mm THICK-LV-0211-- | FRP | BUSBAR & ACCESSORIES | 4-17-245076 | REPUTED | - | - | Nos |  | Inventory | FRP-700X70X10mm THICK-LV-0211--
3267 | FRP-700X50X10mm THICK-LV-0211 | FRP | BUSBAR & ACCESSORIES | 4-17-245077 | REPUTED | - | - | Nos |  | Inventory | FRP-700X50X10mm THICK-LV-0211
3268 | FRP-364X50X10mm THICK-LV-0211 | FRP | BUSBAR & ACCESSORIES | 4-17-245078 | REPUTED | - | - | Nos |  | Inventory | FRP-364X50X10mm THICK-LV-0211
3269 | FRP-966X70X15mm THICK-LV-0196-01 | FRP | BUSBAR & ACCESSORIES | 4-17-24621 | REPUTED | - | - | Nos |  | Inventory | FRP-966X70X15mm THICK-LV-0196-01
3270 | FRP-806X70X15mm THICK-LV-0196-01 | FRP | BUSBAR & ACCESSORIES | 4-17-24622 | REPUTED | - | - | Nos |  | Inventory | FRP-806X70X15mm THICK-LV-0196-01
3271 | FRP-806X70X15mm THICK-LV-0196- | FRP | BUSBAR & ACCESSORIES | 4-17-24623 | REPUTED | - | - | Nos |  | Inventory | FRP-806X70X15mm THICK-LV-0196-
3272 | FRP-808X70X10mm THICK-LV-0196-01 | FRP | BUSBAR & ACCESSORIES | 4-17-24624 | REPUTED | - | - | Nos |  | Inventory | FRP-808X70X10mm THICK-LV-0196-01
3273 | FRP-906X70X10mm THICK-LV-0196-01 | FRP | BUSBAR & ACCESSORIES | 4-17-24625 | REPUTED | - | - | Nos |  | Inventory | FRP-906X70X10mm THICK-LV-0196-01
3274 | FRP-950X70X15mm THICK-LV-0212 | FRP | BUSBAR & ACCESSORIES | 4-17-24804 | REPUTED | - | - | Nos |  | Inventory | FRP-950X70X15mm THICK-LV-0212
3275 | FRP-1100X70X15mm THICK-LV-0212 | FRP | BUSBAR & ACCESSORIES | 4-17-24805 | REPUTED | - | - | Nos |  | Inventory | FRP-1100X70X15mm THICK-LV-0212
3276 | FRP-1100X70X20mm THICK-LV-0212 | FRP | BUSBAR & ACCESSORIES | 4-17-24806 | REPUTED | - | - | Nos |  | Inventory | FRP-1100X70X20mm THICK-LV-0212
3277 | FRP-1100X70X15mm THICK-LV-0212- | FRP | BUSBAR & ACCESSORIES | 4-17-24807 | REPUTED | - | - | Nos |  | Inventory | FRP-1100X70X15mm THICK-LV-0212-
3278 | FRP-1100X70X20mm THICK-LV-0212- | FRP | BUSBAR & ACCESSORIES | 4-17-24808 | REPUTED | - | - | Nos |  | Inventory | FRP-1100X70X20mm THICK-LV-0212-
3279 | FRP-1100X70X20mm THICK-LV-0212-- | FRP | BUSBAR & ACCESSORIES | 4-17-24809 | REPUTED | - | - | Nos |  | Inventory | FRP-1100X70X20mm THICK-LV-0212--
3280 | FRP-1100X70X15mm THICK-LV-0212-- | FRP | BUSBAR & ACCESSORIES | 4-17-24810 | REPUTED | - | - | Nos |  | Inventory | FRP-1100X70X15mm THICK-LV-0212--
3281 | FRP-606X55X10mm THICK-LV-0196-06 | FRP | BUSBAR & ACCESSORIES | 4-17-25185 | REPUTED | - | - | Nos |  | Inventory | FRP-606X55X10mm THICK-LV-0196-06
3282 | FRP-946X55X10mm THICK-LV-0196-07 | FRP | BUSBAR & ACCESSORIES | 4-17-25190 | REPUTED | - | - | Nos |  | Inventory | FRP-946X55X10mm THICK-LV-0196-07
3283 | FRP-775X55X10mm THICK-LV-0196-07 | FRP | BUSBAR & ACCESSORIES | 4-17-25191 | REPUTED | - | - | Nos |  | Inventory | FRP-775X55X10mm THICK-LV-0196-07
3284 | FRP-700X55X10mm THICK-LV-0196-07 | FRP | BUSBAR & ACCESSORIES | 4-17-25192 | REPUTED | - | - | Nos |  | Inventory | FRP-700X55X10mm THICK-LV-0196-07
3285 | FRP-700X55X10mm THICK-LV-0196-07- | FRP | BUSBAR & ACCESSORIES | 4-17-25193 | REPUTED | - | - | Nos |  | Inventory | FRP-700X55X10mm THICK-LV-0196-07-
3286 | FRP-500X55X10mm THICK-LV-0196-07 | FRP | BUSBAR & ACCESSORIES | 4-17-25194 | REPUTED | - | - | Nos |  | Inventory | FRP-500X55X10mm THICK-LV-0196-07
3287 | FRP-506X55X10mm THICK-LV-0196-18 | FRP | BUSBAR & ACCESSORIES | 4-17-25244 | REPUTED | - | - | Nos |  | Inventory | FRP-506X55X10mm THICK-LV-0196-18
3288 | FRP-506x55X10mm THICK-LV-0196-018,019 | FRP | BUSBAR & ACCESSORIES | 4-17-25293 | REPUTED | - | - | Nos |  | Inventory | FRP-506x55X10mm THICK-LV-0196-018,019
3289 | FRP-1262X70X10mm THICK-LV-0136-02,03 | FRP | BUSBAR & ACCESSORIES | 4-17-2605-103 | REPUTED | - | - | Nos |  | Inventory | FRP-1262X70X10mm THICK-LV-0136-02,03
3290 | FRP-976X70X15mm THICK-LV-0127-02,03 | FRP | BUSBAR & ACCESSORIES | 4-17-2605-104 | REPUTED | - | - | Nos |  | Inventory | FRP-976X70X15mm THICK-LV-0127-02,03
3291 | FRP-976X70X15mm THICK-LV-0136-02,03 | FRP | BUSBAR & ACCESSORIES | 4-17-2605-105 | REPUTED | - | - | Nos |  | Inventory | FRP-976X70X10mm THICK-LV-0136-02,03
3292 | FRP-1016X70X10mm THICK-LV-0136-02,03 | FRP | BUSBAR & ACCESSORIES | 4-17-2605-106 | REPUTED | - | - | Nos |  | Inventory | FRP-1016X70X10mm THICK-LV-0136-02,03
3293 | FRP-366X50X10mm THICK-LV-0136-02,03 | FRP | BUSBAR & ACCESSORIES | 4-17-2605-107 | REPUTED | - | - | Nos |  | Inventory | FRP-366X50X10mm THICK-LV-0136-02,03
3294 | FRP-366X50X10mm THICK-LV-0136-02 | FRP | BUSBAR & ACCESSORIES | 4-17-2605-108 | REPUTED | - | - | Nos |  | Inventory | FRP-366X50X10mm THICK-LV-0136-02
3295 | FRP-366X50X10mm THICK-LV-0136-03 | FRP | BUSBAR & ACCESSORIES | 4-17-2605-109 | REPUTED | - | - | Nos |  | Inventory | FRP-366X50X10mm THICK-LV-0136-03
3296 | FRP-466X50X10mm THICK-LV-0136-02,03 | FRP | BUSBAR & ACCESSORIES | 4-17-2605-110 | REPUTED | - | - | Nos |  | Inventory | FRP-466X50X10mm THICK-LV-0136-02,03
3297 | FRP-1262X70X15mm THICK-LV-0136-02,03 | FRP | BUSBAR & ACCESSORIES | 4-17-2605-111 | REPUTED | - | - | Nos |  | Inventory | FRP-1262X70X15mm THICK-LV-0136-02,03
3298 | FRP-662X50X10mm THICK-LV-0131-01 | FRP | BUSBAR & ACCESSORIES | 4-17-4015 | REPUTED | - | - | Nos |  | Inventory | FRP-662X50X10mm THICK-LV-0131-01
3299 | FRP-738X50X10mm THICK-LV-0131-01 | FRP | BUSBAR & ACCESSORIES | 4-17-4016 | REPUTED | - | - | Nos |  | Inventory | FRP-738X50X10mm THICK-LV-0131-01
3300 | FRP-600X50X10mm THICK-LV-0131-01 | FRP | BUSBAR & ACCESSORIES | 4-17-4017 | REPUTED | - | - | Nos |  | Inventory | FRP-600X50X10mm THICK-LV-0131-01
3301 | FRP-610X50X10mm THICK-LV-0131-01 | FRP | BUSBAR & ACCESSORIES | 4-17-4018 | REPUTED | - | - | Nos |  | Inventory | FRP-610X50X10mm THICK-LV-0131-01
3302 | FRP 761X51X15mm THICK | FRP | BUSBAR & ACCESSORIES | 4-17-7658 | REPUTED | - | - | Nos |  | Inventory | FRP 761X51X15mm THICK
3303 | M6 WELD BUSH FOR LV PANEL, HEIGHT - 20MM | SS HARD | HARDWARE & ACCESSORIES | 4-17-7799 | REPUTED | NUT | NA | Nos |  | Inventory | M6 WELD BUSH FOR LV PANEL, HEIGHT - 20MM
3304 | FRP 761X50X15mm THICK | FRP | BUSBAR & ACCESSORIES | 4-17-8755 | REPUTED | - | - | Nos |  | Inventory | FRP 761X50X15mm THICK
3305 | FRP 696X50X10 mm THICK, LV 0116 02 | FRP | BUSBAR & ACCESSORIES | 4-17-8992 | REPUTED | - | - | Nos |  | Inventory | FRP 696X50X10 mm THICK, LV 0116 02
3306 | FRP-350X75X10mm THICK-LV-0126-01 | FRP | BUSBAR & ACCESSORIES | 4-17-9858 | REPUTED | - | - | Nos |  | Inventory | FRP-350X75X10mm THICK-LV-0126-01
3307 | FRP-650X50X10mm THICK-LV-0118-01 | FRP | BUSBAR & ACCESSORIES | 4-17-9950-01 | REPUTED | - | - | Nos |  | Inventory | FRP-650X50X10mm THICK-LV-0118-01
3308 | FRP-740X50X10mm THICK-LV-0118-01 | FRP | BUSBAR & ACCESSORIES | 4-17-9950-02 | REPUTED | - | - | Nos |  | Inventory | FRP-740X50X10mm THICK-LV-0118-01
3309 | FRP-650X50X10mm THICK-LV-0118-07 | FRP | BUSBAR & ACCESSORIES | 4-17-9951 | REPUTED | - | - | Nos |  | Inventory | FRP-650X50X10mm THICK-LV-0118-07
3310 | FRP-740X50X10mm THICK-LV-0118-07 | FRP | BUSBAR & ACCESSORIES | 4-17-9952 | REPUTED | - | - | Nos |  | Inventory | FRP-740X50X10mm THICK-LV-0118-07
3311 | Breaker Door locking bar - 600W Drg No. 4-1UVC-13716 Rev 0-MS | BROUGHTOUT | ACCESSORIES | 4-1UVC-13716-MS | TSPL | _ | NA | Nos |  | Inventory | Breaker Door locking bar - 600W Drg No. 4-1UVC-13716 Rev 0-MS
3312 | Breaker Door locking bar - 600W Drg No. 4-1UVC-13716 Rev 0-SS-304 | BROUGHTOUT | ACCESSORIES | 4-1UVC-13716-SS-304 | TSPL | _ | NA | Nos |  | Inventory | Breaker Door locking bar - 600W Drg No. 4-1UVC-13716 Rev 0-SS-304
3313 | PT TROLLEY ROD DRG NO - 4-1UVC-2213-C-MS | DOOR LOCK | ACCESSORIES | 4-1UVC-2213-C-MS | TSPL | _ | NA | Nos |  | Inventory | PT TROLLEY ROD DRG NO - 4-1UVC-2213-C-MS
3314 | PT TROLLEY ROD DRG NO - 4-1UVC-2213-C-SS-304 | DOOR LOCK | ACCESSORIES | 4-1UVC-2213-C-SS-304 | TSPL | _ | NA | Nos |  | Inventory | PT TROLLEY ROD DRG NO - 4-1UVC-2213-C-SS-304
13919 | RACK IN MECHANISM FOR 33KV/22KV VCB | BROUGHTOUT | SWITCHGEAR | RACKIN-33/22KV-VCB | ABB | _ | NA | Nos |  | Inventory | RACK IN MECHANISM FOR 33KV/22KV VCB
14049 | REC670-TYPE 1 | RELAY | SWITCHGEAR | REC670-T1-2.2-A30X00-A02C51D02E01F01H04-B1X0-BB-CB-B-A6-CD1AD1AD1D1AA-KXXXXXXXXXXX | ABB | _ | NA | Nos |  | Inventory | REC670-TYPE 1
14050 | REC670-TYPE 2 | RELAY | SWITCHGEAR | REC670-T2-2.2-A30X00-A02C51D02E01F01H04-B1X0-BB-CB-B-A6-CD1AD1ARD1AR-KXXXXXXXXXXX | ABB | _ | NA | Nos |  | Inventory | REC670-TYPE 2
14057 | O/C E/F RELAY - 3P, NUMERICAL TYPE , FLUSH MOUNTING, COMMUNICATION PROTOCOL: MODBUS, FUNCTIONS: (50+51+50N+51N+95), WITH 4 D/I & 6 D/O, AUX. VOLT. : 24-240V AC/DC, In: 5A, FREQ.: 50-60 HZ., ORDERING CODE - REF601BE446BC1NH | RELAY | SWITCHGEAR | REF601 5A | ABB | _ | NA | Nos | None | Inventory | O/C E/F RELAY - 3P, NUMERICAL TYPE , FLUSH MOUNTING, COMMUNICATION PROTOCOL: MODBUS, FUNCTIONS: (50+51+50N+51N+95), WITH 4 D/I & 6 D/O, AUX. VOLT. : 24-240V AC/DC, In: 5A, FREQ.: 50-60 HZ., ORDERING CODE - REF601BE446BC1NH
14058 | O/C E/F RELAY - 3P, NUMERICAL TYPE , FLUSH MOUNTING, COMMUNICATION PROTOCOL: MODBUS / IEC 60870-103, FUNCTIONS: (50+51+50N+51N+95+86), WITH 4 B/I & 6 B/O, AUX. VOLT. : 24-240V AC/DC, In: 1A, FREQ.: 50-60 HZ., ORDERING CODE - REF601BD446CC1NH | RELAY | SWITCHGEAR | REF601 IEC60870 1A | ABB | _ | NA | Nos | None | Inventory | O/C E/F RELAY - 3P, NUMERICAL TYPE , FLUSH MOUNTING, COMMUNICATION PROTOCOL: MODBUS / IEC 60870-103, FUNCTIONS: (50+51+50N+51N+95+86), WITH 4 B/I & 6 B/O, AUX. VOLT. : 24-240V AC/DC, In: 1A, FREQ.: 50-60 HZ., ORDERING CODE - REF601BD446CC1NH
14059 | O/C E/F RELAY - 3P, NUMERICAL TYPE , FLUSH MOUNTING, COMMUNICATION PROTOCOL: MODBUS, FUNCTIONS: (50+51+50N+51N+95), WITH 4 D/I & 6 D/O, AUX. VOLT. : 24-240V AC/DC, In: 5A, FREQ.: 50-60 HZ.,Screw Terminals ORDERING CODE - REF601BE446BD1NH | RELAY | SWITCHGEAR | REF601-5A-REF601BE446BD1NH | ABB | _ | NA | Nos |  | Inventory | O/C E/F RELAY - 3P, NUMERICAL TYPE , FLUSH MOUNTING, COMMUNICATION PROTOCOL: MODBUS, FUNCTIONS: (50+51+50N+51N+95), WITH 4 D/I & 6 D/O, AUX. VOLT. : 24-240V AC/DC, In: 5A, FREQ.: 50-60 HZ.,Screw Terminals ORDERING CODE - REF601BE446BD1NH
14060 | O/C E/F RELAY - 3P, NUMERICAL TYPE , FLUSH MOUNTING, COMMUNICATION PROTOCOL: MODBUS, FUNCTIONS: (50+51+50N+51N+95+50BF+86), WITH 4 B/I & 6 B/O, AUX. VOLT. : 24-240V AC/DC, In: 1A, FREQ.: 50-60 HZ., ORDERING CODE - REF601BD446BC1NH | RELAY | SWITCHGEAR | REF601-RS485-1A | ABB | _ | NA | Nos |  | Inventory | O/C E/F RELAY - 3P, NUMERICAL TYPE , FLUSH MOUNTING, COMMUNICATION PROTOCOL: MODBUS, FUNCTIONS: (50+51+50N+51N+95+50BF+86), WITH 4 B/I & 6 B/O, AUX. VOLT. : 24-240V AC/DC, In: 1A, FREQ.: 50-60 HZ., ORDERING CODE - REF601BD446BC1NH
14061 | REF615 N Model Protection: 50+51+50N+51N+95+27+59+67+67N+86+50BF+46PD+32FP CONTACTS: 12 BI+10 BO, 4 CT INPUTS, AUX. VOLTAGE: 110V DC, In: 1A, DRAW OUT TYPE, WITH IEC61850 PROTOCOL (RJ45 PORT) | RELAY | SWITCHGEAR | REF615 N 110V IEC61850 | ABB | _ | NA | Nos | None | Inventory | REF615 N Model Protection: 50+51+50N+51N+95+27+59+67+67N+86+50BF+46PD+32FP CONTACTS: 12 BI+10 BO, 4 CT INPUTS, AUX. VOLTAGE: 110V DC, In: 1A, DRAW OUT TYPE, WITH IEC61850 PROTOCOL (RJ45 PORT)
14062 | REF - Numerical Multifunction, Relay Communicable, Protection - 50, 51, 50N, 51N, 95 Aux Voltage - 110V DC, In - 1A, Drawout Type, Flush Mounting, Contact - 12BI + 10BO, WITH IEC 61850 ORDERING CODE - HBFDACADNBA1AAN1XG | RELAY | SWITCHGEAR | REF615-D HBFDACADNBA1AAN11G | ABB | _ | NA | Nos | None | Inventory | REF - Numerical Multifunction, Relay Communicable, Protection - 50, 51, 50N, 51N, 95 Aux Voltage - 110V DC, In - 1A, Drawout Type, Flush Mounting, Contact - 12BI + 10BO, WITH IEC 61850 ORDERING CODE - HBFDACADNBA1AAN1XG
14063 | REF - Numerical Multifunction, Relay Communicable, Protection - 50, 51, 50N, 51N, 95 Aux Voltage - 110V DC, In - 1A, Drawout Type, Flush Mounting, Contact - 12BI + 10BO, WITH MODBUS PROTOCOL RS485 PORT ORDERING CODE - HBFDACADNBA1ANN11G | RELAY | SWITCHGEAR | REF615-D-HBFDACADANB1ANN11G | ABB | _ | NA | Nos |  | Inventory | REF - Numerical Multifunction, Relay Communicable, Protection - 50, 51, 50N, 51N, 95 Aux Voltage - 110V DC, In - 1A, Drawout Type, Flush Mounting, Contact - 12BI + 10BO, WITH MODBUS PROTOCOL RS485 PORT, ORDERING CODE - HBFDACADNBA1ANN11G
14064 | REF - Numerical Multifunction, Relay Communicable, Protection - 50, 51, 50N, 51N, 95 Aux Voltage - 48-230V AC/DC, In - 1A, Drawout Type, Flush Mounting, Contact - 12BI + 10BO, WITH IEC 61850 ORDERING CODE - HBFDACADNBA1ANN11G | RELAY | SWITCHGEAR | REF615-D-HBFDACADNBA1ANN11G | ABB | _ | NA | Nos |  | Inventory | REF - Numerical Multifunction, Relay Communicable, Protection - 50, 51, 50N, 51N, 95 Aux Voltage - 48-230V AC/DC, In - 1A, Drawout Type, Flush Mounting, Contact - 12BI + 10BO, WITH IEC 61850 ORDERING CODE - HBFDACADNBA1ANN11G
14065 | REF - Numerical Multifunction, Relay Communicable, Protection - 50, 51, 50N, 51N, 95, 27, 59, 59N Aux Voltage - 110V DC, In - 1A, Drawout Type, Flush Mounting, Contact - 16BI + 10BO, WITH IEC 61850 ORDERING CODE - HBFFAEAGNBA1AAA1XG | RELAY | SWITCHGEAR | REF615-F HBFFAEAGNBA1AAA1XG | ABB | _ | NA | Nos | None | Inventory | REF - Numerical Multifunction, Relay Communicable, Protection - 50, 51, 50N, 51N, 95, 27, 59, 59N Aux Voltage - 110V DC, In - 1A, Drawout Type, Flush Mounting, Contact - 16BI + 10BO, WITH IEC 61850 ORDERING CODE - HBFFAEAGNBA1AAA1XG
14066 | REF - Numerical Multifunction, Relay Communicable, Protection - 50, 51, 50N, 51N, 95, 27, 59, 59N Aux Voltage - 110V DC, In - 1A, Drawout Type, Flush Mounting, Contact - 16BI + 10BO, WITH IEC 61850 ORDERING CODE - HBFFAEAGNBA1ANA11G | RELAY | SWITCHGEAR | REF615-F HBFFAEAGNBA1ANA11G | ABB | _ | NA | Nos | None | Inventory | REF - Numerical Multifunction, Relay Communicable, Protection - 50, 51, 50N, 51N, 95, 27, 59, 59N Aux Voltage - 110V DC, In - 1A, Drawout Type, Flush Mounting, Contact - 16BI + 10BO, WITH IEC 61850 ORDERING CODE - HBFFAEAGNBA1ANA11G
3328 | NYLON PUSH BUTTON EXT BUSH DIA 16MMX 65.3L | BROUGHTOUT | ACCESSORIES | 4-1VA-33464 | REPUTED | _ | NA | Nos |  | Inventory | NYLON PUSH BUTTON EXT BUSH DIA 16MMX 65.3L
3329 | 4-1VA-5363 EARTH TRUCK SHAFT ASSLY FOR 40KA | BROUGHTOUT | ACCESSORIES | 4-1VA-5363 EARTH TRUCK SHAFT ASS | STERING | _ | NA | Nos | None | Inventory | 4-1VA-5363 EARTH TRUCK SHAFT ASSLY FOR 40KA
3330 | MS BUSH FOR SHUTTER | BROUGHTOUT | ACCESSORIES | 4-1VC-10280 | TSPL | _ | NA | Nos | None | Inventory | MS BUSH FOR SHUTTER
3331 | DOOR WELDED HINGE FOR 11, 22 & 33-MS | BROUGHTOUT | ACCESSORIES | 4-1VC-10281-MS | TSPL | _ | NA | Nos |  | Inventory | DOOR WELDED HINGE FOR 11, 22 & 33-MS
3332 | DOOR WELDED HINGE FOR 11, 22 & 33-SS-304 | BROUGHTOUT | ACCESSORIES | 4-1VC-10281-SS-304 | TSPL | _ | NA | Nos |  | Inventory | DOOR WELDED HINGE FOR 11, 22 & 33-SS-304
3333 | Breaker Door locking bar - 800W Drg No. 4-1VC-13439 | BROUGHTOUT | ACCESSORIES | 4-1VC-13439 | TSPL | _ | NA | Nos | None | Inventory | Breaker Door locking bar - 800W Drg No. 4-1VC-13439
3334 | REAR EXTENSION COVER MTG BUSH 4-1VC-16282 | DOOR LOCK | ACCESSORIES | 4-1VC-16282 | TSPL | _ | NA | Nos |  | Inventory | REAR EXTENSION COVER MTG BUSH 4-1VC-16282
3335 | PT TROLLEY WHEEL | MODULE | ACCESSORIES | 4-1VC-20676-R1 | REPUTED | _ | NA | Nos |  | Inventory | PT TROLLEY WHEEL
3336 | PT TROLLEY WHEEL BUSH | MODULE | ACCESSORIES | 4-1VC-20677-R1 | REPUTED | _ | NA | Nos |  | Inventory | PT TROLLEY WHEEL BUSH
3337 | 3 POINT LOCK ROD TOP SIDE DRG NO - 4-1VC-20839 | DOOR LOCK | ACCESSORIES | 4-1VC-20839 | TSPL | _ | NA | Nos | None | Inventory | 3 POINT LOCK ROD TOP SIDE DRG NO - 4-1VC-20839
3338 | 3 POINT LOCK ROD TOP SIDE FOR BREAKER DOOR | DOOR LOCK | ACCESSORIES | 4-1VC-20839-201 | TSPL | _ | NA | Nos |  | Inventory | 3 POINT LOCK ROD TOP SIDE FOR BREAKER DOOR
3339 | 3 POINT LOCK ROD BOTTOM SIDE DRG NO - 4-1VC-20840 | DOOR LOCK | ACCESSORIES | 4-1VC-20840 | TSPL | _ | NA | Nos | None | Inventory | 3 POINT LOCK ROD BOTTOM SIDE DRG NO - 4-1VC-20840
3340 | 3 POINT LOCK ROD BOTTOM SIDE FOR BREAKER DOOR | DOOR LOCK | ACCESSORIES | 4-1VC-20840-201 | TSPL | _ | NA | Nos |  | Inventory | 3 POINT LOCK ROD BOTTOM SIDE FOR BREAKER DOOR
3341 | 3 POINT LOCK ROD TOP SIDE FOR METERING DOOR DRG NO - 4-1VC-20841 | DOOR LOCK | ACCESSORIES | 4-1VC-20841 | TSPL | _ | NA | Nos | None | Inventory | 3 POINT LOCK ROD TOP SIDE FOR METERING DOOR DRG NO - 4-1VC-20841
3342 | 3 POINT LOCK BOTTOM SIDE ROD FOR METERING DOOR 4-1VC-20841-101 | DOOR LOCK | ACCESSORIES | 4-1VC-20841-101 | TSPL | _ | NA | Nos | None | Inventory | 3 POINT LOCK BOTTOM SIDE ROD FOR METERING DOOR 4-1VC-20841-101
3343 | 3 POINT LOCK TOP SIDE ROD FOR METERING DOOR 4-1VC-20841-102 | DOOR LOCK | ACCESSORIES | 4-1VC-20841-102 | TSPL | _ | NA | Nos | None | Inventory | 3 POINT LOCK TOP SIDE ROD FOR METERING DOOR 4-1VC-20841-102
3344 | 3 POINT LOCK ROD BOTTOM SIDE FOR BREAKER DOOR IN 11 KV OD-26.3 KA VCB | DOOR LOCK | ACCESSORIES | 4-1VC-20841-201 | TSPL | _ | NA | Nos |  | Inventory | 3 POINT LOCK ROD BOTTOM SIDE FOR BREAKER DOOR IN 11 KV OD-26.3 KA VCB
3345 | 3 POINT LOCK TOP ROD FOR METERING DOOR DOOR DRG NO -4-1VC-20841-301 | DOOR LOCK | ACCESSORIES | 4-1VC-20841-301 | TSPL | _ | NA | Nos |  | Inventory | 3 POINT LOCK TOP ROD FOR METERING DOOR DOOR DRG NO -4-1VC-20841-301
3346 | 3 POINT LOCK ROD BOTTOM SIDE FOR METERING DOOR DRG NO - 4-1VC-20842-201 | DOOR LOCK | ACCESSORIES | 4-1VC-20842-201 | TSPL | _ | NA | Nos |  | Inventory | 3 POINT LOCK ROD BOTTOM SIDE FOR METERING DOOR DRG NO - 4-1VC-20842-201
3347 | 3 POINT LOCK ROD BOTTOM SIDE FOR METERING DOOR-11KV O/D OLD PANEL | DOOR LOCK | ACCESSORIES | 4-1VC-20842-BOTTOM | TSPL | _ | NA | Nos |  | Inventory | 3 POINT LOCK ROD BOTTOM SIDE FOR METERING DOOR-11KV O/D OLD PANEL
3348 | 3 POINT LOCK ROD TOP SIDE DRG NO - 4-1VC-20885 | DOOR LOCK | ACCESSORIES | 4-1VC-20885 | TSPL | _ | NA | Nos | None | Inventory | 3 POINT LOCK ROD TOP SIDE DRG NO - 4-1VC-20885
3349 | 3 POINT LOCK ROD BOTTOM SIDE DRG NO - 4-1VC-20886 | DOOR LOCK | ACCESSORIES | 4-1VC-20886 | TSPL | _ | NA | Nos | None | Inventory | 3 POINT LOCK ROD BOTTOM SIDE DRG NO - 4-1VC-20886
3350 | INNER BUSH ASSLY. | BROUGHTOUT | ACCESSORIES | 4-1VC-26704 | REPUTED | _ | NA | Nos |  | Inventory | INNER BUSH ASSLY.
3351 | 3 POINT LOCK ROD TOP SIDE FOR METERING DOOR&1200H METERING BOX DRG NO - 4-1VC-26827 | DOOR LOCK | ACCESSORIES | 4-1VC-26827 | TSPL | _ | NA | Nos |  | Inventory | 3 POINT LOCK ROD TOP SIDE FOR METERING DOOR&1200H METERING BOX DRG NO - 4-1VC-26827
3352 | 3 POINT LOCK BOTTOM SIDE ROD FOR1200H METERING BOX& METERING DOOR- 4-1VC-26828 | DOOR LOCK | ACCESSORIES | 4-1VC-26828 | TSPL | _ | NA | Nos |  | Inventory | 3 POINT LOCK BOTTOM SIDE ROD FOR1200H METERING BOX& METERING DOOR- 4-1VC-26828
3353 | 3 POINT LOCK ROD BOTTOM SIDE METERING | DOOR LOCK | ACCESSORIES | 4-1VC-26828-BOTTOM | TSPL | _ | NA | Nos |  | Inventory | 3 POINT LOCK ROD BOTTOM SIDE METERING
3354 | 3 POINT LOCK ROD TOP SIDE FOR VCB.DOOR | DOOR LOCK | ACCESSORIES | 4-1VC-29069 | TSPL | _ | NA | Nos |  | Inventory | 3 POINT LOCK ROD TOP SIDE FOR VCB.DOOR
3355 | 3 POINT LOCK ROD BOTTOM SIDE FOR VCB.DOOR | DOOR LOCK | ACCESSORIES | 4-1VC-29069-101 | TSPL | _ | NA | Nos |  | Inventory | 3 POINT LOCK ROD BOTTOM SIDE FOR VCB.DOOR
3356 | 3 POINT LOCK ROD TOP SIDE FOR METERING DOOR-3196-00 | DOOR LOCK | ACCESSORIES | 4-1VC-29069-102 | TSPL | _ | NA | Nos |  | Inventory | 3 POINT LOCK ROD TOP SIDE FOR METERING DOOR-3196-00
3357 | 3 POINT LOCK ROD BOTTOM SIDE FOR METERING DOOR-3196-00 | DOOR LOCK | ACCESSORIES | 4-1VC-29069-103 | TSPL | _ | NA | Nos |  | Inventory | 3 POINT LOCK ROD BOTTOM SIDE FOR METERING DOOR-3196-00
3358 | POWER CABLE JOINT CAP | SHROUD | BUSBAR & ACCESSORIES | 4-1VD-32822 | REPUTED | 33KV | NA | Nos |  | Inventory | POWER CABLE JOINT CAP
3359 | 33 KV -BHUSHING CAP | SHROUD | BUSBAR & ACCESSORIES | 4-1VD-32823 | REPUTED | 33KV | NA | Nos |  | Inventory | 33 KV -BHUSHING CAP
3360 | DOOR HINGE MALE & FEMALE - DRAWING NO: 4-2VC-6822 | HINGE | ACCESSORIES | 4-2VC-6822 | TSPL | _ | NA | Nos | None | Inventory | DOOR HINGE MALE & FEMALE - DRAWING NO: 4-2VC-6822
3361 | DOOR HINGE MALE & FEMALE, WITHOUT HOLE,DRAWING NO: 4-2VC-6822 | HINGE | ACCESSORIES | 4-2VC-6822 DOOR HINGE M/F W/H | TSPL | _ | NA | Nos | None | Inventory | DOOR HINGE MALE & FEMALE, WITHOUT HOLE,DRAWING NO: 4-2VC-6822
3362 | 4-3VA-4130 EARTHING TRUCK SHAFT FOR 33KV | BROUGHTOUT | ACCESSORIES | 4-3VA-4130 EARTHING TRUCK SHAFT | STERING | _ | NA | Nos | None | Inventory | 4-3VA-4130 EARTHING TRUCK SHAFT FOR 33KV
3363 | SHUTTER MTG BUSH FOR 650MM PANEL | BROUGHTOUT | ACCESSORIES | 4-3VC-12322 | TSPL | _ | NA | Nos |  | Inventory | SHUTTER MTG BUSH FOR 650MM PANEL
3364 | SHUTTER MTG BUSH FOR 650MM PANEL-ss | BROUGHTOUT | ACCESSORIES | 4-3VC-12322-SS | TSPL | _ | NA | Nos |  | Inventory | SHUTTER MTG BUSH FOR 650MM PANEL-ss
3365 | CASTELL LOCK BUSH FOR EARTH SWITCH | BROUGHTOUT | ACCESSORIES | 4-3VC-12341 | REPUTED | - | - | Nos |  | Inventory | CASTELL LOCK BUSH FOR EARTH SWITCH
3366 | 3 POINT LOCK ROD TOP SIDE - 4-3VC-12393-J | DOOR LOCK | ACCESSORIES | 4-3VC-12393-J | TSPL | _ | NA | Nos | None | Inventory | 3 POINT LOCK ROD TOP SIDE - 4-3VC-12393-J
3367 | 3 POINT LOCK ROD TOP SIDE METERING-2600H | DOOR LOCK | ACCESSORIES | 4-3VC-12393-TOP | TSPL | _ | NA | Nos |  | Inventory | 3 POINT LOCK ROD TOP SIDE METERING-2600H
3368 | 33kV OD PANEL BREAKER-2600/2100H DOUBLE DOOR LOCK ROD BOTTOM | DOOR LOCK | ACCESSORIES | 4-3VC-12394-201-BOTTOM | TSPL | _ | NA | Nos |  | Inventory | 33kV OD PANEL BREAKER-2600/2100H DOUBLE DOOR LOCK ROD BOTTOM
3369 | 33kV OD PANEL BREAKER-2600/2100H DOUBLE DOOR LOCK ROD TOP | DOOR LOCK | ACCESSORIES | 4-3VC-12394-201-TOP | TSPL | _ | NA | Nos |  | Inventory | 33kV OD PANEL BREAKER-2600/2100H DOUBLE DOOR LOCK ROD TOP
3370 | 3 POINT LOCK ROD TOP (SIDE MTR. BOX) | DOOR LOCK | ACCESSORIES | 4-3VC-12394-202-TOP | TSPL | _ | NA | Nos |  | Inventory | 3 POINT LOCK ROD TOP (SIDE MTR. BOX)
3371 | 3 POINT LOCK ROD BOTTOM (SIDE MTR. BOX) | DOOR LOCK | ACCESSORIES | 4-3VC-12394-203-BOTTOM | TSPL | _ | NA | Nos |  | Inventory | 3 POINT LOCK ROD BOTTOM (SIDE MTR. BOX)
3372 | 3 POINT LOCK ROD TOP (SIDE MTR. BOX)-JOB NO-3310-01 | DOOR LOCK | ACCESSORIES | 4-3VC-12394-303 | TSPL | _ | NA | Nos |  | Inventory | 3 POINT LOCK ROD TOP (SIDE MTR. BOX)-JOB NO-3310-01
3373 | 3 POINT LOCK ROD BOTTOM (SIDE MTR. BOX)-JOB NO-3310-01 | DOOR LOCK | ACCESSORIES | 4-3VC-12394-404 | TSPL | _ | NA | Nos |  | Inventory | 3 POINT LOCK ROD BOTTOM (SIDE MTR. BOX)-JOB NO-3310-01
3374 | 3 POINT LOCK ROD TOP (SIDE MTR. BOX)-JOB NO-3349-3350-00-REVISED DRG | DOOR LOCK | ACCESSORIES | 4-3VC-12394-503 | TSPL | _ | NA | Nos |  | Inventory | 3 POINT LOCK ROD TOP (SIDE MTR. BOX)-JOB NO-3349-3350-00-REVISED DRG
3375 | 3 POINT LOCK ROD TOP (SIDE MTR. BOX)-JOB NO-3310-01-REVISED DRG | DOOR LOCK | ACCESSORIES | 4-3VC-12394-505 | TSPL | _ | NA | Nos |  | Inventory | 3 POINT LOCK ROD TOP (SIDE MTR. BOX)-JOB NO-3310-01-REVISED DRG
3376 | 3 POINT LOCK ROD TOP (SIDE MTR. BOX)-JOB NO-3524-01-REVISED DRG | DOOR LOCK | ACCESSORIES | 4-3VC-12394-507 | TSPL | _ | NA | Nos |  | Inventory | 3 POINT LOCK ROD TOP (SIDE MTR. BOX)-JOB NO-3524-01-REVISED DRG
3377 | 3 POINT LOCK ROD BOTTOM (SIDE MTR. BOX)-JOB NO-3524-01-REVISED DRG | DOOR LOCK | ACCESSORIES | 4-3VC-12394-508 | TSPL | _ | NA | Nos |  | Inventory | 3 POINT LOCK ROD BOTTOM (SIDE MTR. BOX)-JOB NO-3524-01-REVISED DRG
3378 | 3 POINT LOCK ROD BOTTOM (SIDE MTR. BOX)-JOB NO-3349-3350-00-REVISED DRG | DOOR LOCK | ACCESSORIES | 4-3VC-12394-604 | TSPL | _ | NA | Nos |  | Inventory | 3 POINT LOCK ROD BOTTOM (SIDE MTR. BOX)-JOB NO-3349-3350-00-REVISED DRG
3379 | 3 POINT LOCK ROD BOTTOM (SIDE MTR. BOX)-JOB NO-3310-01-REVISED DRG | DOOR LOCK | ACCESSORIES | 4-3VC-12394-606 | TSPL | _ | NA | Nos |  | Inventory | 3 POINT LOCK ROD BOTTOM (SIDE MTR. BOX)-JOB NO-3310-01-REVISED DRG
3380 | 3 POINT LOCK ROD BOTTOM SIDE METERING-2600H | DOOR LOCK | ACCESSORIES | 4-3VC-12394-BOTTOM | TSPL | _ | NA | Nos |  | Inventory | 3 POINT LOCK ROD BOTTOM SIDE METERING-2600H
3381 | METERING DOOR 3 POINT LOCK DOOR ASSLY, DRG NO - 4-3VC-12394-C | DOOR LOCK | ACCESSORIES | 4-3VC-12394-C | TSPL | _ | NA | Nos | None | Inventory | METERING DOOR 3 POINT LOCK DOOR ASSLY, DRG NO - 4-3VC-12394-C
3382 | METERING DOOR 3 POINT LOCK DOOR ASSLY, DRG NO - 4-3VC-12394-D | DOOR LOCK | ACCESSORIES | 4-3VC-12394-D | TSPL | _ | NA | Nos | None | Inventory | METERING DOOR 3 POINT LOCK DOOR ASSLY, DRG NO - 4-3VC-12394-D
3383 | METERING DOOR 3 POINT LOCK DOOR ASSLY, DRG NO - 4-3VC-12394-H rev 1 | DOOR LOCK | ACCESSORIES | 4-3VC-12394-H REV 1 | TSPL | _ | NA | Nos | None | Inventory | METERING DOOR 3 POINT LOCK DOOR ASSLY, DRG NO - 4-3VC-12394-H rev 1
3384 | CASTELL LOCK BUSH FOR EARTH SWITCH-33 KV | BROUGHTOUT | ACCESSORIES | 4-3VC-15701 | REPUTED | - | - | Nos |  | Inventory | CASTELL LOCK BUSH FOR EARTH SWITCH-33 KV
3385 | BUSH FOR SHUTTER SPACER FOR 650MM PANEL | BROUGHTOUT | ACCESSORIES | 4-3VC-17922-101-MS | TSPL | _ | NA | Nos |  | Inventory | BUSH FOR SHUTTER SPACER FOR 650MM PANEL
3386 | BUSH FOR SHUTTER SPACER FOR 650MM PANEL-SS-304 | BROUGHTOUT | ACCESSORIES | 4-3VC-17922-101-SS-304 | TSPL | _ | NA | Nos |  | Inventory | BUSH FOR SHUTTER SPACER FOR 650MM PANEL-SS-304
3387 | Breaker Door locking bar Drg No. 4-3VC-18110 | BROUGHTOUT | ACCESSORIES | 4-3VC-18110 | TSPL | _ | NA | Nos | None | Inventory | Breaker Door locking bar Drg No. 4-3VC-18110
3388 | REAR COVER MTG BUSH 4-3VC-21224 | DOOR LOCK | ACCESSORIES | 4-3VC-21224 | TSPL | _ | NA | Nos |  | Inventory | REAR COVER MTG BUSH 4-3VC-21224
3389 | EXPLOSION VENT HINGE BUSH -4-3VC-21224-101 | DOOR LOCK | ACCESSORIES | 4-3VC-21224-101 | TSPL | _ | NA | Nos | None | Inventory | EXPLOSION VENT HINGE BUSH -4-3VC-21224-101
3390 | EARTH BUSH FOR OUTDOOR PANEL | BROUGHTOUT | ACCESSORIES | 4-3VC-21225 | REPUTED | - | - | Nos |  | Inventory | EARTH BUSH FOR OUTDOOR PANEL
3391 | ROLLER 4-3VC-21343-101 | DOOR LOCK | ACCESSORIES | 4-3VC-21343-101 | TSPL | _ | NA | Nos | None | Inventory | ROLLER 4-3VC-21343-101
3392 | EXPLOSION VENT HINGE ROD -4-3VC-21496-101 | DOOR LOCK | ACCESSORIES | 4-3VC-21496-101 | TSPL | _ | NA | Nos |  | Inventory | EXPLOSION VENT HINGE ROD -4-3VC-21496-101
3393 | 22KV BUSHING CONTACT BLOT FIXING MS BOLTT-30MMHX20MMDIA | MS HARD | HARDWARE & ACCESSORIES | 4-3VC-26125 | REPUTED | - | NA | Nos |  | Inventory | 22KV BUSHING CONTACT BLOT FIXING MS BOLTT-30MMHX20MMDIA
3394 | MS BLOCK-75X75X15MM THK | BROUGHTOUT | ACCESSORIES | 4-3VC-26126 | REPUTED | _ | NA | Nos |  | Inventory | MS BLOCK-75X75X15MM THK
3395 | MS TENSION SPRING | BROUGHTOUT | ACCESSORIES | 4-3VC-26201 | REPUTED | - | - | Nos |  | Inventory | MS TENSION SPRING
3396 | MS BUSH FOR EARTHSWITCH-OD-12MM,ID-07 MM,HEIGHT-10MM | BROUGHTOUT | ACCESSORIES | 4-3VC-26351 | REPUTED | _ | NA | Nos |  | Inventory | MS BUSH FOR EARTHSWITCH-OD-12MM,ID-07 MM,HEIGHT-10MM
3397 | EARTHING TRUCK BLOCK | BROUGHTOUT | ACCESSORIES | 4-3VC-26596 | REPUTED | _ | NA | Nos |  | Inventory | EARTHING TRUCK BLOCK
3398 | SPRING SUPPORTING PIN FOR EARTHING TRUCK 11/22/33KV | BROUGHTOUT | ACCESSORIES | 4-3VC-26597 | REPUTED | _ | NA | Nos |  | Inventory | SPRING SUPPORTING PIN FOR EARTHING TRUCK 11/22/33KV
3399 | BUSBAR SUPPORT BUSH | BROUGHTOUT | ACCESSORIES | 4-3VC-26598 | REPUTED | _ | NA | Nos |  | Inventory | BUSBAR SUPPORT BUSH
3400 | SPRING LOCKING PIN FOR EARTHING TRUCK 11/22/33KV | BROUGHTOUT | ACCESSORIES | 4-3VC-26599 | REPUTED | _ | NA | Nos |  | Inventory | SPRING LOCKING PIN FOR EARTHING TRUCK 11/22/33KV
3401 | SPRING MTG PIN FOR EARTHING TRUCK 11/22/33KV | BROUGHTOUT | ACCESSORIES | 4-3VC-26600 | REPUTED | _ | NA | Nos |  | Inventory | SPRING MTG PIN FOR EARTHING TRUCK 11/22/33KV
3402 | DOOR WELDED HINGE ALU. FOR JOB NO-3211 | BROUGHTOUT | ACCESSORIES | 4-3VC-26602/101 | TSPL | _ | NA | Nos |  | Inventory | DOOR WELDED HINGE ALU. FOR JOB NO-3211
3403 | OUTER DOOR ASSLY. | BROUGHTOUT | ACCESSORIES | 4-3VC-26700 | REPUTED | _ | NA | Nos |  | Inventory | OUTER DOOR ASSLY.
3404 | DOOR HINGE MALE & FEMALE PIN-4-3VC-26830-01 | HINGE | ACCESSORIES | 4-3VC-26830-01 | TSPL | _ | NA | Nos |  | Inventory | DOOR HINGE MALE & FEMALE PIN-4-3VC-26830-01
3405 | M4 INTERNAL THREADED HEXAGONAL-DIA-M8X70 MM HEIGHT | Mechanical Interlock | ACCESSORIES | 4-3VC-27159-01 | REPUTED | - | - | Nos |  | Inventory | M4 INTERNAL THREADED HEXAGONAL-DIA-M8X70 MM HEIGHT
3406 | 3 POINT LOCK ROD TOP SIDE FOR SIDE METERING BOX | DOOR LOCK | ACCESSORIES | 4-3VC-27895 | TSPL | _ | NA | Nos |  | Inventory | 3 POINT LOCK ROD TOP SIDE FOR SIDE METERING BOX
3407 | 3 POINT LOCK ROD TOP SIDE FOR SIDE METERING BOX FOR JOB NO-3310-02 | DOOR LOCK | ACCESSORIES | 4-3VC-27895-101 | TSPL | _ | NA | Nos |  | Inventory | 3 POINT LOCK ROD TOP SIDE FOR SIDE METERING BOX FOR JOB NO-3310-02
3408 | 3 POINT LOCK ROD BOTTOM SIDE FOR SIDE METERING BOX | DOOR LOCK | ACCESSORIES | 4-3VC-27896 | TSPL | _ | NA | Nos |  | Inventory | 3 POINT LOCK ROD BOTTOM SIDE FOR SIDE METERING BOX
3409 | 3 POINT LOCK ROD BOTTOM SIDE FOR SIDE METERING BOX FOR JOB NO-3310-02 | DOOR LOCK | ACCESSORIES | 4-3VC-27896-101 | TSPL | _ | NA | Nos |  | Inventory | 3 POINT LOCK ROD BOTTOM SIDE FOR SIDE METERING BOX FOR JOB NO-3310-02
3410 | 3 POINT LOCK ROD TOP SIDE FOR BKR.DOOR | DOOR LOCK | ACCESSORIES | 4-3VC-27897 | TSPL | _ | NA | Nos |  | Inventory | 3 POINT LOCK ROD TOP SIDE FOR BKR.DOOR
3411 | 3 POINT LOCK ROD BOTTOM SIDE FOR BKR.DOOR FOR-3186,87 | DOOR LOCK | ACCESSORIES | 4-3VC-27898 | TSPL | _ | NA | Nos |  | Inventory | 3 POINT LOCK ROD BOTTOM SIDE FOR BKR.DOOR FOR-3186,87
3412 | 33kV OD PANEL OUTER VCB DOOR 3POINT LOCK ROD TOP-NEW TYPE | DOOR LOCK | ACCESSORIES | 4-3VC-28313 | TSPL | _ | NA | Nos |  | Inventory | 33kV OD PANEL OUTER VCB DOOR 3POINT LOCK ROD TOP-NEW TYPE
3413 | 33kV OD PANEL OUTER VCB DOOR 3POINT LOCK ROD TOP-NEW TYPE-3290-2500 HT OD PANEL | DOOR LOCK | ACCESSORIES | 4-3VC-28313-101 | TSPL | _ | NA | Nos |  | Inventory | 33kV OD PANEL OUTER VCB DOOR 3POINT LOCK ROD TOP-NEW TYPE-3290-2500 HT OD PANEL
3414 | 33kV OD PANEL OUTER VCB DOOR 3POINT LOCK ROD TOP.-JOB NO-3476-02 | DOOR LOCK | ACCESSORIES | 4-3VC-28313-103-TOP | TSPL | _ | NA | Nos |  | Inventory | 33kV OD PANEL OUTER VCB DOOR 3POINT LOCK ROD TOP.-JOB NO-3476-02
3415 | 33kV OD PANEL OUTER VCB DOOR 3POINT LOCK ROD BTM.-NEW TYPE | DOOR LOCK | ACCESSORIES | 4-3VC-28314 | TSPL | _ | NA | Nos |  | Inventory | 33kV OD PANEL OUTER VCB DOOR 3POINT LOCK ROD BTM.-NEW TYPE
3416 | 33kV OD PANEL OUTER VCB DOOR 3POINT LOCK ROD BTM.-NEW TYPE-3290-2500 HT-OD PANEL | DOOR LOCK | ACCESSORIES | 4-3VC-28314-101 | TSPL | _ | NA | Nos |  | Inventory | 33kV OD PANEL OUTER VCB DOOR 3POINT LOCK ROD BTM.-NEW TYPE-3290-2500 HT-OD PANEL
3417 | 33kV OD PANEL OUTER VCB DOOR 3POINT LOCK ROD BTM.-JOB NO-3476-02 | DOOR LOCK | ACCESSORIES | 4-3VC-28314-104 | TSPL | _ | NA | Nos |  | Inventory | 33kV OD PANEL OUTER VCB DOOR 3POINT LOCK ROD BTM.-JOB NO-3476-02
3418 | REAR OPERATING ES ROD-350HXDIA-20 MM | BROUGHTOUT | ACCESSORIES | 4-3VC-30281 | REPUTED | _ | NA | Nos |  | Inventory | REAR OPERATING ES ROD-350HXDIA-20 MM
3419 | REAR OPERATING ES ROD-260HXDIA-20 MM | BROUGHTOUT | ACCESSORIES | 4-3VC-30281-101 | REPUTED | _ | NA | Nos |  | Inventory | REAR OPERATING ES ROD-260HXDIA-20 MM
3420 | FRONT OPERATING VCB INTERLOCK- ROD-650HXDIA-20 MM | BROUGHTOUT | ACCESSORIES | 4-3VC-30281-102 | REPUTED | _ | NA | Nos |  | Inventory | FRONT OPERATING VCB INTERLOCK- ROD-650HXDIA-20 MM
3421 | REAR OPERATING ES ROD-300 LGXDIA-20 MM | BROUGHTOUT | ACCESSORIES | 4-3VC-30281-103 | REPUTED | _ | NA | Nos |  | Inventory | REAR OPERATING ES ROD-300 LGXDIA-20 MM
3422 | ALUMINIUM AQUARE BLOCK FOR SHUTTER ASSLY. | BROUGHTOUT | ACCESSORIES | 4-3VC-3106-003 | REPUTED | _ | NA | Nos |  | Inventory | ALUMINIUM AQUARE BLOCK FOR SHUTTER ASSLY.
3423 | SHUTTER SUPPORTING ROD | SHUTTER ASSLY | ACCESSORIES | 4-3VC-3106-004 | REPUTED | - | - | Nos |  | Inventory | SHUTTER SUPPORTING ROD
3424 | 3 POINT LOCK ROD TOP (CRP PANEL-2000 HT)-JOB NO-3397-00 | DOOR LOCK | ACCESSORIES | 4-3VC-31491 | TSPL | _ | NA | Nos |  | Inventory | 3 POINT LOCK ROD TOP (CRP PANEL-2000 HT)-JOB NO-3397-00
3425 | 3 POINT LOCK ROD TOP (CRP PANEL-2175 HT)-JOB NO-3362-01-02-03 | DOOR LOCK | ACCESSORIES | 4-3VC-31491-101 | TSPL | _ | NA | Nos |  | Inventory | 3 POINT LOCK ROD TOP (CRP PANEL-2175 HT)-JOB NO-3362-01-02-03
3426 | 3 POINT LOCK ROD BOTTOM (CRP PANEL-2000 HT)-JOB NO-3397-00 | DOOR LOCK | ACCESSORIES | 4-3VC-31492 | TSPL | _ | NA | Nos |  | Inventory | 3 POINT LOCK ROD BOTTOM (CRP PANEL-2000 HT)-JOB NO-3397-00
3427 | 3 POINT LOCK ROD BOTTOM (CRP PANEL-2175 HT)-JOB NO-3362-01-02-03 | DOOR LOCK | ACCESSORIES | 4-3VC-31492-101 | TSPL | _ | NA | Nos |  | Inventory | 3 POINT LOCK ROD BOTTOM (CRP PANEL-2175 HT)-JOB NO-3362-01-02-03
3428 | 33kV OD PANEL BREAKER-2600H DOUBLE DOOR LOCK MODIFIED ROD TOP-IAT | DOOR LOCK | ACCESSORIES | 4-3VC-3217-TOP | TSPL | _ | NA | Nos |  | Inventory | 33kV OD PANEL BREAKER-2600H DOUBLE DOOR LOCK MODIFIED ROD TOP-IAT
3429 | RACKING SPINDLE NYLON- NUT | BROUGHTOUT | ACCESSORIES | 4-3VC-33736 | REPUTED | _ | NA | Nos |  | Inventory | RACKING SPINDLE NYLON- NUT
3430 | BREAKER-RACKING-HANDLE | BROUGHTOUT | ACCESSORIES | 4-3VC-33737 | REPUTED | _ | NA | Nos |  | Inventory | BREAKER-RACKING-HANDLE
3431 | 3 POINT LOCK ROD TOP SIDE METERING-2600H-3530 | DOOR LOCK | ACCESSORIES | 4-3VC-33746-A-TOP | TSPL | _ | NA | Nos |  | Inventory | 3 POINT LOCK ROD TOP SIDE METERING-2600H-3530
3432 | DOOR HANDLE WELDED PLATE FOR SKID MOUNTED PANEL | SKID PANEL | ACCESSORIES | 4-3VC-6076/201 | - | - | NA | Nos |  | Inventory | DOOR HANDLE WELDED PLATE FOR SKID MOUNTED PANEL
3433 | DOOR HANDLE FOR SKID MOUNTED PANEL | SKID PANEL | ACCESSORIES | 4-3VC-6076/301 | - | - | NA | Nos |  | Inventory | DOOR HANDLE FOR SKID MOUNTED PANEL
3434 | DOOR HANDLE RESTING WELDED U CLAMP FOR SKID MOUNTED PANEL | SKID PANEL | ACCESSORIES | 4-3VC-6076/401 | - | - | NA | Nos |  | Inventory | DOOR HANDLE RESTING WELDED U CLAMP FOR SKID MOUNTED PANEL
3435 | TRAY MTG.BUSH | BROUGHTOUT | ACCESSORIES | 4-3VC-7672 | REPUTED | _ | NA | Nos |  | Inventory | TRAY MTG.BUSH
3436 | CASTER WHEEL MTG PLATE | BROUGHTOUT | ACCESSORIES | 4-3VC-7673 | REPUTED | - | - | Nos |  | Inventory | CASTER WHEEL MTG PLATE
3437 | WELDED STRIP FOR BREAKER TRAY | BROUGHTOUT | ACCESSORIES | 4-3VC-7676 | REPUTED | - | - | Nos |  | Inventory | WELDED STRIP FOR BREAKER TRAY
3438 | WELDED BLOCK | BROUGHTOUT | ACCESSORIES | 4-3VC-7677 | REPUTED | _ | NA | Nos |  | Inventory | WELDED BLOCK
3439 | M20 MS NUT FOR BREAKER MOUNTING TROLLEY | BROUGHTOUT | ACCESSORIES | 4-3VC-7678 | REPUTED | _ | NA | Nos |  | Inventory | M20 MS NUT FOR BREAKER MOUNTING TROLLEY
3440 | BREAKER TRAY MTG.BOLT | BROUGHTOUT | ACCESSORIES | 4-3VC-7679-101 | REPUTED | _ | NA | Nos |  | Inventory | BREAKER TRAY MTG.BOLT
3441 | HINGE BUSH | BROUGHTOUT | ACCESSORIES | 4-3VC-7679-A | REPUTED | _ | NA | Nos |  | Inventory | HINGE BUSH
3442 | HINGE PIN | BROUGHTOUT | ACCESSORIES | 4-3VC-7679-B | REPUTED | _ | NA | Nos |  | Inventory | HINGE PIN
14067 | REF615 NUMERICAL, COMMUNICABLE TYPE, IDMT & INST. O/C + E/F RELAY, NON DRAWOUT, FUNCTIONS: (50+51+50N+51N+95+60+27+59+67+67N),DIRECTIONAL EF; FLUSH MOUNTING, AUX. VOLTAGE: 110V DC, CONTACTS: 16 BI + 10 BO, In: 1A,WITH MODBUS PROTOCOL RS485 PORT+ IEC61850 PROTOCOL, WITH RIO600 CARD, ORDERING CODE-REF615-F-HBFFAEAGABC1ANA11G | RELAY | SWITCHGEAR | REF615-F-HBFFAEAGABC1ANA11G | ABB | _ | NA | Nos |  | Inventory | REF615 NUMERICAL, COMMUNICABLE TYPE, IDMT & INST. O/C + E/F RELAY, NON DRAWOUT, FUNCTIONS: (50+51+50N+51N+95+60+27+59+67+67N),DIRECTIONAL EF; FLUSH MOUNTING, AUX. VOLTAGE: 110V DC, CONTACTS: 16 BI + 10 BO, In: 1A,WITH MODBUS PROTOCOL RS485 PORT+ IEC61850 PROTOCOL, WITH RIO600 CARD, ORDERING CODE-REF615-F-HBFFAEAGABC1ANA11G
3444 | Breaker Door locking bar - 1000W Drg No. 4-3VC-9672 | BROUGHTOUT | ACCESSORIES | 4-3VC-9672 | TSPL | _ | NA | Nos | None | Inventory | Breaker Door locking bar - 1000W Drg No. 4-3VC-9672
3445 | CASTING HINGES WITHOUT HOLE DRAWING NO: 4-3VC-9841 | HINGE | ACCESSORIES | 4-3VC-9841-CASTING-HINGE | TSPL | _ | NA | Nos |  | Inventory | CASTING HINGES WITHOUT HOLE DRAWING NO: 4-3VC-9841
3446 | EARTH SWITCH OPERATING SHAFT -900HXDIA-25 MM FOR SIDE OPERATING,INDOOR PANEL | BROUGHTOUT | ACCESSORIES | 4-3VD-10176 | REPUTED | _ | NA | Nos |  | Inventory | EARTH SWITCH OPERATING SHAFT -900HXDIA-25 MM FOR SIDE OPERATING,INDOOR PANEL
3447 | CATELLOCK BUSH FOR EARTHING SWITCH | BROUGHTOUT | ACCESSORIES | 4-3VD-12341 | REPUTED | _ | NA | Nos |  | Inventory | CATELLOCK BUSH FOR EARTHING SWITCH
3448 | CASTELLOCK SMALL BUS H FOR EATRTH SWITCH | BROUGHTOUT | ACCESSORIES | 4-3VD-12341/01 | REPUTED | _ | NA | Nos |  | Inventory | CASTELLOCK SMALL BUS H FOR EATRTH SWITCH
3449 | PT RAILWHEEL FOR-22,33KV-DIA-40MM,HEIGHT-22MM-MS | BROUGHTOUT | ACCESSORIES | 4-3VD-14131-MS | TSPL | _ | NA | Nos |  | Inventory | PT RAILWHEEL FOR-22,33KV-DIA-40MM,HEIGHT-22MM-MS
3450 | PT RAILWHEEL FOR-22,33KV-DIA-40MM,HEIGHT-22MM-SS-304 | BROUGHTOUT | ACCESSORIES | 4-3VD-14131-SS-304 | TSPL | _ | NA | Nos |  | Inventory | PT RAILWHEEL FOR-22,33KV-DIA-40MM,HEIGHT-22MM-SS-304
3451 | BUSH FOR PT WHEEL-22,33KV-DIA-14MM,HEIGHT-10MM-MS | BROUGHTOUT | ACCESSORIES | 4-3VD-14132-MS | TSPL | _ | NA | Nos |  | Inventory | BUSH FOR PT WHEEL-22,33KV-DIA-14MM,HEIGHT-10MM-MS
3452 | BUSH FOR PT WHEEL-22,33KV-DIA-14MM,HEIGHT-10MM-SS-304 | BROUGHTOUT | ACCESSORIES | 4-3VD-14132-SS-304 | TSPL | _ | NA | Nos |  | Inventory | BUSH FOR PT WHEEL-22,33KV-DIA-14MM,HEIGHT-10MM-SS-304
3453 | DOOR INTERLOCK SHAFT-MS | Mechanical Interlock | ACCESSORIES | 4-3VD-22451-MS | REPUTED | - | - | Nos |  | Inventory | DOOR INTERLOCK SHAFT-MS
3454 | DOOR INTERLOCK SHAFT-SS-304 | Mechanical Interlock | ACCESSORIES | 4-3VD-22451-SS-304 | REPUTED | - | - | Nos |  | Inventory | DOOR INTERLOCK SHAFT-SS-304
3455 | M4 INTERNAL THREADED HEXAGONAL-MS | Mechanical Interlock | ACCESSORIES | 4-3VD-22552-101-MS | REPUTED | - | - | Nos |  | Inventory | M4 INTERNAL THREADED HEXAGONAL-MS
3456 | M4 INTERNAL THREADED HEXAGONAL-SS-304 | Mechanical Interlock | ACCESSORIES | 4-3VD-22552-101-SS-304 | REPUTED | - | - | Nos |  | Inventory | M4 INTERNAL THREADED HEXAGONAL-SS-304
3457 | M4 INTERNAL THREADED HEXAGONAL-SS304 | Mechanical Interlock | ACCESSORIES | 4-3VD-22552-101-SS304 | REPUTED | - | - | Nos |  | Inventory | M4 INTERNAL THREADED HEXAGONAL-SS304
3458 | MS SPRING-MS | Mechanical Interlock | ACCESSORIES | 4-3VD-22552-102-MS | REPUTED | - | - | Nos |  | Inventory | MS SPRING-MS
3459 | MS SPRING-SS-304 | Mechanical Interlock | ACCESSORIES | 4-3VD-22552-102-SS-304 | REPUTED | - | - | Nos |  | Inventory | MS SPRING-SS-304
3460 | WHEEL SUPPORTER TOP FOR 33KV, LENGHT 835MM, WIDTH - 50MM, THICK - 10MM, DRG NO: 4-3VD-24177 | PT TROLLEY | ACCESSORIES | 4-3VD-24177 | TSPL | 33 | - | Nos |  | Inventory | WHEEL SUPPORTER TOP FOR 33KV, LENGHT 835MM, WIDTH - 50MM, THICK - 10MM, DRG NO: 4-3VD-24177
3461 | WHEEL SUPPORTER BOTTOM FOR 33KV, LENGHT 835MM, WIDTH - 50MM, THICK - 16MM, DRG NO: 4-3VD-24178 | PT TROLLEY | ACCESSORIES | 4-3VD-24178 | TSPL | 33 | - | Nos |  | Inventory | WHEEL SUPPORTER BOTTOM FOR 33KV, LENGHT 835MM, WIDTH - 50MM, THICK - 16MM, DRG NO: 4-3VD-24178
3462 | PT TROLLEY ROD FOR 22/33 KV PANEL DRG NO -4-3VD-24185 | DOOR LOCK | ACCESSORIES | 4-3VD-24185 | TSPL | _ | NA | Nos |  | Inventory | PT TROLLEY ROD FOR 22/33 KV PANEL DRG NO -4-3VD-24185
3463 | M8 MS BUSH OD REAR COVER | BROUGHTOUT | ACCESSORIES | 4-3VD-25550 | TSPL | - | - | Nos |  | Inventory | M8 MS BUSH OD REAR COVER
3464 | EARTH SWITCH ROD FOR INDOOR PANEL -1060HXDIA-20 MM FOR INDOOR PANEL | BROUGHTOUT | ACCESSORIES | 4-3VD-26101 | REPUTED | _ | NA | Nos |  | Inventory | EARTH SWITCH ROD FOR INDOOR PANEL -1060HXDIA-20 MM FOR INDOOR PANEL
3465 | EARTH SWITCH ROD FOR INDOOR PANEL -1000HXDIA-25 MM FOR INDOOR PANEL | BROUGHTOUT | ACCESSORIES | 4-3VD-26102 | REPUTED | _ | NA | Nos |  | Inventory | EARTH SWITCH ROD FOR INDOOR PANEL -1000HXDIA-25 MM FOR INDOOR PANEL
3466 | EARTH SWITCH ROD-850HXDIA-20 MM FOR INDOOR PANEL | BROUGHTOUT | ACCESSORIES | 4-3VD-26102-101 | REPUTED | _ | NA | Nos |  | Inventory | EARTH SWITCH ROD-850HXDIA-20 MM FOR INDOOR PANEL
3467 | 33KV BUSHING CAP | SHROUD | BUSBAR & ACCESSORIES | 4-3VD-27008/202 | REPUTED | _ | NA | Nos |  | Inventory | 33KV BUSHING CAP
3468 | 3 POINT LOCK BTM. ROD FOR METERING DOOR-33KV INDOOR PANEL | DOOR LOCK | ACCESSORIES | 4-3VD-27057-01 | TSPL | _ | NA | Nos |  | Inventory | 3 POINT LOCK BTM. ROD FOR METERING DOOR-33KV INDOOR PANEL
3469 | 3 POINT LOCK TOP ROD FOR METERING DOOR-33KV INDOOR PANEL | DOOR LOCK | ACCESSORIES | 4-3VD-27058 | TSPL | _ | NA | Nos |  | Inventory | 3 POINT LOCK TOP ROD FOR METERING DOOR-33KV INDOOR PANEL
3470 | EARTHING TRUCK FINGER BUSH(ALU.MATERIAL) | BROUGHTOUT | ACCESSORIES | 4-3VD-27191 | REPUTED | _ | NA | Nos |  | Inventory | EARTHING TRUCK FINGER BUSH(ALU.MATERIAL)
3471 | EARTH SWITCH BREACKER LOCKING FLAP-237X50 X8mm FOR-3123 | BROUGHTOUT | ACCESSORIES | 4-3VD-27194 | REPUTED | _ | NA | Nos |  | Inventory | EARTH SWITCH BREACKER LOCKING FLAP-237X50 X8mm FOR-3123
3472 | EARTH SWITCH OPERATING ROD,1265MM LONG | BROUGHTOUT | ACCESSORIES | 4-3VD-27311 | STERING | _ | NA | Nos |  | Inventory | EARTH SWITCH OPERATING ROD,1265MM LONG
3473 | M6 THREADED STUD FOR-3123 | BROUGHTOUT | ACCESSORIES | 4-3VD-27435/101 | REPUTED | _ | NA | Nos |  | Inventory | M6 THREADED STUD FOR-3123
3474 | FRP ROD FOR EMERGENCY TRIP ASSEMBLY SUITABLE FOR 33KV ZS2 PANEL | EMERGENCY TRIP ASSLY | ACCESSORIES | 4-3VD-27440 | REPUTED | - | - | Nos |  | Inventory | FRP ROD FOR EMERGENCY TRIP ASSEMBLY SUITABLE FOR 33KV ZS2 PANEL
3475 | FRP BUSH FOR EMERGENCY TRIP ASEMBLLY SUITABLE FOR 33KV ZS2 | EMERGENCY TRIP ASSLY | ACCESSORIES | 4-3VD-27441 | REPUTED | - | - | Nos |  | Inventory | FRP BUSH FOR EMERGENCY TRIP ASEMBLLY SUITABLE FOR 33KV ZS2
3476 | EARTH SWITCH OPERATING HANDLE for-3123-GE | BROUGHTOUT | ACCESSORIES | 4-3VD-27469 | TSPL | _ | NA | Nos |  | Inventory | EARTH SWITCH OPERATING HANDLE for-3123-GE
3477 | 4-3VD-31896-ES- SHAFT-COUPLER | BROUGHTOUT | ACCESSORIES | 4-3VD-31896 | - | - | - | Nos |  | - | 4-3VD-31896-ES- SHAFT-COUPLER
3478 | FIX CONTACT FOR EARTH SWITCH | CU BUSBAR | BUSBAR & ACCESSORIES | 4-3VD-32216 | REPUTED | - | NA | KGS |  | Inventory | FIX CONTACT FOR EARTH SWITCH
3479 | SHUTTER ROD 33KV | BROUGHTOUT | ACCESSORIES | 4-3VD-33466 | REPUTED | _ | NA | Nos |  | Inventory | SHUTTER ROD 33KV
3480 | 4-6sq.mm FLAT LUG INSULATED | LUG | WIRE & ACCESSORIES | 4-6SQ.MM-FLAT-LUG-INSUL. | REPUTED | - | - | Nos. |  | Inventory | 4-6sq.mm FLAT LUG INSULATED
3481 | 4-6sq.mm, Fork type non-insulated Lug | LUG | WIRE & ACCESSORIES | 4-6SQ.MM-FORK-LUG-NON-INSUL. | REPUTED | - | - | Nos. |  | Inventory | 4-6sq.mm, Fork type non-insulated Lug
3482 | 4-6sq.mm, Ring type non-insulated Lug- E10 | LUG | WIRE & ACCESSORIES | 4-6SQ.MM-RING-E10-LUG-NON-INSUL. | REPUTED | - | - | Nos. |  | Inventory | 4-6sq.mm, Ring type non-insulated Lug- E10
3483 | 4-6sq.mm, Ring type Non-Insulated LUG-E12 | LUG | WIRE & ACCESSORIES | 4-6SQ.MM-RING-E12-LUG-NON-INSUL. | REPUTED | - | - | Nos. |  | Inventory | 4-6sq.mm, Ring type Non-Insulated LUG-E12
3484 | 4-6sq.mm, Ring type insulated Lug- E5 | LUG | WIRE & ACCESSORIES | 4-6SQ.MM-RING-E5-LUG-INSUL. | REPUTED | - | - | Nos. |  | Inventory | 4-6sq.mm, Ring type insulated Lug- E5
3485 | 4-6sq.mm, Ring type non-insulated Lug- E5 | LUG | WIRE & ACCESSORIES | 4-6SQ.MM-RING-E5-LUG-NON-INSUL. | REPUTED | - | - | Nos. |  | Inventory | 4-6sq.mm, Ring type non-insulated Lug- E5
3486 | 4-6sq.mm, Ring type insulated Lug-E6 | LUG | WIRE & ACCESSORIES | 4-6SQ.MM-RING-E6-LUG-INSUL. | REPUTED | - | - | Nos. |  | Inventory | 4-6sq.mm, Ring type insulated Lug-E6
3487 | 4-6sq.mm, Ring type non-insulated Lug- E6 | LUG | WIRE & ACCESSORIES | 4-6SQ.MM-RING-E6-LUG-NON-INSUL. | REPUTED | - | - | Nos. |  | Inventory | 4-6sq.mm, Ring type non-insulated Lug- E6
3488 | 4-6sq.mm, Ring type insulated Lug- E8 | LUG | WIRE & ACCESSORIES | 4-6SQ.MM-RING-E8-LUG-INSUL. | REPUTED | - | - | Nos. |  | Inventory | 4-6sq.mm, Ring type insulated Lug- E8
3489 | 4-6sq.mm, Ring type non- insulated Lug- E8 | LUG | WIRE & ACCESSORIES | 4-6SQ.MM-RING-E8-LUG-NON-INSUL. | REPUTED | - | - | Nos. |  | Inventory | 4-6sq.mm, Ring type non- insulated Lug- E8
3490 | MS BUSH FOR EARTHING SWITCH | BROUGHTOUT | ACCESSORIES | 4-ES-14666 | REPUTED | _ | NA | Nos |  | Inventory | MS BUSH FOR EARTHING SWITCH
3491 | MS BUSH FOR O/D METERING DOOR | BROUGHTOUT | ACCESSORIES | 4-MD-20180713 | TSPL | _ | NA | Nos | None | Inventory | MS BUSH FOR O/D METERING DOOR
3492 | STEP MS BUSH FOR O/D COVER | BROUGHTOUT | ACCESSORIES | 4-MD-20180714 | TSPL | _ | NA | Nos | None | Inventory | STEP MS BUSH FOR O/D COVER
3493 | 4.0sqmm flat insulated lugs | LUG | WIRE & ACCESSORIES | 4.0SQ.MM-FLAT-LUG-INSUL. | REPUTED | - | - | Nos. |  | Inventory | 4.0sqmm flat insulated lugs
3494 | 4.0sqmm fork type insulated lugs | LUG | WIRE & ACCESSORIES | 4.0SQ.MM-FORK--LUG-INSUL. | REPUTED | - | - | Nos. |  | Inventory | 4.0sqmm fork type insulated lugs
3495 | 4.0sq.mm, Fork type insulated Lug | LUG | WIRE & ACCESSORIES | 4.0SQ.MM-FORK-LUG-INSUL. | REPUTED | - | - | Nos. |  | Inventory | 4.0sq.mm, Fork type insulated Lug
3496 | 4.0sq.mm, Pin type insulated Lug | LUG | WIRE & ACCESSORIES | 4.0SQ.MM-PIN-LUG-INSUL. | REPUTED | _ | NA | Nos |  | Inventory | 4.0sq.mm, Pin type insulated Lug
3497 | 4.0sq.mm, Pin type non-insulated Lug | LUG | WIRE & ACCESSORIES | 4.0SQ.MM-PIN-LUG-NON-INSUL. | REPUTED | - | - | Nos. |  | Inventory | 4.0sq.mm, Pin type non-insulated Lug
3498 | 4.7MM | FERULES TUBE | WIRE & ACCESSORIES | 4.7MM-TUBE | TRISHUL | _ | NA | MTRS |  | Inventory | 4.7MM
3499 | KIT FOR XT4 3-4 POLES MCCB.500X600(HXW) | ArTuK | LV PANEL | 400A-T4-KIT-5M | ABB | - | - | KGS |  | Inventory | KIT FOR XT4 3-4 POLES MCCB.500X600(HXW)
3500 | KIT FOR XT4 3-4 POLES MCCB,600X600(HXW) | ArTuK | LV PANEL | 400A-T4-KIT-6M | ABB | - | - | KGS |  | Inventory | KIT FOR XT4 3-4 POLES MCCB,600X600(HXW)
14068 | REF615 NUMERICAL, COMMUNICABLE TYPE, IDMT & INST. O/C + E/F RELAY, NON DRAWOUT, FUNCTIONS: (50+51+50N+51N+95+60+27+59+67+67N),DITRCTIONAL EF; FLUSH MOUNTING, AUX. VOLTAGE: 110V DC, CONTACTS: 16 BI + 10 BO, In: 1A,WITH MODBUS PROTOCOL RS485 PORT, ORDERING CODE-REF615-F-HBFFAEAGANB1ANA11G | RELAY | SWITCHGEAR | REF615-F-HBFFAEAGANB1ANA11G | ABB | _ | NA | Nos |  | Inventory | REF615 NUMERICAL, COMMUNICABLE TYPE, IDMT & INST. O/C + E/F RELAY, NON DRAWOUT, FUNCTIONS: (50+51+50N+51N+95+60+27+59+67+67N),DITRCTIONAL EF; FLUSH MOUNTING, AUX. VOLTAGE: 110V DC, CONTACTS: 16 BI + 10 BO, In: 1A,WITH MODBUS PROTOCOL RS485 PORT, ORDERING CODE-REF615-F-HBFFAEAGANB1ANA11G
14069 | REF615 NUMERICAL, COMMUNICABLE TYPE, IDMT & INST. O/C + E/F RELAY, NON DRAWOUT, FUNCTIONS: (50+51+50N+51N+95+60+27+59+67+67N), FLUSH MOUNTING, AUX. VOLTAGE: 110V DC, CONTACTS: 16 BI + 10 BO, In: 1A, ORDERING CODE-REF615-F HBFFAEAGAND1BNA11G | RELAY | SWITCHGEAR | REF615-F-HBFFAEAGAND1BNA11G | ABB | _ | NA | Nos |  | Inventory | REF615 NUMERICAL, COMMUNICABLE TYPE, IDMT & INST. O/C + E/F RELAY, NON DRAWOUT, FUNCTIONS: (50+51+50N+51N+95+60+27+59+67+67N), FLUSH MOUNTING, AUX. VOLTAGE: 110V DC, CONTACTS: 16 BI + 10 BO, In: 1A, ORDERING CODE-REF615-F HBFFAEAGAND1BNA11G
14070 | REF - Numerical Multifunction, Relay Communicable,With IEC6850 protocol with Ethernet 100Base FX (LC) ,Directional O/C & E/F and voltage protection, 4CT+5VT, Large LCD with single line diagram,16BI + 10BO | RELAY | SWITCHGEAR | REF615-F-HBFFAEAGNAA1BNA11G | ABB | _ | NA | Nos |  | Inventory | REF - Numerical Multifunction, Relay Communicable,With IEC6850 protocol with Ethernet 100Base FX (LC) ,Directional O/C & E/F and voltage protection, 4CT+5VT, Large LCD with single line diagram,16BI + 10BO
14071 | TYP: REF615, FUNCTION: ARC FLASH SENSOR/DETECTOR, AUX. VOLTAGE: 24V DC. | RELAY | SWITCHGEAR | REF615-F-HBFFAEFCANB1ABA21G | ABB | _ | NA | Nos |  | Inventory | TYP: REF615, FUNCTION: ARC FLASH SENSOR/DETECTOR, AUX. VOLTAGE: 24V DC.
14072 | TYPE:REF615 MULTIFUNCTION RELAY, FLUSH MOUNTING, DRAWOUT TYPE, FUNCTIONS: (50+51+50N+51N+27+59), FLUSH MOUNTING, AUX. VOLTAGE: 220V DC, CONTACTS: 12 BI + 10 BO, In: 1A, WITH MODBUS PROTOCOL & RS-485 PORT | - | SWITCHGEAR | REF615-HBFEAEAGANB1ANA11G | ABB | _ | NA | Nos |  | Inventory | TYPE:REF615 MULTIFUNCTION RELAY, FLUSH MOUNTING, DRAWOUT TYPE, FUNCTIONS: (50+51+50N+51N+27+59), FLUSH MOUNTING, AUX. VOLTAGE: 220V DC, CONTACTS: 12 BI + 10 BO, In: 1A, WITH MODBUS PROTOCOL & RS-485 PORT
14073 | TYPE: REF615, NUMERICAL TYPE, FUNCTIONS: (50+51+50N+51N+50LBB+46+27+59+60+67+67N+81O+81U), FLUSH MOUNTING, NON-DRAWOUT TYPE, CONTACTS: 16 BI + 10 BO CONTACTS, WITH IEC61850 + MODBUS PROTOCOL,AUX SUPPLY ;110VDC | RELAY | SWITCHGEAR | REF615-J-HBFJAEAGABC1ANA11G | ABB | _ | NA | Nos |  | Inventory | TYPE: REF615, NUMERICAL TYPE, FUNCTIONS: (50+51+50N+51N+50LBB+46+27+59+60+67+67N+81O+81U), FLUSH MOUNTING, NON-DRAWOUT TYPE, CONTACTS: 16 BI + 10 BO CONTACTS, WITH IEC61850 + MODBUS PROTOCOL,AUX SUPPLY ;110VDC
14074 | REF615-J- 3P Multifunction Relay DrawoutType, Functions: 50+51+50N+51N+67+67N+27+59+95+81+6 0+25, Flush Mounting, Contact: 16DI + 10DO Aux Voltage: 110V DC, In: 1A, With RS485 Port Modbus Protoco ordering code - HBFJAEAGANB1ANA11G | RELAY | SWITCHGEAR | REF615-J-HBFJAEAGANB1ANA11G | ABB | _ | NA | Nos |  | Inventory | REF615-J- 3P Multifunction Relay DrawoutType, Functions: 50+51+50N+51N+67+67N+27+59+95+81+6 0+25, Flush Mounting, Contact: 16DI + 10DO Aux Voltage: 110V DC, In: 1A, With RS485 Port Modbus Protoco ordering code - HBFJAEAGANB1ANA11G
14075 | REF615 - Multifunction Relay, Drawout Type,Model : K, Functions: 50+51+50N+51N+27+59+81+67+67N+79+25,12BI+10BO;Vn:110VAC;Flush Mounting,Aux Voltage: 48-240 V DC,, COMMUNICABLE WITH IEC61850 PROTOCOL | RELAY | SWITCHGEAR | REF615-K-HBFKBCADNBA1BAN11G | ABB | _ | NA | Nos |  | Inventory | REF615 - Multifunction Relay, Drawout Type,Model : K, Functions: 50+51+50N+51N+27+59+81+67+67N+79+25,12BI+10BO;Vn:110VAC;Flush Mounting,Aux Voltage: 48-240 V DC,, COMMUNICABLE WITH IEC61850 PROTOCOL
14076 | RELAY, TYPE-REF615_N, AUX SUPPLY-230V AC, CTR-5A, PORT-WITH RS485. | RELAY | SWITCHGEAR | REF615N-HBFNAEAGANB1BNA11G | ABB | _ | NA | Nos |  | Inventory | RELAY, TYPE-REF615_N, AUX SUPPLY-230V AC, CTR-5A, PORT-WITH RS485.
14078 | RELAY, REG615_D, AUX SUPPLY-24V DC, CTR-5A, PTR-IEC61850 + RS485, PORT-, CONTACTS-16DI+10DO | RELAY | SWITCHGEAR | REG615D-HBGDBCADABC1BDN21G | ABB | _ | NA | Nos |  | Inventory | RELAY, REG615_D, AUX SUPPLY-24V DC, CTR-5A, PTR-IEC61850 + RS485, PORT-, CONTACTS-16DI+10DO
14079 | MULTIFUNCTION RELAY (50+51+50N+51N) | RELAY | SWITCHGEAR | REJ601 | ABB | _ | NA | Nos |  | Inventory | MULTIFUNCTION RELAY (50+51+50N+51N)
14080 | O/C E/F RELAY - 3P ,MICROPROCESSOR BASED NUMERICAL TYPE , NON -DRAWOUT FLUSH , RS485 COMMUNICABLE TYPE, FUNCTIONS: (50+51+50N+51N+95), WITH 4 B/I & 6 B/O, AUX. VOLT. : 24-240V AC/DC, In: 1/5A, FREQ.: 50-60 HZ., ORDERING CODE - REJ601BF446BE1NI | RELAY | SWITCHGEAR | REJ601-1/5A REJ601BF446BE1NI | ABB | _ | NA | Nos | None | Inventory | O/C E/F RELAY - 3P ,MICROPROCESSOR BASED NUMERICAL TYPE , NON -DRAWOUT FLUSH , RS485 COMMUNICABLE TYPE, FUNCTIONS: (50+51+50N+51N+95), WITH 4 B/I & 6 B/O, AUX. VOLT. : 24-240V AC/DC, In: 1/5A, FREQ.: 50-60 HZ., ORDERING CODE - REJ601BF446BE1NI
14081 | O/C E/F RELAY - 3P ,MICROPROCESSOR BASED NUMERICAL TYPE , NON -DRAWOUT FLUSH , NON COMMUNICABLE TYPE, FUNCTIONS: (50+51+50N+51N+95), WITH 4 B/I & 6 B/O, AUX. VOLT. : 24-240V AC/DC, In: 1A, FREQ.: 50-60 HZ., ORDERING CODE - REJ601BD446NC1NH | RELAY | SWITCHGEAR | REJ601-1A NON-COMM | ABB | _ | NA | Nos | None | Inventory | O/C E/F RELAY - 3P ,MICROPROCESSOR BASED NUMERICAL TYPE , NON -DRAWOUT FLUSH , NON COMMUNICABLE TYPE, FUNCTIONS: (50+51+50N+51N+95), WITH 4 B/I & 6 B/O, AUX. VOLT. : 24-240V AC/DC, In: 1A, FREQ.: 50-60 HZ., ORDERING CODE - REJ601BD446NC1NH
14082 | O/C E/F RELAY - 3P ,MICROPROCESSOR BASED NUMERICAL TYPE , NON -DRAWOUT FLUSH , RS485 COMMUNICABLE TYPE, FUNCTIONS: (50+51+50N+51N+95), WITH 4 B/I & 6 B/O, AUX. VOLT. : 24-240V AC/DC, In: 1A, FREQ.: 50-60 HZ., ORDERING CODE - REJ601BD446BC1NH | RELAY | SWITCHGEAR | REJ601-1A-RS485 | ABB | _ | NA | Nos |  | Inventory | O/C E/F RELAY - 3P ,MICROPROCESSOR BASED NUMERICAL TYPE , NON -DRAWOUT FLUSH , RS485 COMMUNICABLE TYPE, FUNCTIONS: (50+51+50N+51N+95), WITH 4 B/I & 6 B/O, AUX. VOLT. : 24-240V AC/DC, In: 1A, FREQ.: 50-60 HZ., ORDERING CODE - REJ601BD446BC1NH
14083 | O/C E/F RELAY - 3P ,MICROPROCESSOR BASED NUMERICAL TYPE , NON -DRAWOUT FLUSH , RS485 COMMUNICABLE TYPE, FUNCTIONS: (50+51+50N+51N+95+50LBB), WITH 4 B/I & 6 B/O, AUX. VOLT. : 24-240V AC/DC, In: 1A, FREQ.: 50-60 HZ., ORDERING CODE - REJ601BD446BC1NH | RELAY | SWITCHGEAR | REJ601-1A-RS485-C-MODEL | ABB | _ | NA | Nos |  | Inventory | O/C E/F RELAY - 3P ,MICROPROCESSOR BASED NUMERICAL TYPE , NON -DRAWOUT FLUSH , RS485 COMMUNICABLE TYPE, FUNCTIONS: (50+51+50N+51N+95+50LBB), WITH 4 B/I & 6 B/O, AUX. VOLT. : 24-240V AC/DC, In: 1A, FREQ.: 50-60 HZ., ORDERING CODE - REJ601BD446BC1NH
14084 | O/C E/F RELAY - 3P ,MICROPROCESSOR BASED NUMERICAL TYPE , NON -DRAWOUT FLUSH , RS485 COMMUNICABLE TYPE, FUNCTIONS: (50+51+50N+51N+95+50LBB), WITH 4 B/I & 6 B/O, AUX. VOLT. : 24-240V AC/DC, In: 1A, FREQ.: 50-60 HZ., SCREW TERMINAL FOR CT - ORDERING CODE - REJ601BD446BB1BH | RELAY | SWITCHGEAR | REJ601-1A-RS485-REJ601BD446BB1BH | ABB | _ | NA | Nos |  | Inventory | O/C E/F RELAY - 3P ,MICROPROCESSOR BASED NUMERICAL TYPE , NON -DRAWOUT FLUSH , RS485 COMMUNICABLE TYPE, FUNCTIONS: (50+51+50N+51N+95+50LBB), WITH 4 B/I & 6 B/O, AUX. VOLT. : 24-240V AC/DC, In: 1A, FREQ.: 50-60 HZ., SCREW TERMINAL FOR CT - ORDERING CODE - REJ601BD446BB1BH
14085 | O/C E/F RELAY - 3P ,MICROPROCESSOR BASED NUMERICAL TYPE , NON -DRAWOUT FLUSH , NON COMMUNICABLE TYPE, FUNCTIONS: (50+51+50N+51N+95), WITH 4 B/I & 6 B/O, AUX. VOLT. : 24-240V AC/DC, In: 5A, FREQ.: 50-60 HZ., ORDERING CODE - REJ601BE446NC1NH | RELAY | SWITCHGEAR | REJ601-5A NON-COMM | ABB | _ | NA | Nos | None | Inventory | O/C E/F RELAY - 3P ,MICROPROCESSOR BASED NUMERICAL TYPE , NON -DRAWOUT FLUSH , NON COMMUNICABLE TYPE, FUNCTIONS: (50+51+50N+51N+95), WITH 4 B/I & 6 B/O, AUX. VOLT. : 24-240V AC/DC, In: 5A, FREQ.: 50-60 HZ., ORDERING CODE - REJ601BE446NC1NH
14086 | O/C E/F RELAY - 3P ,MICROPROCESSOR BASED NUMERICAL TYPE , NON -DRAWOUT FLUSH , RS485 COMMUNICABLE TYPE, FUNCTIONS: (50+51+50N+51N+95), WITH 4 B/I & 6 B/O, AUX. VOLT. : 24-240V AC/DC, In: 5A, FREQ.: 50-60 HZ., ORDERING CODE - REJ601BE446BC1NH | RELAY | SWITCHGEAR | REJ601-5A-RS485 | ABB | _ | NA | Nos |  | Inventory | O/C E/F RELAY - 3P ,MICROPROCESSOR BASED NUMERICAL TYPE , NON -DRAWOUT FLUSH , RS485 COMMUNICABLE TYPE, FUNCTIONS: (50+51+50N+51N+95), WITH 4 B/I & 6 B/O, AUX. VOLT. : 24-240V AC/DC, In: 5A, FREQ.: 50-60 HZ., ORDERING CODE - REJ601BE446BC1NH
14087 | REJ601, NUMERICAL, COMMUNICABLE TYPE, MULTIFUNCTION RELAY, FUNCTIONS: (50+51+50N+51N+95), FLUSH MOUNTING, AUX. VOLTAGE: 110V DC, CONTACTS: 4 DI + 6 DO, In: 1A, WITH MODBUS PROTOCOL-RS485 PORT. | RELAY | SWITCHGEAR | REJ601-RS485-1A | ABB | _ | NA | Nos |  | Inventory | REJ601, NUMERICAL, COMMUNICABLE TYPE, MULTIFUNCTION RELAY, FUNCTIONS: (50+51+50N+51N+95), FLUSH MOUNTING, AUX. VOLTAGE: 110V DC, CONTACTS: 4 DI + 6 DO, In: 1A, WITH MODBUS PROTOCOL-RS485 PORT.
14088 | RELAY, TYPE-REJ601_B, AUX SUPPLY-110V DC, CTR-5A, PTR-MODBUS, PORT-WITH RS485, CONTACTS-4DI+6DO | RELAY | SWITCHGEAR | REJ601BE446BB1NH | ABB | _ | NA | Nos |  | Inventory | RELAY, TYPE-REJ601_B, AUX SUPPLY-110V DC, CTR-5A, PTR-MODBUS, PORT-WITH RS485, CONTACTS-4DI+6DO
14089 | PROTECTION RELAY, REJ603BB401NN3XE | RELAY | SWITCHGEAR | REJ603BB401NN3XE | ABB | _ | NA | Nos | None | Inventory | PROTECTION RELAY, REJ603BB401NN3XE
14094 | REM601, NUMERICAL PROTECTION RELAY, COMMUNICABLE TYPE, NON DRAW-OUT, FUNCTIONS: (50+51+50N+51N+46+49+95), FLUSH MOUNTING, CONTACTS: 4 BI & 6 BO, AUX. VOLTAGE: 24V DC, IN: 5A, WITH RS-485 PORT. | RELAY | SWITCHGEAR | REM601 5A | ABB | _ | NA | Nos | None | Inventory | REM601, NUMERICAL PROTECTION RELAY, COMMUNICABLE TYPE, NON DRAW-OUT, FUNCTIONS: (50+51+50N+51N+46+49+95), FLUSH MOUNTING, CONTACTS: 4 BI & 6 BO, AUX. VOLTAGE: 24V DC, IN: 5A, WITH RS-485 PORT.
14095 | REM601, NUMERICAL PROTECTION RELAY, COMMUNICABLE TYPE, NON DRAW-OUT, FUNCTIONS: (50+51+50N+51N+46+49+95), FLUSH MOUNTING, CONTACTS: 4 BI & 6 BO, AUX. VOLTAGE: 24V -240V AC/DC, IN: 1A, WITH RS-485 PORT. ORDERING CODE: REM601BD446BB1NH | RELAY | SWITCHGEAR | REM601-1A_REM601BD446BB1NH | ABB | _ | NA | Nos |  | Inventory | REM601, NUMERICAL PROTECTION RELAY, COMMUNICABLE TYPE, NON DRAW-OUT, FUNCTIONS: (50+51+50N+51N+46+49+95), FLUSH MOUNTING, CONTACTS: 4 BI & 6 BO, AUX. VOLTAGE: 24V -240V AC/DC, IN: 1A, WITH RS-485 PORT. ORDERING CODE: REM601BD446BB1NH
14096 | REM601, NUMERICAL PROTECTION RELAY, COMMUNICABLE TYPE, NON DRAW-OUT, FUNCTIONS: (50+51+50N+51N+46R+95), FLUSH MOUNTING, CONTACTS: 6 BO+4 DI, AUX. VOLTAGE: 24V -240V AC/DC, IN: 1A, WITH RS-485 PORT. ORDERING CODE: REM601BD446BB1NH | RELAY | SWITCHGEAR | REM601BD446BB1NH | ABB | _ | NA | Nos | None | Inventory | REM601, NUMERICAL PROTECTION RELAY, COMMUNICABLE TYPE, NON DRAW-OUT, FUNCTIONS: (50+51+50N+51N+46R+95), FLUSH MOUNTING, CONTACTS: 6 BO+4 DI, AUX. VOLTAGE: 24V -240V AC/DC, IN: 1A, WITH RS-485 PORT. ORDERING CODE: REM601BD446BB1NH
3525 | GASKET SELF ADESIVE EPDM SIZE 40 X 3 X 10MM MTRS LONG tc required along with invoice | Gasket | ACCESSORIES | 40X3-NEOPRENE | REPUTED | _ | NA | MTRS |  | Inventory | GASKET SELF ADESIVE EPDM SIZE 40 X 3 X 10MM MTRS LONG tc required along with invoice
3526 | 40X3 ADESHIVE GASKET | Gasket | ACCESSORIES | 40X3_SELF_ADECHIVE_EPDM | PERFECT | _ | NA | Nos |  | Inventory | 40X3 ADESHIVE GASKET
14097 | MOTOR - (50+51+50N+51N+46+48+37), Contact - 4 CT & 5 Output Contact Aux. Voltage : 110V DC, Flush Drawout Type, S/R With LED, In : 5A, Freq. : 50 Hz. 2DI + 6DO with RS485 modbus protocol for communication Ordering Code - REM610C55HCNR02 | RELAY | SWITCHGEAR | REM610 | ABB | _ | NA | Nos | None | Inventory | MOTOR - (50+51+50N+51N+46+48+37), Contact - 4 CT & 5 Output Contact Aux. Voltage : 110V DC, Flush Drawout Type, S/R With LED, In : 5A, Freq. : 50 Hz. 2DI + 6DO with RS485 modbus protocol for communication Ordering Code - REM610C55HCNR02
14098 | MOTOR PROTECTION RELAY, 4-CT INPUT Aux. Voltage : 100V-240V AC, 110V-250V DC, Flush DrawoutType,S/R With LED, In : 1A, Freq. : 50 Hz. 2DI + 6DO with RS485 modbus protocol for communication(O/P-PO3; NC contact for restart inhibit) | RELAY | SWITCHGEAR | REM610C11HCNR 01 | ABB | _ | NA | Nos | None | Inventory | MOTOR PROTECTION RELAY, 4-CT INPUT Aux. Voltage : 100V-240V AC, 110V-250V DC, Flush DrawoutType,S/R With LED, In : 1A, Freq. : 50 Hz. 2DI + 6DO with RS485 modbus protocol for communication(O/P-PO3; NC contact for restart inhibit)
3529 | Motor 24/30V DC for Draw-out/Fixed type MVS ACB, Frame size 1 | ACB Accessories | LV_Switchgear | 47888 | SCHNEIDER | 0 | Motor | Nos. | None | Inventory | Motor 24/30V DC for Draw-out/Fixed type MVS ACB, Frame size 1
3530 | Motor 48/60V DC for Draw-out/Fixed type MVS ACB, Frame size 1 | ACB Accessories | LV_Switchgear | 47889 | SCHNEIDER | 0 | Motor | Nos. | None | Inventory | Motor 48/60V DC for Draw-out/Fixed type MVS ACB, Frame size 1
3531 | Motor 100/125V DC for Draw-out/Fixed type MVS ACB, Frame size 1 | ACB Accessories | LV_Switchgear | 47890 | SCHNEIDER | 0 | Motor | Nos. | None | Inventory | Motor 100/125V DC for Draw-out/Fixed type MVS ACB, Frame size 1
3532 | Motor 200/250V DC for Draw-out/Fixed type MVS ACB, Frame size 1 | ACB Accessories | LV_Switchgear | 47891 | SCHNEIDER | 0 | Motor | Nos. | None | Inventory | Motor 200/250V DC for Draw-out/Fixed type MVS ACB, Frame size 1
3533 | Motor 100/130V AC for Draw-out/Fixed type MVS ACB, Frame size 1 | ACB Accessories | LV_Switchgear | 47893 | SCHNEIDER | 0 | Motor | Nos. | None | Inventory | Motor 100/130V AC for Draw-out/Fixed type MVS ACB, Frame size 1
3534 | Motor 200/240V AC for Draw-out/Fixed type MVS ACB, Frame size 1 | ACB Accessories | LV_Switchgear | 47894 | SCHNEIDER | 0 | Motor | Nos. | None | Inventory | Motor 200/240V AC for Draw-out/Fixed type MVS ACB, Frame size 1
3535 | Motor 380/415V AC for Draw-out/Fixed type MVS ACB, Frame size 1 | ACB Accessories | LV_Switchgear | 47896 | SCHNEIDER | 0 | Motor | Nos. | None | Inventory | Motor 380/415V AC for Draw-out/Fixed type MVS ACB, Frame size 1
14099 | MOTOR PROTECTION RELAY - 4 CT INPUT Aux. Voltage : 100V-240V AC, 110V-250V DC, Flush mounting, DrawoutType,S/R With LED, In : 5A, Freq. : 50 Hz. 2DI + 6DO with RS485 modbus protocol for communication | RELAY | SWITCHGEAR | REM610C55HCNR01 | ABB | _ | NA | Nos | None | Inventory | MOTOR PROTECTION RELAY - 4 CT INPUT Aux. Voltage : 100V-240V AC, 110V-250V DC, Flush mounting, DrawoutType,S/R With LED, In : 5A, Freq. : 50 Hz. 2DI + 6DO with RS485 modbus protocol for communication
14100 | MOTOR - REM615, Motor Protection and ControlRelay,Protections 50,50N(CBCT),46,49,37,50L/R,Motor start up supervison,No of starts,95,Measurement for 3I, I0,4 DI + 6 DO,One front RJ45 Port, One Rear RS485 Portfor Modbus Protocol,Draw out Type with CT Shorting feature,Aux. Voltage : 110V AC,S/R With LED, In : 1A, Freq. : 50 Hz. Ordering Code - HBMAACABANB1ANN11G, | RELAY | SWITCHGEAR | REM615 - HBMAACABANB1ANN11G | ABB | _ | NA | Nos | None | Inventory | MOTOR - REM615, Motor Protection and ControlRelay,Protections 50,50N(CBCT),46,49,37,50L/R,Motor start up supervison,No of starts,95,Measurement for 3I, I0,4 DI + 6 DO,One front RJ45 Port, One Rear RS485 Portfor Modbus Protocol,Draw out Type with CT Shorting feature,Aux. Voltage : 110V AC,S/R With LED, In : 1A, Freq. : 50 Hz. Ordering Code - HBMAACABANB1ANN11G,
14101 | MOTOR PROTECTION RELAY Aux. Voltage : 110V DC, Flush Drawout Type, S/R With LED, In : 1A, Freq. : 50 Hz. with RS485 modbus protocol for communication Ordering Code - H B M A AC AB A N B 1 A N N 1 X G | RELAY | SWITCHGEAR | REM615 - HBMAACABANB1ANN1XG | ABB | _ | NA | Nos | None | Inventory | MOTOR PROTECTION RELAY Aux. Voltage : 110V DC, Flush Drawout Type, S/R With LED, In : 1A, Freq. : 50 Hz. with RS485 modbus protocol for communication Ordering Code - H B M A AC AB A N B 1 A N N 1 X G
14102 | MOTOR - REM615, Motor Protection and ControlRelay, Protections 50,51,50N(CBCT),51N,46,49,37,66,48,50L/R, Motor start up supervison,No of starts,95, Measurement for 3I, I0, One front RJ45 Port, Draw out Type with CT Shorting feature, Aux. Voltage : 110V AC, S/R With LED, In : 1A, Freq. : 50 Hz. IEC61850 protocol for communicationOrdering Code - HBMAACADNBA1ANN11G | RELAY | SWITCHGEAR | REM615 - HBMAACADNBA1ANN11G | ABB | _ | NA | Nos | None | Inventory | MOTOR - REM615, Motor Protection and ControlRelay, Protections 50,51,50N(CBCT),51N,46,49,37,66,48,50L/R, Motor start up supervison,No of starts,95, Measurement for 3I, I0, One front RJ45 Port, Draw out Type with CT Shorting feature, Aux. Voltage : 110V AC, S/R With LED, In : 1A, Freq. : 50 Hz. IEC61850 protocol for communicationOrdering Code - HBMAACADNBA1ANN11G
3540 | 4MM | FERULES TUBE | WIRE & ACCESSORIES | 4MM-TUBE | TRISHUL | _ | NA | MTRS |  | Inventory | 4MM
14103 | MOTOR - REM615, Motor Protection and ControlRelay,Protections 50,50N(CBCT),46,49,37,50L/R,Motor start up supervison,No of starts,95,,Draw out Type with CT Shorting feature, Freq. : 50 Hz. Ordering Code - REM615 - HBMCAEAGNEA1BNN11G | RELAY | SWITCHGEAR | REM615-HBMCAEAGNEA1BNN11G | ABB | _ | NA | Nos |  | Inventory | MOTOR - REM615, Motor Protection and ControlRelay,Protections 50,50N(CBCT),46,49,37,50L/R,Motor start up supervison,No of starts,95,,Draw out Type with CT Shorting feature, Freq. : 50 Hz. Ordering Code - REM615 - HBMCAEAGNEA1BNN11G
14116 | RESISTOR - 680 Ohm/100W , ordering code - INMR-430131-P536 | RELAY | SWITCHGEAR | RESISTOR-IRXM | ABB | _ | NA | Nos | None | Inventory | RESISTOR - 680 Ohm/100W , ordering code - INMR-430131-P536
3543 | 4sq.mm Flat lug non isulated type | LUG | WIRE & ACCESSORIES | 4SQ.MM-FLAT-NON-INSUL. | REPUTED | _ | NA | Nos |  | Inventory | 4sq.mm Flat lug non isulated type
3544 | 4sq.mm, Fork type non insulated Lug | LUG | WIRE & ACCESSORIES | 4SQ.MM-FORK-LUG-NON-INSUL. | REPUTED | - | - | Nos. |  | Inventory | 4sq.mm, Fork type non insulated Lug
3545 | 4sq.mm, Ring type insulated Lug- E10 | LUG | WIRE & ACCESSORIES | 4SQ.MM-RING-E10-LUG-INSUL. | REPUTED | _ | NA | Nos |  | Inventory | 4sq.mm, Ring type insulated Lug- E10
3546 | 4sq.mm, Ring type non-insulated Lug- E5 | LUG | WIRE & ACCESSORIES | 4SQ.MM-RING-E5-LUG-NON-INSUL. | REPUTED | _ | NA | Nos |  | Inventory | 4sq.mm, Ring type non-insulated Lug- E5
3547 | 4sq.mm, Ring type non-insulated Lug- E6 | LUG | WIRE & ACCESSORIES | 4SQ.MM-RING-E6-LUG-NON-INSUL. | REPUTED | _ | NA | Nos |  | Inventory | 4sq.mm, Ring type non-insulated Lug- E6
3548 | 4sq.mm, Ring type non insulated Lug- E8 | LUG | WIRE & ACCESSORIES | 4SQ.MM-RING-E8-LUG-NON-INSUL. | REPUTED | _ | NA | Nos |  | Inventory | 4sq.mm, Ring type non insulated Lug- E8
14117 | Stabilizing resistor for 64R – WWR-3K3-VAR-100W ORDERING COD - WWR-3K3-VAR-100W | RELAY | SWITCHGEAR | RESISTOR-RET620-64R | ABB | _ | NA | Nos |  | Inventory | Stabilizing resistor for 64R – WWR-3K3-VAR-100W ORDERING COD - WWR-3K3-VAR-100W
14122 | TYPE: RET 615, 3P, MULTIFUNCTION TYPE, PROTECTION RELAY (27+59+87T), DRAWOUT FLUSHMOUNTED,CONTACTS :12 BI & 10 BO , S/R WITH LED, AUX. VOLTAGE. : 24V DC, In : 5A WITH MODBUS PROTOCOL WITH RS-485 PORT. | RELAY | SWITCHGEAR | RET615_HBTEBCADANB1ANN21G | ABB | _ | NA | Nos |  | Inventory | TYPE: RET 615, 3P, MULTIFUNCTION TYPE, PROTECTION RELAY (27+59+87T), DRAWOUT FLUSHMOUNTED,CONTACTS :12 BI & 10 BO , S/R WITH LED, AUX. VOLTAGE. : 24V DC, In : 5A WITH MODBUS PROTOCOL WITH RS-485 PORT.
14123 | TRANSFORMER DIFF - 3P, MULTIFUNCTION RELAY, COMMUNICABLE TYPE, DRAWOUT TYPE, FUNCTIONS: (50+51+50N+51N+64R+87T+95)FLUSH MOUNTING, AUX. VOLTAGE: 24V DC, In: 1A, CONTACTS: 8BI + 10BO, WITH RS485 PORT & MODBUS PROTOCOL. ordering code -HBTGBCBAANB1ANN21G | RELAY | SWITCHGEAR | RET615_HBTGBCBAANB1ANN21G | ABB | _ | NA | Nos |  | Inventory | TRANSFORMER DIFF - 3P, MULTIFUNCTION RELAY, COMMUNICABLE TYPE, DRAWOUT TYPE, FUNCTIONS: (50+51+50N+51N+64R+87T+95)FLUSH MOUNTING, AUX. VOLTAGE: 24V DC, In: 1A, CONTACTS: 8BI + 10BO, WITH RS485 PORT & MODBUS PROTOCOL. ordering code -HBTGBCBAANB1ANN21G
3552 | 5.5MM | FERULES TUBE | WIRE & ACCESSORIES | 5.5MM-TUBE | TRISHUL | _ | NA | MTRS | None | Inventory | 5.5MM
14124 | TRANSFORMER DIFF - 3P, MLTIFUNCTION RELAY, COMMUNICABLE TYPE, DRAWOUT TYPE, FUNCTIONS: (50+51+50N+51N+64R+87T+95)FLUSH MOUNTING, AUX. VOLTAGE: 110V DC, In: 1A, CONTACTS: 12BI + 10BO, WITH RS485 PORT & MODBUS PROTOCOL. ordering code - HBTHBCADANB1ANN11G | RELAY | SWITCHGEAR | RET615_HBTHBCADANB1ANN11G | ABB | _ | NA | Nos |  | Inventory | TRANSFORMER DIFF - 3P, MLTIFUNCTION RELAY, COMMUNICABLE TYPE, DRAWOUT TYPE, FUNCTIONS: (50+51+50N+51N+64R+87T+95)FLUSH MOUNTING, AUX. VOLTAGE: 110V DC, In: 1A, CONTACTS: 12BI + 10BO, WITH RS485 PORT & MODBUS PROTOCOL. ordering code - HBTHBCADANB1ANN11G
3554 | 10A Fuse link 30kA 1000VAC/DC, Size 10x38mm | Fuse | LV_Switchgear | 5019906.1 | SIBA | 10A | Links | Nos. |  | Inventory | 10A Fuse link 30kA 1000VAC/DC, Size 10x38mm
3555 | 2A Fuse link 30kA 1000VAC/DC, Size 10x38mm | Fuse | LV_Switchgear | 5019906.2 | SIBA | 2A | Links | Nos. |  | Inventory | 2A Fuse link 30kA 1000VAC/DC, Size 10x38mm
3556 | 6A Fuse link 30kA 1000VAC/DC, Size 10x38mm | Fuse | LV_Switchgear | 5019906.6 | SIBA | 6A | Links | Nos. |  | Inventory | 6A Fuse link 30kA 1000VAC/DC, Size 10x38mm
3557 | 50sq.mm, pin type Insulated LUG | LUG | WIRE & ACCESSORIES | 50SQ.MM-PIN-LUG-INSUL. | REPUTED | _ | NA | Nos |  | Inventory | 50sq.mm, pin type Insulated LUG
3558 | 50sq.mm, pin type Non-Insulated LUG | LUG | WIRE & ACCESSORIES | 50SQ.MM-PIN-LUG-NON-INSUL. | REPUTED | _ | NA | Nos |  | Inventory | 50sq.mm, pin type Non-Insulated LUG
3559 | 50sq.mm, Ring type non-insulated Lug-E6 | LUG | WIRE & ACCESSORIES | 50SQ.MM-RING-E6-LUG-NON-INSUL. | REPUTED | - | - | Nos. |  | Inventory | 50sq.mm, Ring type non-insulated Lug-E6
3560 | 50sq.mm, Ring type Insulated LUG-E8 | LUG | WIRE & ACCESSORIES | 50SQ.MM-RING-E8-LUG-INSUL. | REPUTED | _ | NA | Nos |  | Inventory | 50sq.mm, Ring type Insulated LUG-E8
3561 | 50sq.mm, Ring type Non-Insulated LUG-E8 | LUG | WIRE & ACCESSORIES | 50SQ.MM-RING-E8-LUG-NON-INSUL. | REPUTED | _ | NA | Nos |  | Inventory | 50sq.mm, Ring type Non-Insulated LUG-E8
3562 | CLOSE Grumit : ID : 50 mm X OD : 63 mm | GROUMET | WIRE & ACCESSORIES | 50X63MM-CLOSE-GRUMIT | REPUTED | _ | NA | Nos |  | Inventory | CLOSE Grumit : ID : 50 mm X OD : 63 mm
3563 | Open Grumit : ID : 50 mm X OD : 67 mm | GROUMET | WIRE & ACCESSORIES | 50X67MM OPEN GRUMIT | REPUTED | _ | NA | Nos | None | Inventory | Open Grumit : ID : 50 mm X OD : 67 mm
3564 | 540-PU-SEALENT-BLACK-600ML FOR ARTUK GLASS DOOR | BROUGHTOUT | ACCESSORIES | 540-PU-600ML | REPUTED | - | - | Nos |  | Inventory | 540-PU-SEALENT-BLACK-600ML FOR ARTUK GLASS DOOR
3565 | ADJUSTING RING | RACK-ITEM | ACCESSORIES | 549041 | REPUTED | - | - | Nos |  | Inventory | ADJUSTING RING
3566 | TUBE | RACK-ITEM | ACCESSORIES | 549045001 | REPUTED | - | - | Nos |  | Inventory | TUBE
3567 | SPACER. | RACK-ITEM | ACCESSORIES | 549056 | REPUTED | - | - | Nos |  | Inventory | SPACER.
3568 | ROLLER | RACK-ITEM | ACCESSORIES | 549060 | REPUTED | - | - | Nos |  | Inventory | ROLLER
3569 | BEARING SHAFT | RACK-ITEM | ACCESSORIES | 549061 | REPUTED | - | - | Nos |  | Inventory | BEARING SHAFT
3570 | HEXAGONAL BOLT | RACK-ITEM | ACCESSORIES | 549066 | REPUTED | - | - | Nos |  | Inventory | HEXAGONAL BOLT
3571 | SHAFT WITH LEVER | RACK-ITEM | ACCESSORIES | 549144 | REPUTED | - | - | Nos |  | Inventory | SHAFT WITH LEVER
3572 | SUPPORT TYPE -03(PLAIN BUSH) | ArTuK | LV PANEL | 551040-F | ABB | - | - | Nos |  | Inventory | SUPPORT TYPE -03(PLAIN BUSH)
3573 | SUPPORT TYPE -03(THREADED BUSH) | ArTuK | LV PANEL | 551040-M | ABB | - | - | Nos |  | Inventory | SUPPORT TYPE -03(THREADED BUSH)
3574 | FOUR RUN INTERLEAVED BUSBAR SUPPORT STUD-200MM, Length 695mm | ArTuK | LV PANEL | 551040-T1A-INTL | ABB | - | - | KGS |  | Inventory | FOUR RUN INTERLEAVED BUSBAR SUPPORT STUD-200MM, Length 695mm
3575 | FOUR RUN INTERLEAVED BUSBAR SUPPORT STUD-200MM, Length 695mm. | ArTuK | LV PANEL | 551040-T1A-INTL. | ABB | - | - | KGS |  | Inventory | FOUR RUN INTERLEAVED BUSBAR SUPPORT STUD-200MM, Length 695mm.
3576 | 50% NEUTRAL BB SUPPORT -10MM,STUD-200MM, Length 175mm | ArTuK | LV PANEL | 551040-T2NHA | ABB | - | - | KGS |  | Inventory | 50% NEUTRAL BB SUPPORT -10MM,STUD-200MM, Length 175mm
3577 | SUPPORT TYPE -04(PLAIN BUSH)255X46MM | ArTuK | LV PANEL | 551040-TNF-F | ABB | - | - | Nos |  | Inventory | SUPPORT TYPE -04(PLAIN BUSH)255X46MM
3578 | SUPPORT TYPE -04(THREADED BUSH)255X46MM | ArTuK | LV PANEL | 551040-TNF-M | ABB | - | - | Nos |  | Inventory | SUPPORT TYPE -04(THREADED BUSH)255X46MM
3579 | SUPPORT TYPE -01(PLAIN BUSH) | ArTuK | LV PANEL | 551060-F | ABB | - | - | Nos |  | Inventory | SUPPORT TYPE -01(PLAIN BUSH)
3580 | SUPPORT TYPE -01(THREADED BUSH) | ArTuK | LV PANEL | 551060-M | ABB | - | - | Nos |  | Inventory | SUPPORT TYPE -01(THREADED BUSH)
3581 | 1/2R BB Support 3Ph-10mm,Stud-160mm | ArTuK | LV PANEL | 551060-T6 | ABB | - | - | KGS |  | Inventory | 1/2R BB Support 3Ph-10mm,Stud-160mm
3582 | SUPPORT TYPE -02(PLAIN BUSH) | ArTuK | LV PANEL | 551090-F | ABB | - | - | Nos |  | Inventory | SUPPORT TYPE -02(PLAIN BUSH)
3583 | SUPPORT TYPE -02(THREADED BUSH) | ArTuK | LV PANEL | 551090-M | ABB | - | - | Nos |  | Inventory | SUPPORT TYPE -02(THREADED BUSH)
3584 | 3R BB Support ph-10mm,N-10mm,Stud-200mm | ArTuK | LV PANEL | 551090-T3 | ABB | - | - | KGS |  | Inventory | 3R BB Support ph-10mm,N-10mm,Stud-200mm
3585 | 3R BB Support ph-10mm,N-10mm,Stud-270mm | ArTuK | LV PANEL | 551090-T4 | ABB | - | - | KGS |  | Inventory | 3R BB Support ph-10mm,N-10mm,Stud-270mm
14129 | U/V O/V RELAY - THREE PHASE, UNDER & OVERVOLTAGE RELAY, (27+59)AUX - 100-250V AC/DC,RATED VOLTAGE - 110V AC,CONTACT 2DI+ 3DO,FLUSH MOUNTING, U<: 0.02 TO 1.20XUn,U>: 0.06 TO 1.40XUn, TIME SETTING:0.06 TO 600 SEC, FREQ: 50Hz, WITHRS-485 PORT & MODBUS PROTOCOL | RELAY | SWITCHGEAR | REU610CVVHCNR02 | ABB | _ | NA | Nos | None | Inventory | U/V O/V RELAY - THREE PHASE, UNDER & OVERVOLTAGE RELAY, (27+59)AUX - 100-250V AC/DC,RATED VOLTAGE - 110V AC,CONTACT 2DI+ 3DO,FLUSH MOUNTING, U<: 0.02 TO 1.20XUn,U>: 0.06 TO 1.40XUn, TIME SETTING:0.06 TO 600 SEC, FREQ: 50Hz, WITHRS-485 PORT & MODBUS PROTOCOL
14130 | U/V O/V RELAY - THREE PHASE, UNDER & OVERVOLTAGE RELAY, (27+59)AUX - 24-60V DC,RATED VOLTAGE - 110V AC,CONTACT 2DI+ 3DO,FLUSH MOUNTING, U<: 0.02 TO 1.20XUn,U>: 0.06 TO 1.40XUn, TIME SETTING:0.06 TO 600 SEC, FREQ: 50Hz, WITHRS-485 PORT & MODBUS PROTOCOL | RELAY | SWITCHGEAR | REU610CVVLCNR02 | ABB | _ | NA | Nos | None | Inventory | U/V O/V RELAY - THREE PHASE, UNDER & OVERVOLTAGE RELAY, (27+59)AUX - 24-60V DC,RATED VOLTAGE - 110V AC,CONTACT 2DI+ 3DO,FLUSH MOUNTING, U<: 0.02 TO 1.20XUn,U>: 0.06 TO 1.40XUn, TIME SETTING:0.06 TO 600 SEC, FREQ: 50Hz, WITHRS-485 PORT & MODBUS PROTOCOL
14131 | U/V O/V RELAY - Protection Function: 27+59+81U+81O+59N),Contacts: 12DI + 10DO,Rated Voltage: 110V AC,Aux Voltage: 110V DC,Flush Mountingordering code - HBUAEAADANB1ANN11G. | RELAY | SWITCHGEAR | REU615-110V | ABB | _ | NA | Nos |  | Inventory | U/V O/V RELAY - Protection Function: 27+59+81U+81O+59N),Contacts: 12DI + 10DO,Rated Voltage: 110V AC,Aux Voltage: 110V DC,Flush Mountingordering code - HBUAEAADANB1ANN11G.
14132 | U/V O/V RELAY - Protection Function: 27+59+81U+81O+59U0,Contacts: 12DI + 10DO,Rated Voltage: 110V AC,Aux Voltage: 24V DC,Flush Mountingordering code - HBUAEAADANB1ANN21G | RELAY | SWITCHGEAR | REU615_HBUAEAADANB1ANN21G-24VDC | ABB | _ | NA | Nos |  | Inventory | U/V O/V RELAY - Protection Function: 27+59+81U+81O+59U0,Contacts: 12DI + 10DO,Rated Voltage: 110V AC,Aux Voltage: 24V DC,Flush Mountingordering code - HBUAEAADANB1ANN21G
14150 | CASE WITH BASE, OVERALL DIMENSION: 300X278X303.5MM, CUT OUT DIMENSION: 280X190MM | RELAY | SWITCHGEAR | RHGX12 | ABB | _ | NA | Nos | None | Inventory | CASE WITH BASE, OVERALL DIMENSION: 300X278X303.5MM, CUT OUT DIMENSION: 280X190MM
14154 | CASE WITH BASE, OVERALL DIMENSION: 132X110X135.5MM, CUT OUT DIMENSION: 112X190MM, RHGX4-1MYN560004-A | RELAY | SWITCHGEAR | RHGX4-1MYN560004-A | ABB | _ | NA | Nos |  | Inventory | CASE WITH BASE, OVERALL DIMENSION: 132X110X135.5MM, CUT OUT DIMENSION: 112X190MM, RHGX4-1MYN560004-A
14155 | CASE WITH BASE, OVERALL DIMENSION: 216X194X219.5MM, CUT OUT DIMENSION: 196X190MM | RELAY | SWITCHGEAR | RHGX8 | ABB | _ | NA | Nos | None | Inventory | CASE WITH BASE, OVERALL DIMENSION: 216X194X219.5MM, CUT OUT DIMENSION: 196X190MM
14236 | Auxiliary Switch Assy for 33kV VD4 Breaker - New type rotary switch type | BROUGHTOUT | SWITCHGEAR | ROTARY-AUX-33KV-VD4 | ABB | _ | NA | Nos |  | Inventory | Auxiliary Switch Assy for 33kV VD4 Breaker - New type rotary switch type
14250 | RXIG28, SENSITIVE EARTH FAULT RELAY, CONTACTS:2 C/O SR, RANGE : 50 - 150 MA, 50HZ, 110VDC | RELAY | SWITCHGEAR | RXIG28 | ABB | _ | NA | Nos | None | Inventory | RXIG28, SENSITIVE EARTH FAULT RELAY, CONTACTS:2 C/O SR, RANGE : 50 - 150 MA, 50HZ, 110VDC
14251 | RXME 1 DC 110-125V, 2 make and 2 break contacts,Size:2S, 6C - Article No- RK221052-AN | RELAY | SWITCHGEAR | RXME1-110VDC | ABB | _ | NA | Nos |  | Inventory | RXME 1 DC 110-125V, 2 make and 2 break contacts,Size:2S, 6C - Article No- RK221052-AN
14252 | Type:RXMM1 2 Element,Size:2S,6C;Contacts:3N/O SR per Element,Aux voltage: DC 110-125V ( RK214003-AN ) | RELAY | SWITCHGEAR | RXMM1-110-125VDC | ABB | _ | NA | Nos |  | Inventory | Type:RXMM1 2 Element,Size:2S,6C;Contacts:3N/O SR per Element,Aux voltage: DC 110-125V ( RK214003-AN )
3597 | 10A SP 10kA Betagard MCB C-curve, Type 5SL4-C10 | MCB | LV_Switchgear | 5SL41107RC | SIEMENS | 10A | C-curve | Nos. |  | Inventory | 10A SP 10kA Betagard MCB C-curve, Type 5SL4-C10
14253 | Type:RXMS1,Size:2S,6C ,Contacts:6N/O SR,Aux voltage: 125V DC-Article No- RK216263-AP | RELAY | SWITCHGEAR | RXMS1-125VDC | ABB | _ | NA | Nos |  | Inventory | Type:RXMS1,Size:2S,6C ,Contacts:6N/O SR,Aux voltage: 125V DC-Article No- RK216263-AP
14254 | RESISTOR UNIT FOR RXMVB4 TRIP RELAY , TYPE : RXTMA , SIZE :2S,6C , WITH 8X47 OHMS, 5W RESISTORS, AUX VOLTAGE :110V DC. | RELAY | SWITCHGEAR | RXMVB4-110-2S-6C | ABB | _ | NA | Nos |  | Inventory | RESISTOR UNIT FOR RXMVB4 TRIP RELAY , TYPE : RXTMA , SIZE :2S,6C , WITH 8X47 OHMS, 5W RESISTORS, AUX VOLTAGE :110V DC.
14255 | 3PH TRIPPING RELAY, TYPE: RXMVB4 (86), CONTACTS: 11NO+3NC HR ,ELECTRICALLY RESET. SIZE :4S,12C , AUX VOLTAGE :110V DC. | RELAY | SWITCHGEAR | RXMVB4-110VDC-11-4 | ABB | _ | NA | Nos |  | Inventory | 3PH TRIPPING RELAY, TYPE: RXMVB4 (86), CONTACTS: 11NO+3NC HR ,ELECTRICALLY RESET. SIZE :4S,12C , AUX VOLTAGE :110V DC.
14256 | RXPQ8 TRIPPING RELAY, CONTACTS: 5NO+2NC HR, WITH HR FLAG, 110VDC, Ordering Code: 1MYN563644-DAC | RELAY | SWITCHGEAR | RXPQ8-110VAC-5NO+2NC | ABB | _ | NA | Nos |  | Inventory | RXPQ8 TRIPPING RELAY, CONTACTS: 5NO+2NC HR, WITH HR FLAG, 110VDC, Ordering Code: 1MYN563644-DAC
14257 | RXSF1, 110V DC 2NO+1NC S/R CONTACT, WITH H/R FLAG | RELAY | SWITCHGEAR | RXSF1 110V DC 2NO-1NC | ABB | _ | NA | Nos | None | Inventory | RXSF1, 110V DC 2NO+1NC S/R CONTACT, WITH H/R FLAG
3603 | - SOCKET - | SOCKET | WIRE & ACCESSORIES | 6-PIN-SPIKEGUARD | - | - | - | Nos |  | Inventory | - SOCKET -
3604 | 6sq.mm, Pin type insulated Lug | LUG | WIRE & ACCESSORIES | 6.0SQ.MM-PIN-LUG-INSUL. | REPUTED | _ | NA | Nos |  | Inventory | 6sq.mm, Pin type insulated Lug
3605 | 6.0sq.mm, Ring type non-insulated Lug- E10 | LUG | WIRE & ACCESSORIES | 6.0SQ.MM-RING-E10-LUG-NON-INSUL. | REPUTED | - | - | Nos. |  | Inventory | 6.0sq.mm, Ring type non-insulated Lug- E10
14258 | TCS - Detail : TRIP CIRCUIT SUPERVISION RELAY, TYPE: RXTCS(95), SIZE :2S,6C , CONTACTS : 1 NO+1NC, 2 C/O SR, AUX.VOLTAGE :110V DC (FOR TRIP COIL I) ordering code - 1MYN569698-E | RELAY | SWITCHGEAR | RXTCS 110 | ABB | _ | NA | Nos | None | Inventory | TCS - Detail : TRIP CIRCUIT SUPERVISION RELAY, TYPE: RXTCS(95), SIZE :2S,6C , CONTACTS : 1 NO+1NC, 2 C/O SR, AUX.VOLTAGE :110V DC (FOR TRIP COIL I) ordering code - 1MYN569698-E
14259 | TCS - Detail : TRIP CIRCUIT SUPERVISION RELAY, TYPE: RXTCS(95), SIZE :2S,6C , CONTACTS : 1 NO+1NC, 2 C/O SR, AUX.VOLTAGE :110V DC (FOR TRIP COIL I) ordering code - 1MYN569698-A | RELAY | SWITCHGEAR | RXTCS 24 | ABB | _ | NA | Nos | None | Inventory | TCS - Detail : TRIP CIRCUIT SUPERVISION RELAY, TYPE: RXTCS(95), SIZE :2S,6C , CONTACTS : 1 NO+1NC, 2 C/O SR, AUX.VOLTAGE :110V DC (FOR TRIP COIL I) ordering code - 1MYN569698-A
14260 | Resistor Unit with PB, Type:RXTMA, Size:2S,6C. with 8x47 ohms, 5W resistors, Aux. voltage:125V DC | RELAY | SWITCHGEAR | RXTMA-125VDC | ABB | _ | NA | Nos |  | Inventory | Resistor Unit with PB, Type:RXTMA, Size:2S,6C. with 8x47 ohms, 5W resistors, Aux. voltage:125V DC
14261 | Base for term, bar ( 1MRK000893-D ) | RELAY | SWITCHGEAR | RXZ4 | ABB | _ | NA | Nos |  | Inventory | Base for term, bar ( 1MRK000893-D )
14266 | 2POLE,4A AC | MCB | SWITCHGEAR | S202-C4 | ABB | _ | NA | Nos | None | Inventory | 2POLE,4A AC
14267 | 2POLE,10A DC | MCB | SWITCHGEAR | S202M-C10DC | ABB | _ | NA | Nos | None | Inventory | 2POLE,10A DC
14268 | 2POLE,16A DC | MCB | SWITCHGEAR | S202M-C16DC | ABB | _ | NA | Nos | None | Inventory | 2POLE,16A DC
14269 | 2POLE,25A DC | MCB | SWITCHGEAR | S202M-C25DC | ABB | _ | NA | Nos | None | Inventory | 2POLE,25A DC
14270 | 2POLE,2A DC | MCB | SWITCHGEAR | S202M-C2DC | ABB | _ | NA | Nos | None | Inventory | 2POLE,2A DC
14271 | 2POLE,32A DC | MCB | SWITCHGEAR | S202M-C32DC | ABB | _ | NA | Nos | None | Inventory | 2POLE,32A DC
14272 | 2POLE,4A DC | MCB | SWITCHGEAR | S202M-C4DC | ABB | _ | NA | Nos | None | Inventory | 2POLE,4A DC
3617 | FP Extended spreader terminals kit for MCCB, 4pcs. | MCCB Accessories | LV_Switchgear | 625006 | LEGRAND | 160A | Spreaders | Nos |  | Inventory | FP Extended spreader terminals kit for MCCB, 4pcs.
3618 | KIT FOR XT7 3-4 POLES MCCB, 500X600(HXW). | ArTuK | LV PANEL | 630A-T6-KIT-5M | ABB | - | - | KGS |  | Inventory | KIT FOR XT7 3-4 POLES MCCB, 500X600(HXW).
3619 | KIT FOR XT4 3-4 POLES MCCB, 500X600(HXW). | ArTuK | LV PANEL | 630A-T7-KIT-5M | ABB | - | - | KGS |  | Inventory | KIT FOR XT4 3-4 POLES MCCB, 500X600(HXW).
3620 | KIT FOR XT4 3-4 POLES MCCB, 600X600(HXW) | ArTuK | LV PANEL | 630A-T7-KIT-6M | ABB | - | - | KGS |  | Inventory | KIT FOR XT4 3-4 POLES MCCB, 600X600(HXW)
14273 | 2POLE,6A DC | MCB | SWITCHGEAR | S202M-C6DC | ABB | _ | NA | Nos | None | Inventory | 2POLE,6A DC
14274 | 4POLE,4A AC/DC | MCB | SWITCHGEAR | S204M-C4 | ABB | _ | NA | Nos | None | Inventory | 4POLE,4A AC/DC
14275 | 4POLE,6A AC/DC | MCB | SWITCHGEAR | S204M-C6 | ABB | _ | NA | Nos | None | Inventory | 4POLE,6A AC/DC
3624 | Crono timer Digital time switch 1C/O, 110-240V AC | Timer | LV_Switchgear | 67DDT0 | L&T | 0 | Crono | Nos |  | Inventory | Crono timer Digital time switch 1C/O, 110-240V AC
14276 | MCB, Auxiliary contact 2NC right side mounting add-on block, 2CDS200946R0003 | MCB | SWITCHGEAR | S2C-H6-02R | ABB | _ | NA | Nos |  | Inventory | MCB, Auxiliary contact 2NC right side mounting add-on block, 2CDS200946R0003
14277 | MCB ADDON BLOCK,1 NO + 1NC, 2CDS200946R0001 | MCB | SWITCHGEAR | S2C-H6-11R | ABB | _ | NA | Nos |  | Inventory | MCB ADDON BLOCK, 2CDS200946R0001
14290 | SAW-SENSORS-TSAEV11 | METER | SWITCHGEAR | SAW-SENSORS-TSAEV11 | ABB | _ | NA | Nos |  | Inventory | SAW-SENSORS-TSAEV11
14291 | 2A, SP AC MCB, | MCB | SWITCHGEAR | SB201M-C2 | ABB | _ | NA | Nos |  | Inventory | 2A, SP AC MCB,
14292 | 4A, SP AC MCB, | MCB | SWITCHGEAR | SB201M-C4 | ABB | _ | NA | Nos |  | Inventory | 4A, SP AC MCB,
3630 | 6sq.mm, Ring type non insulated Lug- E6 | LUG | WIRE & ACCESSORIES | 6SQ.MM-RING-E6-LUG-NON-INSUL. | REPUTED | _ | NA | Nos |  | Inventory | 6sq.mm, Ring type non insulated Lug- E6
3631 | 6sq.mm, Ring type non-insulated Lug- E8 | LUG | WIRE & ACCESSORIES | 6SQ.MM-RING-E8-LUG-NON-INSUL. | REPUTED | _ | NA | Nos |  | Inventory | 6sq.mm, Ring type non-insulated Lug- E8
3632 | ANCHOR FASTENER 6X75, ZINC PLATED WHITE PASSIVATION | MS HARD | HARDWARE & ACCESSORIES | 6X75 | REPUTED | ANCHOR | NA | Nos | None | Inventory | ANCHOR FASTENER 6X75, ZINC PLATED WHITE PASSIVATION
3633 | 700MM CHANEL WITH HOLE | MCB Channel | WIRE & ACCESSORIES | 700MM-WITH HOLE | REPUTED | _ | NA | Nos | None | Inventory | 700MM CHANEL WITH HOLE
3634 | 700MM WITH HOLE MCB Channel | MCB Channel | WIRE & ACCESSORIES | 700MM-WITH-HOLE | REPUTED | - | - | MTRS |  | Inventory | 700MM WITH HOLE MCB Channel
3635 | 700MM CHANEL WITHOUT HOLE | MCB Channel | WIRE & ACCESSORIES | 700MM-WITHOUT-HOLE | REPUTED | _ | NA | Nos |  | Inventory | 700MM CHANEL WITHOUT HOLE
14293 | 6A, SP AC MCB, | MCB | SWITCHGEAR | SB201M-C6 | ABB | _ | NA | Nos |  | Inventory | 6A, SP AC MCB,
14294 | 10A, DP DC MCB, 1SYS252067R0104 | MCB | SWITCHGEAR | SB202-C10DC | ABB | 10 | NA | Nos |  | Inventory | 10A, DP DC MCB, 1SYS252067R0104
14295 | 16A, DP DC MCB, 1SYS252067R0164 | MCB | SWITCHGEAR | SB202-C16DC | ABB | 16 | NA | Nos |  | Inventory | 16A, DP DC MCB, 1SYS252067R0164
14296 | 2A, DP DC MCB, 1SYS252067R0024 | MCB | SWITCHGEAR | SB202-C2DC | ABB | 2 | NA | Nos |  | Inventory | 2A, DP DC MCB, 1SYS252067R0024
14297 | 4A, DP DC MCB, 1SYS252067R0044 | MCB | SWITCHGEAR | SB202-C4DC | ABB | 4 | NA | Nos |  | Inventory | 4A, DP DC MCB, 1SYS252067R0044
14298 | 6A, DP DC MCB, 1SYS252067R0064 | MCB | SWITCHGEAR | SB202-C6DC | ABB | 6 | NA | Nos |  | Inventory | 6A, DP DC MCB, 1SYS252067R0064
14299 | 10A, DP AC MCB, 1SYS272012R0104 | MCB | SWITCHGEAR | SB202M-C10 | ABB | 10 | NA | Nos |  | Inventory | 10A, DP AC MCB, 1SYS272012R0104
14300 | 16A, DP AC MCB, 1SYS272012R0164 | MCB | SWITCHGEAR | SB202M-C16 | ABB | 16 | NA | Nos |  | Inventory | 16A, DP AC MCB, 1SYS272012R0164
14301 | 2 POLE, 2A AC MCB | MCB | SWITCHGEAR | SB202M-C2 | ABB | _ | NA | Nos |  | Inventory | 2 POLE, 2A AC MCB
14302 | 2 POLE, 4A AC MCB | MCB | SWITCHGEAR | SB202M-C4 | ABB | _ | NA | Nos |  | Inventory | 2 POLE, 4A AC MCB
14303 | 6A, DP AC MCB, | MCB | SWITCHGEAR | SB202M-C6 | ABB | _ | NA | Nos |  | Inventory | 6A, DP AC MCB,
14304 | 3 POLE, 3A AC MCB | MCB | SWITCHGEAR | SB203M-C3 | ABB | _ | NA | Nos |  | Inventory | 3 POLE, 3A AC MCB
14305 | 16A, 4pole AC MCB, 1SYS274012R0064 | MCB | SWITCHGEAR | SB204M-C16 | ABB | 6 | NA | Nos |  | Inventory | 16A, 4pole AC MCB, 1SYS274012R0064
14306 | 4A, 4pole AC MCB, 1SYS274012R0044 | MCB | SWITCHGEAR | SB204M-C4 | ABB | 4 | NA | Nos |  | Inventory | 4A, 4pole AC MCB, 1SYS274012R0044
14307 | 6A, 4pole AC MCB, 1SYS274012R0064 | MCB | SWITCHGEAR | SB204M-C6 | ABB | 6 | NA | Nos |  | Inventory | 6A, 4pole AC MCB, 1SYS274012R0064
14327 | SPRING CHARGING MOTOR AUX VOLTAGE: 220V DC, SUITABLE FORIMPORTED BREAKER, FOR FLOVEL PROJECT | MOTOR | SWITCHGEAR | SCM-ITALY-220VDC | ABB | - | - | Nos |  | Inventory | SPRING CHARGING MOTOR AUX VOLTAGE: 220V DC, SUITABLE FORIMPORTED BREAKER, FOR FLOVEL PROJECT
14328 | SPRING CHARGING MOTOR FOR HPA BREAKER , AUX VOLTAGE : 110 AC | MOTOR | SWITCHGEAR | SCM-SF6-110VAC | ABB | - | - | Nos |  | Inventory | SPRING CHARGING MOTOR FOR HPA BREAKER , AUX VOLTAGE : 110 AC
14329 | SPRING CHARGING MOTOR AUX VOLTAGE: 230V AC, SUITABLE FOR SF6 BRAKER | MOTOR | SWITCHGEAR | SCM-SF6-230VAC | ABB | - | - | Nos |  | Inventory | SPRING CHARGING MOTOR AUX VOLTAGE: 230V AC, SUITABLE FOR SF6 BRAKER
14330 | SPRING CHARGING MOTOR AUX VOLTAGE: 110V AC, SUITABLE FOR VD4 BRAKER | MOTOR | SWITCHGEAR | SCM-VD4-110VAC | ABB | - | - | Nos |  | Inventory | SPRING CHARGING MOTOR AUX VOLTAGE: 110V AC, SUITABLE FOR VD4 BRAKER
14331 | SPRING CHARGING MOTOR AUX VOLTAGE: 110V DC, SUITABLE FOR VD4 BRAKER | MOTOR | SWITCHGEAR | SCM-VD4-110VDC | ABB | - | - | Nos |  | Inventory | SPRING CHARGING MOTOR AUX VOLTAGE: 110V DC, SUITABLE FOR VD4 BRAKER
14332 | SPRING CHARGING MOTOR AUX VOLTAGE: 230V AC, SUITABLE FOR VD4 BRAKER | MOTOR | SWITCHGEAR | SCM-VD4-230VAC | ABB | - | - | Nos |  | Inventory | SPRING CHARGING MOTOR AUX VOLTAGE: 230V AC, SUITABLE FOR VD4 BRAKER
14333 | SPRING CHARGING MOTOR AUX VOLTAGE: 230V DC, SUITABLE FOR VD4 BRAKER | MOTOR | SWITCHGEAR | SCM-VD4-230VDC | ABB | - | - | Nos |  | Inventory | SPRING CHARGING MOTOR AUX VOLTAGE: 230V DC, SUITABLE FOR VD4 BRAKER
14334 | SPRING CHARGING MOTOR AUX VOLTAGE: 24V DC, SUITABLE FOR VD4 BRAKER | MOTOR | SWITCHGEAR | SCM-VD4-24VDC | ABB | - | - | Nos |  | Inventory | SPRING CHARGING MOTOR AUX VOLTAGE: 24V DC, SUITABLE FOR VD4 BRAKER
14335 | SPRING CHARGING MOTOR AUX VOLTAGE: 30V DC, SUITABLE FOR VD4 BRAKER | MOTOR | SWITCHGEAR | SCM-VD4-30VDC | ABB | - | - | Nos |  | Inventory | SPRING CHARGING MOTOR AUX VOLTAGE: 30V DC, SUITABLE FOR VD4 BRAKER
14336 | SPRING CHARGE OPERATING MECHANISM. | BREAKER SPARE | SWITCHGEAR | SCM_MECHANISM | ABB | - | - | SET |  | Inventory | SPRING CHARGE OPERATING MECHANISM.
14468 | LIMIT SWITCH FOR SERVICE POSITION - 33KV VD4 | LIMIT SWITCH | SWITCHGEAR | SER-LIMIT-33KV-VD4 | ABB | _ | NA | Nos |  | Inventory | LIMIT SWITCH FOR SERVICE POSITION - 33KV VD4
14508 | 1POLE,6A DC | MCB | SWITCHGEAR | SH201-C6DC | ABB | 6 | NA | Nos |  | Inventory | 1POLE,6A DC
14509 | 1POLE,10A AC | MCB | SWITCHGEAR | SH201M-C10 | ABB | 10 | NA | Nos | None | Inventory | 1POLE,10A AC
14510 | 1POLE,2A AC | MCB | SWITCHGEAR | SH201M-C2 | ABB | 2 | NA | Nos | None | Inventory | 1POLE,2A AC
14511 | 1POLE,6A AC | MCB | SWITCHGEAR | SH201M-C6 | ABB | 6 | NA | Nos | None | Inventory | 1POLE,6A AC
14512 | 2POLE,10A AC | MCB | SWITCHGEAR | SH202M-C10 | ABB | 10 | NA | Nos |  | Inventory | 2POLE,10A AC
14513 | 2POLE,16A AC | MCB | SWITCHGEAR | SH202M-C16 | ABB | 16 | NA | Nos | None | Inventory | 2POLE,16A AC
3668 | Earth Leakage Relay (ELR) | ELR | LV_Switchgear | 7UG0842-1CD20 | SIEMENS | - | - | Nos. |  | Inventory | Earth Leakage Relay (ELR)
3669 | CBCT FOR ELR | CBCT | LV_Switchgear | 7UG09-97 | SIEMENS | - | - | Nos. |  | Inventory | CBCT FOR ELR
14514 | 2POLE,2A AC | MCB | SWITCHGEAR | SH202M-C2 | ABB | 2 | NA | Nos | None | Inventory | 2POLE,2A AC
14515 | 4A, DP AC MCB, 1SYS272011R0044 | MCB | SWITCHGEAR | SH202M-C4 | ABB | 4 | NA | Nos | None | Inventory | 4A, DP AC MCB, 1SYS272011R0044
14516 | 2POLE,6A AC | MCB | SWITCHGEAR | SH202M-C6 | ABB | 6 | NA | Nos | None | Inventory | 2POLE,6A AC
3673 | KIT FOR XT4 3-4 POLES MCCB,500X600(HXW) | ArTuK | LV PANEL | 800A-T7-KIT-6M | ABB | - | - | KGS |  | Inventory | KIT FOR XT4 3-4 POLES MCCB,500X600(HXW)
3674 | On delay timer range-0-30 sec/min, supply voltage-20 to 240V AC, 12 to 240V DC, 1NO+1NC, RELAY CONTACT-2 C/O | TIMER | ACCESSORIES | 800XA | SELEC | - | ON DELAY | Nos. |  | Inventory | On delay timer range-0-30 sec/min, supply voltage-20 to 240V AC, 12 to 240V DC, 1NO+1NC, RELAY CONTACT-2 C/O
14517 | 4POLE,4A AC | MCB | SWITCHGEAR | SH204M-C4 | ABB | 4 | NA | Nos | None | Inventory | 4POLE,4A AC
14518 | 4POLE,6A AC | MCB | SWITCHGEAR | SH204M-C6 | ABB | 6 | NA | Nos | None | Inventory | 4POLE,6A AC
14890 | SPRING CHARGING MOTOR VD4 - SUITABLE FOR 33kV, 2500A, 31.5kA/3 SEC, VD4 BREAKER. AUX. VOLTAGE : 230V AC. | BREAKER SPARE | SWITCHGEAR | SPRIG-CHARGE-MOTOR-230VAC-VD4 | ABB | - | - | Nos. |  | Inventory | SPRING CHARGING MOTOR VD4 - SUITABLE FOR 33kV, 2500A, 31.5kA/3 SEC, VD4 BREAKER. AUX. VOLTAGE : 230V AC.
15539 | - ArTuK Switchgear As mentioned in the annexure | ArTuK | SWITCHGEAR | SWITCHGEAR | ABB | - | As mentioned in the annexure | Nos |  | Inventory | - ArTuK Switchgear As mentioned in the annexure
15561 | TCS - Non-Drawout, Flush Case Size : 1/2, (95) Contact : 1NO + 1NC+2 C/O SR, with Reverce H/R, Aux. Voltage : 110-125V DC/AC , ORDERING CODE - 1MYN569697-E | RELAY | SWITCHGEAR | TCS-110 | ABB | _ | NA | Nos |  | Inventory | TCS - Non-Drawout, Flush Case Size : 1/2, (95) Contact : 1NO + 1NC+2 C/O SR, with Reverce H/R, Aux. Voltage : 110-125V DC/AC , ORDERING CODE - 1MYN569697-E
3680 | CAB PC 504020 G, Cabinet, PC, Grey door, 500x400x200 | POLYCARBONATE | BUSBAR & ACCESSORIES | 8113360 | FIBOX | - | - | Nos |  | Inventory | CAB PC 504020 G, Cabinet, PC, Grey door, 500x400x200
15562 | TCS - Non-Drawout, Flush Case Size : 1/2, (95)Contact : 1NO + 1NC+2 C/O SR, with Reverce H/R, Aux. Voltage : 220-250 V AC/DC Ordering Code - 1MYN569697-G | RELAY | SWITCHGEAR | TCS-220 | ABB | _ | NA | Nos |  | Inventory | TCS - Non-Drawout, Flush Case Size : 1/2, (95)Contact : 1NO + 1NC+2 C/O SR, with Reverce H/R, Aux. Voltage : 220-250 V AC/DC Ordering Code - 1MYN569697-G
15563 | TCS - Non-Drawout, Flush Case Size : 1/2, (95) Contact : 1NO + 1NC+2 C/O SR, with Reverce H/R, Aux. Voltage : 24 V DC ORDERING CODE - 1MYN569697-A | RELAY | SWITCHGEAR | TCS-24 | ABB | _ | NA | Nos |  | Inventory | TCS - Non-Drawout, Flush Case Size : 1/2, (95) Contact : 1NO + 1NC+2 C/O SR, with Reverce H/R, Aux. Voltage : 24 V DC ORDERING CODE - 1MYN569697-A
15564 | TCS - Non-Drawout, Flush Case Size : 1/2, (95) Contact : 1NO + 1NC+2 C/O SR, with Reverce H/R, Aux. Voltage : 30 V DC ORDERING CODE - 1MYN569697-B | RELAY | SWITCHGEAR | TCS-30 | ABB | _ | NA | Nos |  | Inventory | TCS - Non-Drawout, Flush Case Size : 1/2, (95) Contact : 1NO + 1NC+2 C/O SR, with Reverce H/R, Aux. Voltage : 30 V DC ORDERING CODE - 1MYN569697-B
15565 | TCS - Non-Drawout, Flush Case Size : 1/2, (95) Contact : 1NO + 1NC+2 C/O SR, with Reverce H/R, Aux. Voltage : 48 V DC ORDERING CODE - 1MYN569697-C | RELAY | SWITCHGEAR | TCS-48 | ABB | _ | NA | Nos |  | Inventory | TCS - Non-Drawout, Flush Case Size : 1/2, (95) Contact : 1NO + 1NC+2 C/O SR, with Reverce H/R, Aux. Voltage : 48 V DC ORDERING CODE - 1MYN569697-C
15581 | LIMIT SWITCH FOR TEST POSITION - 33KV VD4 | LIMIT SWITCH | SWITCHGEAR | TEST-LIMIT-33KV-VD4 | ABB | _ | NA | Nos |  | Inventory | LIMIT SWITCH FOR TEST POSITION - 33KV VD4
3686 | Toughened Glass-1570X588X4 mm THK SUITABLE FOR IK-10-720WX1600H | ArTuK | LV PANEL | 853213-006 | ABB | - | - | KGS |  | Inventory | Toughened Glass-1570X588X4 mm THK SUITABLE FOR IK-10-720WX1600H
3687 | Toughened Glass-1570X348X4 mm THK SUITABLE FOR IK-10-510WX1600H | ArTuK | LV PANEL | 853213-006A | ABB | - | - | KGS |  | Inventory | Toughened Glass-1570X348X4 mm THK SUITABLE FOR IK-10-510WX1600H
3688 | Toughened Glass-1570X558X4 mm. THK SUITABLE FOR IK-10-920WX1600H-PARTIAL GLASS | ArTuK | LV PANEL | 853213-006B | ABB | - | - | KGS |  | Inventory | Toughened Glass-1570X558X4 mm. THK SUITABLE FOR IK-10-920WX1600H-PARTIAL GLASS
3689 | Toughened Glass-1570X558X4 mm THK SUITABLE FOR IK-10-1120WX1600H-PARTIAL GLASS. | ArTuK | LV PANEL | 853213-006C | ABB | - | - | KGS |  | Inventory | Toughened Glass-1570X558X4 mm THK SUITABLE FOR IK-10-1120WX1600H-PARTIAL GLASS.
3690 | Toughened Glass-1770X348X4 mm. THK SUITABLE FOR IK-10-510WX1800H | ArTuK | LV PANEL | 853213-007A | ABB | - | - | KGS |  | Inventory | Toughened Glass-1770X348X4 mm. THK SUITABLE FOR IK-10-510WX1800H
3691 | Toughened Glass-1770X558X4 mm. THK SUITABLE FOR IK-10-920WX1800H-PARTIAL GLASS | ArTuK | LV PANEL | 853213-007B | ABB | - | - | KGS |  | Inventory | Toughened Glass-1770X558X4 mm. THK SUITABLE FOR IK-10-920WX1800H-PARTIAL GLASS
3692 | Toughened Glass-1770X558X4 mm THK SUITABLE FOR IK-10-1120WX1600H-PARTIAL GLASS. | ArTuK | LV PANEL | 853213-007C | ABB | - | - | KGS |  | Inventory | Toughened Glass-1770X558X4 mm THK SUITABLE FOR IK-10-1120WX1600H-PARTIAL GLASS.
3693 | Toughened Glass-1970X558X4 mm THK SUITABLE FOR IK-10-720WX2000H | ArTuK | LV PANEL | 853213-008 | ABB | - | - | KGS |  | Inventory | Toughened Glass-1970X558X4 mm THK SUITABLE FOR IK-10-720WX2000H
3694 | Toughened Glass-1970X758X4 mm THK SUITABLE FOR IK-10 | ArTuK | LV PANEL | 853213-008A | ABB | - | - | KGS |  | Inventory | Toughened Glass-1970X758X4 mm THK SUITABLE FOR IK-10
3695 | Toughened Glass-1970X758X4 mm THK SUITABLE FOR IK-10. | ArTuK | LV PANEL | 853213-008A. | ABB | - | - | Nos |  | Inventory | Toughened Glass-1970X758X4 mm THK SUITABLE FOR IK-10.
3696 | Toughened Glass-1770X348X4 mm THK SUITABLE FOR IK-10-510WX1800H | ArTuK | LV PANEL | 853213-011 | ABB | - | - | KGS |  | Inventory | Toughened Glass-1770X348X4 mm THK SUITABLE FOR IK-10-510WX1800H
3697 | Toughened Glass-1970X348X4 mm THK SUITABLE FOR IK-10-510WX2000H. | ArTuK | LV PANEL | 853213-012 | ABB | - | - | Nos |  | Inventory | Toughened Glass-1970X348X4 mm THK SUITABLE FOR IK-10-510WX2000H.
3698 | Toughened Glass-1970X958X4 mm THK SUITABLE FOR IK-10-1120WX2000H. | ArTuK | LV PANEL | 853213-013 | ABB | - | - | Nos |  | Inventory | Toughened Glass-1970X958X4 mm THK SUITABLE FOR IK-10-1120WX2000H.
3699 | Toughened Glass-1770X558X4 mm THK SUITABLE FOR IK-10-720WX1800H | ArTuK | LV PANEL | 853213-07 | ABB | - | - | KGS |  | Inventory | Toughened Glass-1770X558X4 mm THK SUITABLE FOR IK-10-720WX1800H
3700 | STRIP LOGO ABB ARTUK W-715 | ArTuK | LV PANEL | 853266-001-1 | ABB | - | - | KGS |  | Inventory | STRIP LOGO ABB ARTUK W-715
3701 | STRIP LOGO ABB ARTUK W-915 | ArTuK | LV PANEL | 853266-002-1 | ABB | - | - | Nos |  | Inventory | STRIP LOGO ABB ARTUK W-915
3702 | ARTUK GLASS DOOR (PUNCHING & BENDING) | ArTuK | LV PANEL | 853280-002 | ABB | - | - | Nos |  | Inventory | ARTUK GLASS DOOR (PUNCHING & BENDING)
3703 | ARTUK DOOR WITHOUT GLASS (PUNCHING & BENDING) | ArTuK | LV PANEL | 853292-801 | ABB | - | - | Nos |  | Inventory | ARTUK DOOR WITHOUT GLASS (PUNCHING & BENDING)
3704 | Hinge Artu K | ArTuK | LV PANEL | 853293-001 | ABB | - | - | KGS |  | Inventory | Hinge Artu K
3705 | STRIP LOGO ABB ARTUK W-415 | ArTuK | LV PANEL | 853342-001-1 | ABB | - | - | Nos |  | Inventory | STRIP LOGO ABB ARTUK W-415
3706 | FUNCTIONAL FRAME SEGREGATED H=2000 | ArTuK | LV PANEL | 853525_002 | ABB | - | - | KGS |  | Inventory | FUNCTIONAL FRAME SEGREGATED H=2000
3707 | FRONTAL UPRIGHT ARTUK H=2000 | ArTuK | LV PANEL | 853912_001 | ABB | - | - | KGS |  | Inventory | FRONTAL UPRIGHT ARTUK H=2000
3708 | REAR UPRIGHT ARTUK H=2000 | ArTuK | LV PANEL | 853913_001 | ABB | - | - | KGS |  | Inventory | REAR UPRIGHT ARTUK H=2000
3709 | PANEL FOR EMAX E3-E4 36MOD. WITH HINGES | ArTuK | LV PANEL | 854188_001 | ABB | - | - | KGS |  | Inventory | PANEL FOR EMAX E3-E4 36MOD. WITH HINGES
3710 | STRIP LOGO ABB ARTUK W-505 | ArTuK | LV PANEL | 854315-001-1 | ABB | - | - | Nos |  | Inventory | STRIP LOGO ABB ARTUK W-505
3711 | SUPPORT CROSS BAR FIX./ WITH. NO SEG.36M | ArTuK | LV PANEL | 854555_001 | ABB | - | - | KGS |  | Inventory | SUPPORT CROSS BAR FIX./ WITH. NO SEG.36M
3712 | SHELF EMAX E1-E2-E3 WITH. SEGR. K36M. | ArTuK | LV PANEL | 854559_001 | ABB | - | - | KGS |  | Inventory | SHELF EMAX E1-E2-E3 WITH. SEGR. K36M.
3713 | SIDE SEP..EMAX E1-E2-E3 WITH.SEG.24/36M. | ArTuK | LV PANEL | 854561_001 | ABB | - | - | KGS |  | Inventory | SIDE SEP..EMAX E1-E2-E3 WITH.SEG.24/36M.
3714 | LEFT SIDE SUPPORT. EMAX WITH. K SEGREG. | ArTuK | LV PANEL | 854565_001 | ABB | - | - | KGS |  | Inventory | LEFT SIDE SUPPORT. EMAX WITH. K SEGREG.
3715 | RIGHT SIDE SUPPORT. EMAX WITH. K SEGREG. | ArTuK | LV PANEL | 854565_002 | ABB | - | - | KGS |  | Inventory | RIGHT SIDE SUPPORT. EMAX WITH. K SEGREG.
3716 | FORM2 SEP.EMAX E3 3/4P.WITH. 36M | ArTuK | LV PANEL | 854571_001 | ABB | - | - | KGS |  | Inventory | FORM2 SEP.EMAX E3 3/4P.WITH. 36M
3717 | STRIP LOGO ABB ARTUK W-1115 | ArTuK | LV PANEL | 854633-001-1 | ABB | - | - | Nos |  | Inventory | STRIP LOGO ABB ARTUK W-1115
3718 | STRIP LOGO ABB ARTUK W-1315 | ArTuK | LV PANEL | 854633-002-1 | ABB | - | - | Nos |  | Inventory | STRIP LOGO ABB ARTUK W-1315
3719 | CROSSPIECES FOR HOR/VERT. BARS D=1000 | ArTuK | LV PANEL | 854847_001 | ABB | - | - | KGS |  | Inventory | CROSSPIECES FOR HOR/VERT. BARS D=1000
3720 | SIDE COVER LH/RH | ArTuK | LV PANEL | 854858 | ABB | - | - | Nos |  | Inventory | SIDE COVER LH/RH
3721 | CROSSPIECE ARTU K D1000 HORIZ. BARS | ArTuK | LV PANEL | 854870_001 | ABB | - | - | KGS |  | Inventory | CROSSPIECE ARTU K D1000 HORIZ. BARS
3722 | DEEPLY CROSSPIECE W=700 BASE/TOP ARTUK | ArTuK | LV PANEL | 855570/007 | ABB | - | - | KGS |  | Inventory | DEEPLY CROSSPIECE W=700 BASE/TOP ARTUK
3723 | TRAV.POST.L=300 RISALITA ARTU K | ArTuK | LV PANEL | 855570_006 | ABB | - | - | KGS |  | Inventory | TRAV.POST.L=300 RISALITA ARTU K
3724 | DEEPLY CROSSPIECE W=900 BASE/TOP ARTUK | ArTuK | LV PANEL | 855570_009 | ABB | - | - | KGS |  | Inventory | DEEPLY CROSSPIECE W=900 BASE/TOP ARTUK
3725 | FRONTAL CROSSPIECE W=600 BASE/TOP ARTUK | ArTuK | LV PANEL | 855571_004 | ABB | - | - | KGS |  | Inventory | FRONTAL CROSSPIECE W=600 BASE/TOP ARTUK
3726 | 3 Way jionts Corner Block | ArTuK | LV PANEL | 856615-001-1 | ABB | - | - | KGS |  | Inventory | 3 Way jionts Corner Block
3727 | A/F M8X75 MAKE: REPURED | MS HARD | HARDWARE & ACCESSORIES | 8X75 | REPUTED | ANCHOR | NA | Nos | None | Inventory | A/F M8X75 MAKE: REPURED
15618 | HTR UNIT (TRANSRECIVER) PART CODE- 1VYN401801-VF ; | METER | SWITCHGEAR | TRANSRECIVER | ABB | _ | NA | Nos |  | Inventory | HTR UNIT (TRANSRECIVER) PART CODE- 1VYN401801-VF ;
15645 | Trip circuit supervision relay Size:2S-6C, Contacts:1NO & 2NC, Aux. voltage:125 DC - Article No. 1MYN569339-C | RELAY | SWITCHGEAR | TSR-B-125 | ABB | _ | NA | Nos |  | Inventory | Trip circuit supervision relay Size:2S-6C, Contacts:1NO & 2NC, Aux. voltage:125 DC - Article No. 1MYN569339-C
15681 | FUSE FAILURE - FUSE FAILURE RELAY, TYPE-UVT92m,(60), 3 PHASE 4 WIRE, RATED VOLTAGE-110V AC, AUX VOLTAGE-110V DC, CONTACTS 2C/O, FLUSH MOUNTING TYPE. ordering code - 1MYN742844-D | RELAY | SWITCHGEAR | UVT92M 110 | ABB | _ | NA | Nos | None | Inventory | FUSE FAILURE - FUSE FAILURE RELAY, TYPE-UVT92m,(60), 3 PHASE 4 WIRE, RATED VOLTAGE-110V AC, AUX VOLTAGE-110V DC, CONTACTS 2C/O, FLUSH MOUNTING TYPE. ordering code - 1MYN742844-D
15682 | FUSE FAILURE - FUSE FAILURE RELAY, TYPE-UVT92m,(60), 3 PHASE 4 WIRE, RATED VOLTAGE-110V AC, AUX VOLTAGE-230V AC, CONTACTS 2C/O, FLUSH MOUNTING TYPE, | RELAY | SWITCHGEAR | UVT92M 230 | ABB | _ | NA | Nos | None | Inventory | FUSE FAILURE - FUSE FAILURE RELAY, TYPE-UVT92m,(60), 3 PHASE 4 WIRE, RATED VOLTAGE-110V AC, AUX VOLTAGE-230V AC, CONTACTS 2C/O, FLUSH MOUNTING TYPE,
15683 | FUSE FAILURE - FUSE FAILURE RELAYTYPE-UVT92m,(60), 3 PHASE 4 WIRE,RATED VOLTAGE-110V AC, AUXVOLTAGE-24V DC, CONTACTS 2C/O,FLUSH MOUNTING TYPE.ordering code - 1MYN742844-A | RELAY | SWITCHGEAR | UVT92M 24 | ABB | _ | NA | Nos | None | Inventory | FUSE FAILURE - FUSE FAILURE RELAYTYPE-UVT92m,(60), 3 PHASE 4 WIRE,RATED VOLTAGE-110V AC, AUXVOLTAGE-24V DC, CONTACTS 2C/O,FLUSH MOUNTING TYPE.ordering code - 1MYN742844-A
15684 | FUSE FAILURE - FUSE FAILURE RELAY, TYPE-UVT92m,(60), 3 PHASE 4 WIRE, RATED VOLTAGE-110V AC, AUX VOLTAGE-220V DC, CONTACTS 2C/O, FLUSH MOUNTING TYPE. | RELAY | SWITCHGEAR | UVT92M-220 | ABB | _ | NA | Nos |  | Inventory | FUSE FAILURE - FUSE FAILURE RELAY, TYPE-UVT92m,(60), 3 PHASE 4 WIRE, RATED VOLTAGE-110V AC, AUX VOLTAGE-220V DC, CONTACTS 2C/O, FLUSH MOUNTING TYPE.
16143 | 3POLE, 6.6kV, 400A, FIXED TYPE, VACUUM CONTACTOR, WITH SINGLE COMMAND, OPERATION RATED, VOLTAGE – 110V DC. | BREAKER | SWITCHGEAR | VACUUM-CON-6.6-400A-FIX | ABB | _ | NA | Nos | None | Inventory | 3POLE, 6.6kV, 400A, FIXED TYPE, VACUUM CONTACTOR, WITH SINGLE COMMAND, OPERATION RATED, VOLTAGE – 110V DC.
16174 | VCB - VD412 NEW 1250A / 31.5KA FOR 3SEC. BREAKER, OPERATION COUNTER , DRAWOUT TYPE With loose Accessories , CLOSING & TRIPPING COIL : | BREAKER | SWITCHGEAR | VD4 121231.5-DRAW-OUT | ABB | _ | NA | Nos | None | Inventory | VCB - VD412 NEW 1250A / 31.5KA FOR 3SEC. BREAKER, OPERATION COUNTER , DRAWOUT TYPE With loose Accessories , CLOSING & TRIPPING COIL :
3736 | 25A DP ACTI-9 RCD with 30mA trip sensitivity, Type xID-25/0.03 | RCD | LV_Switchgear | A9N16201 | SCHNEIDER | 25A | 30mA | Nos. | None | Inventory | 25A DP ACTI-9 RCD with 30mA trip sensitivity, Type xID-25/0.03
3737 | 25A DP xID RCD with 300mA trip sensitivity, Type xID-25/0.3 | RCD | LV_Switchgear | A9N16202 | SCHNEIDER | 25A | 300mA | Nos. | None | Inventory | 25A DP xID RCD with 300mA trip sensitivity, Type xID-25/0.3
3738 | 25A DP ACTI-9 RCD with 100mA trip sensitivity, Type xID-25/0.1 | RCD | LV_Switchgear | A9N16203 | SCHNEIDER | 25A | 100mA | Nos. | None | Inventory | 25A DP ACTI-9 RCD with 100mA trip sensitivity, Type xID-25/0.1
3739 | 40A DP ACTI-9 RCD with 30mA trip sensitivity, Type xID-40/0.03 | RCD | LV_Switchgear | A9N16204 | SCHNEIDER | 40A | 30mA | Nos. | None | Inventory | 40A DP ACTI-9 RCD with 30mA trip sensitivity, Type xID-40/0.03
3740 | 40A DP ACTI-9 RCD with 100mA trip sensitivity, Type xID-40/0.1 | RCD | LV_Switchgear | A9N16205 | SCHNEIDER | 40A | 100mA | Nos. | None | Inventory | 40A DP ACTI-9 RCD with 100mA trip sensitivity, Type xID-40/0.1
3741 | 40A DP xID RCD with 300mA trip sensitivity, Type xID-40/0.3 | RCD | LV_Switchgear | A9N16206 | SCHNEIDER | 40A | 300mA | Nos. | None | Inventory | 40A DP xID RCD with 300mA trip sensitivity, Type xID-40/0.3
3742 | 63A DP ACTI-9 RCD with 30mA trip sensitivity, Type xID-63/0.03 | RCD | LV_Switchgear | A9N16208 | SCHNEIDER | 63A | 30mA | Nos. | None | Inventory | 63A DP ACTI-9 RCD with 30mA trip sensitivity, Type xID-63/0.03
3743 | 63A DP ACTI-9 RCD with 100mA trip sensitivity, Type xID-63/0.1 | RCD | LV_Switchgear | A9N16209 | SCHNEIDER | 63A | 100mA | Nos. | None | Inventory | 63A DP ACTI-9 RCD with 100mA trip sensitivity, Type xID-63/0.1
3744 | 63A DP xID RCD with 300mA trip sensitivity, Type xID-63/0.3 | RCD | LV_Switchgear | A9N16210 | SCHNEIDER | 63A | 300mA | Nos. | None | Inventory | 63A DP xID RCD with 300mA trip sensitivity, Type xID-63/0.3
3745 | 80A DP ACTI-9 RCD with 30mA trip sensitivity, Type xID-80/0.03 | RCD | LV_Switchgear | A9N16212 | SCHNEIDER | 80A | 30mA | Nos. | None | Inventory | 80A DP ACTI-9 RCD with 30mA trip sensitivity, Type xID-80/0.03
3746 | 80A DP ACTI-9 RCD with 100mA trip sensitivity, Type xID-80/0.1 | RCD | LV_Switchgear | A9N16213 | SCHNEIDER | 80A | 100mA | Nos. | None | Inventory | 80A DP ACTI-9 RCD with 100mA trip sensitivity, Type xID-80/0.1
3747 | 80A DP xID RCD with 300mA trip sensitivity, Type xID-80/0.3 | RCD | LV_Switchgear | A9N16214 | SCHNEIDER | 80A | 300mA | Nos. | None | Inventory | 80A DP xID RCD with 300mA trip sensitivity, Type xID-80/0.3
3748 | 25A DP ACTI-9 RCCB with 30mA trip sensitivity, Type xID SI-25/0.03 | RCCB | LV_Switchgear | A9N16234 | SCHNEIDER | 25A | 30mA | Nos. | None | Inventory | 25A DP ACTI-9 RCCB with 30mA trip sensitivity, Type xID SI-25/0.03
3749 | 40A DP ACTI-9 RCCB with 30mA trip sensitivity, Type xID SI-40/0.03 | RCCB | LV_Switchgear | A9N16237 | SCHNEIDER | 40A | 30mA | Nos. | None | Inventory | 40A DP ACTI-9 RCCB with 30mA trip sensitivity, Type xID SI-40/0.03
3750 | 63A DP ACTI-9 RCCB with 30mA trip sensitivity, Type xID SI-63/0.03 | RCCB | LV_Switchgear | A9N16240 | SCHNEIDER | 63A | 30mA | Nos. | None | Inventory | 63A DP ACTI-9 RCCB with 30mA trip sensitivity, Type xID SI-63/0.03
3751 | 63A DP ACTI-9 RCCB with 30mA trip sensitivity, Type xID SI-63/0.3 | RCCB | LV_Switchgear | A9N16246 | SCHNEIDER | 63A | 300mA | Nos. | None | Inventory | 63A DP ACTI-9 RCCB with 30mA trip sensitivity, Type xID SI-63/0.3
3752 | 25A FP ACTI-9 RCD with 30mA trip sensitivity, Type xID-25/0.03 | RCD | LV_Switchgear | A9N16251 | SCHNEIDER | 25A | 30mA | Nos. | None | Inventory | 25A FP ACTI-9 RCD with 30mA trip sensitivity, Type xID-25/0.03
3753 | 25A FP xID RCD with 300mA trip sensitivity, Type xID-25/0.3 | RCD | LV_Switchgear | A9N16252 | SCHNEIDER | 25A | 300mA | Nos. | None | Inventory | 25A FP xID RCD with 300mA trip sensitivity, Type xID-25/0.3
3754 | 25A FP ACTI-9 RCD with 100mA trip sensitivity, Type xID-25/0.1 | RCD | LV_Switchgear | A9N16253 | SCHNEIDER | 25A | 100mA | Nos. | None | Inventory | 25A FP ACTI-9 RCD with 100mA trip sensitivity, Type xID-25/0.1
3755 | 40A FP ACTI-9 RCD with 30mA trip sensitivity, Type xID-40/0.03 | RCD | LV_Switchgear | A9N16254 | SCHNEIDER | 40A | 30mA | Nos. | None | Inventory | 40A FP ACTI-9 RCD with 30mA trip sensitivity, Type xID-40/0.03
3756 | 40A FP ACTI-9 RCD with 100mA trip sensitivity, Type xID-40/0.1 | RCD | LV_Switchgear | A9N16255 | SCHNEIDER | 40A | 100mA | Nos. | None | Inventory | 40A FP ACTI-9 RCD with 100mA trip sensitivity, Type xID-40/0.1
3757 | 40A FP xID RCD with 300mA trip sensitivity, Type xID-40/0.3 | RCD | LV_Switchgear | A9N16256 | SCHNEIDER | 40A | 300mA | Nos. | None | Inventory | 40A FP xID RCD with 300mA trip sensitivity, Type xID-40/0.3
3758 | 63A FP ACTI-9 RCD with 30mA trip sensitivity, Type xID-63/0.03 | RCD | LV_Switchgear | A9N16258 | SCHNEIDER | 63A | 30mA | Nos. | None | Inventory | 63A FP ACTI-9 RCD with 30mA trip sensitivity, Type xID-63/0.03
3759 | 63A FP ACTI-9 RCD with 100mA trip sensitivity, Type xID-63/0.1 | RCD | LV_Switchgear | A9N16259 | SCHNEIDER | 63A | 100mA | Nos. | None | Inventory | 63A FP ACTI-9 RCD with 100mA trip sensitivity, Type xID-63/0.1
3760 | 63A FP xID RCD with 300mA trip sensitivity, Type xID-63/0.3 | RCD | LV_Switchgear | A9N16260 | SCHNEIDER | 63A | 300mA | Nos. | None | Inventory | 63A FP xID RCD with 300mA trip sensitivity, Type xID-63/0.3
3761 | 80A FP ACTI-9 RCD with 30mA trip sensitivity, Type xID-80/0.03 | RCD | LV_Switchgear | A9N16261 | SCHNEIDER | 80A | 30mA | Nos. | None | Inventory | 80A FP ACTI-9 RCD with 30mA trip sensitivity, Type xID-80/0.03
3762 | 80A FP ACTI-9 RCD with 100mA trip sensitivity, Type xID-80/0.1 | RCD | LV_Switchgear | A9N16262 | SCHNEIDER | 80A | 100mA | Nos. | None | Inventory | 80A FP ACTI-9 RCD with 100mA trip sensitivity, Type xID-80/0.1
3763 | 80A FP xID RCD with 300mA trip sensitivity, Type xID-80/0.3 | RCD | LV_Switchgear | A9N16263 | SCHNEIDER | 80A | 300mA | Nos. | None | Inventory | 80A FP xID RCD with 300mA trip sensitivity, Type xID-80/0.3
3764 | 25A FP ACTI-9 RCCB with 30mA trip sensitivity, Type xID SI-25/0.03 | RCCB | LV_Switchgear | A9N16321 | SCHNEIDER | 25A | 30mA | Nos. | None | Inventory | 25A FP ACTI-9 RCCB with 30mA trip sensitivity, Type xID SI-25/0.03
3765 | 40A FP ACTI-9 RCCB with 30mA trip sensitivity, Type xID SI-40/0.03 | RCCB | LV_Switchgear | A9N16324 | SCHNEIDER | 40A | 30mA | Nos. | None | Inventory | 40A FP ACTI-9 RCCB with 30mA trip sensitivity, Type xID SI-40/0.03
3766 | 63A FP ACTI-9 RCCB with 30mA trip sensitivity, Type xID SI-63/0.03 | RCCB | LV_Switchgear | A9N16327 | SCHNEIDER | 63A | 30mA | Nos. | None | Inventory | 63A FP ACTI-9 RCCB with 30mA trip sensitivity, Type xID SI-63/0.03
3767 | 63A FP ACTI-9 RCCB with 30mA trip sensitivity, Type xID SI-63/0.3 | RCCB | LV_Switchgear | A9N16334 | SCHNEIDER | 63A | 300mA | Nos. | None | Inventory | 63A FP ACTI-9 RCCB with 30mA trip sensitivity, Type xID SI-63/0.3
3768 | 80A SP 10kA ACTI-9 MCB C-curve, Type C120N | MCB | LV_Switchgear | A9N18357 | SCHNEIDER | 80A | CNAcurve | Nos. | None | Inventory | 80A SP 10kA ACTI-9 MCB C-curve, Type C120N
3769 | 100A SP 10kA ACTI-9 MCB C-curve, Type C120N | MCB | LV_Switchgear | A9N18358 | SCHNEIDER | 100A | CNAcurve | Nos. | None | Inventory | 100A SP 10kA ACTI-9 MCB C-curve, Type C120N
3770 | 125A SP 10kA ACTI-9 MCB C-curve, Type C120N | MCB | LV_Switchgear | A9N18359 | SCHNEIDER | 125A | CNAcurve | Nos. | None | Inventory | 125A SP 10kA ACTI-9 MCB C-curve, Type C120N
3771 | 80A DP 10kA ACTI-9 MCB C-curve, Type C120N | MCB | LV_Switchgear | A9N18361 | SCHNEIDER | 80A | CNAcurve | Nos. | None | Inventory | 80A DP 10kA ACTI-9 MCB C-curve, Type C120N
3772 | 100A DP 10kA ACTI-9 MCB C-curve, Type C120N | MCB | LV_Switchgear | A9N18362 | SCHNEIDER | 100A | CNAcurve | Nos. | None | Inventory | 100A DP 10kA ACTI-9 MCB C-curve, Type C120N
3773 | 125A DP 10kA ACTI-9 MCB C-curve, Type C120N | MCB | LV_Switchgear | A9N18363 | SCHNEIDER | 125A | CNAcurve | Nos. | None | Inventory | 125A DP 10kA ACTI-9 MCB C-curve, Type C120N
3774 | 80A TP 10kA ACTI-9 MCB C-curve, Type C120N | MCB | LV_Switchgear | A9N18365 | SCHNEIDER | 80A | CNAcurve | Nos. | None | Inventory | 80A TP 10kA ACTI-9 MCB C-curve, Type C120N
3775 | 100A TP 10kA ACTI-9 MCB C-curve, Type C120N | MCB | LV_Switchgear | A9N18367 | SCHNEIDER | 100A | CNAcurve | Nos. | None | Inventory | 100A TP 10kA ACTI-9 MCB C-curve, Type C120N
3776 | 125A TP 10kA ACTI-9 MCB C-curve, Type C120N | MCB | LV_Switchgear | A9N18369 | SCHNEIDER | 125A | CNAcurve | Nos. | None | Inventory | 125A TP 10kA ACTI-9 MCB C-curve, Type C120N
3777 | 80A FP 10kA ACTI-9 MCB C-curve, Type C120N | MCB | LV_Switchgear | A9N18372 | SCHNEIDER | 80A | CNAcurve | Nos. | None | Inventory | 80A FP 10kA ACTI-9 MCB C-curve, Type C120N
3778 | 100A FP 10kA ACTI-9 MCB C-curve, Type C120N | MCB | LV_Switchgear | A9N18374 | SCHNEIDER | 100A | CNAcurve | Nos. | None | Inventory | 100A FP 10kA ACTI-9 MCB C-curve, Type C120N
3779 | 125A FP 10kA ACTI-9 MCB C-curve, Type C120N | MCB | LV_Switchgear | A9N18376 | SCHNEIDER | 125A | CNAcurve | Nos. | None | Inventory | 125A FP 10kA ACTI-9 MCB C-curve, Type C120N
3780 | 80A SP 15kA ACTI-9 MCB C-curve, Type C120H | MCB | LV_Switchgear | A9N18446 | SCHNEIDER | 80A | CNAcurve | Nos. | None | Inventory | 80A SP 15kA ACTI-9 MCB C-curve, Type C120H
3781 | 100A SP 15kA ACTI-9 MCB C-curve, Type C120H | MCB | LV_Switchgear | A9N18447 | SCHNEIDER | 100A | CNAcurve | Nos. | None | Inventory | 100A SP 15kA ACTI-9 MCB C-curve, Type C120H
3782 | 125A SP 15kA ACTI-9 MCB C-curve, Type C120H | MCB | LV_Switchgear | A9N18448 | SCHNEIDER | 125A | CNAcurve | Nos. | None | Inventory | 125A SP 15kA ACTI-9 MCB C-curve, Type C120H
3783 | 80A DP 15kA ACTI-9 MCB C-curve, Type C120H | MCB | LV_Switchgear | A9N18457 | SCHNEIDER | 80A | CNAcurve | Nos. | None | Inventory | 80A DP 15kA ACTI-9 MCB C-curve, Type C120H
3784 | 100A DP 15kA ACTI-9 MCB C-curve, Type C120H | MCB | LV_Switchgear | A9N18458 | SCHNEIDER | 100A | CNAcurve | Nos. | None | Inventory | 100A DP 15kA ACTI-9 MCB C-curve, Type C120H
3785 | 125A DP 15kA ACTI-9 MCB C-curve, Type C120H | MCB | LV_Switchgear | A9N18459 | SCHNEIDER | 125A | CNAcurve | Nos. | None | Inventory | 125A DP 15kA ACTI-9 MCB C-curve, Type C120H
3786 | 80A TP 15kA ACTI-9 MCB C-curve, Type C120H | MCB | LV_Switchgear | A9N18468 | SCHNEIDER | 80A | CNAcurve | Nos. | None | Inventory | 80A TP 15kA ACTI-9 MCB C-curve, Type C120H
3787 | 100A TP 15kA ACTI-9 MCB C-curve, Type C120H | MCB | LV_Switchgear | A9N18469 | SCHNEIDER | 100A | CNAcurve | Nos. | None | Inventory | 100A TP 15kA ACTI-9 MCB C-curve, Type C120H
3788 | 125A TP 15kA ACTI-9 MCB C-curve, Type C120H | MCB | LV_Switchgear | A9N18470 | SCHNEIDER | 125A | CNAcurve | Nos. | None | Inventory | 125A TP 15kA ACTI-9 MCB C-curve, Type C120H
3789 | 80A FP 15kA ACTI-9 MCB C-curve, Type C120H | MCB | LV_Switchgear | A9N18479 | SCHNEIDER | 80A | CNAcurve | Nos. | None | Inventory | 80A FP 15kA ACTI-9 MCB C-curve, Type C120H
3790 | 100A FP 15kA ACTI-9 MCB C-curve, Type C120H | MCB | LV_Switchgear | A9N18480 | SCHNEIDER | 100A | CNAcurve | Nos. | None | Inventory | 100A FP 15kA ACTI-9 MCB C-curve, Type C120H
3791 | 125A FP 15kA ACTI-9 MCB C-curve, Type C120H | MCB | LV_Switchgear | A9N18481 | SCHNEIDER | 125A | CNAcurve | Nos. | None | Inventory | 125A FP 15kA ACTI-9 MCB C-curve, Type C120H
3792 | 6A SPN 10kA ACTI-9 RCBO with 30mA trip sensitivity, Type DPN-C6-AC30 | RCBO | LV_Switchgear | A9N19661 | SCHNEIDER | 6A | 30mA | Nos. | None | Inventory | 6A SPN 10kA ACTI-9 RCBO with 30mA trip sensitivity, Type DPN-C6-AC30
3793 | 10A SPN 10kA ACTI-9 RCBO with 30mA trip sensitivity, Type DPN-C10-AC30 | RCBO | LV_Switchgear | A9N19663 | SCHNEIDER | 10A | 30mA | Nos. | None | Inventory | 10A SPN 10kA ACTI-9 RCBO with 30mA trip sensitivity, Type DPN-C10-AC30
3794 | 16A SPN 10kA ACTI-9 RCBO with 30mA trip sensitivity, Type DPN-C16-AC30 | RCBO | LV_Switchgear | A9N19665 | SCHNEIDER | 16A | 30mA | Nos. | None | Inventory | 16A SPN 10kA ACTI-9 RCBO with 30mA trip sensitivity, Type DPN-C16-AC30
3795 | 20A SPN 10kA ACTI-9 RCBO with 30mA trip sensitivity, Type DPN-C20-AC30 | RCBO | LV_Switchgear | A9N19666 | SCHNEIDER | 20A | 30mA | Nos. | None | Inventory | 20A SPN 10kA ACTI-9 RCBO with 30mA trip sensitivity, Type DPN-C20-AC30
3796 | 25A SPN 10kA ACTI-9 RCBO with 30mA trip sensitivity, Type DPN-C25-AC30 | RCBO | LV_Switchgear | A9N19667 | SCHNEIDER | 25A | 30mA | Nos. | None | Inventory | 25A SPN 10kA ACTI-9 RCBO with 30mA trip sensitivity, Type DPN-C25-AC30
3797 | 32A SPN 10kA ACTI-9 RCBO with 30mA trip sensitivity, Type DPN-C32-AC30 | RCBO | LV_Switchgear | A9N19668 | SCHNEIDER | 32A | 30mA | Nos. | None | Inventory | 32A SPN 10kA ACTI-9 RCBO with 30mA trip sensitivity, Type DPN-C32-AC30
3798 | 40A SPN 10kA ACTI-9 RCBO with 30mA trip sensitivity, Type DPN-C40-AC30 | RCBO | LV_Switchgear | A9N19669 | SCHNEIDER | 40A | 30mA | Nos. | None | Inventory | 40A SPN 10kA ACTI-9 RCBO with 30mA trip sensitivity, Type DPN-C40-AC30
3799 | 6A SPN 10kA ACTI-9 RCBO with 300mA trip sensitivity, Type DPN-C6-AC300 | RCBO | LV_Switchgear | A9N19681 | SCHNEIDER | 6A | 300mA | Nos. | None | Inventory | 6A SPN 10kA ACTI-9 RCBO with 300mA trip sensitivity, Type DPN-C6-AC300
3800 | 10A SPN 10kA ACTI-9 RCBO with 300mA trip sensitivity, Type DPN-C10-AC300 | RCBO | LV_Switchgear | A9N19683 | SCHNEIDER | 10A | 300mA | Nos. | None | Inventory | 10A SPN 10kA ACTI-9 RCBO with 300mA trip sensitivity, Type DPN-C10-AC300
3801 | 16A SPN 10kA ACTI-9 RCBO with 300mA trip sensitivity, Type DPN-C16-AC300 | RCBO | LV_Switchgear | A9N19685 | SCHNEIDER | 16A | 300mA | Nos. | None | Inventory | 16A SPN 10kA ACTI-9 RCBO with 300mA trip sensitivity, Type DPN-C16-AC300
3802 | 20A SPN 10kA ACTI-9 RCBO with 300mA trip sensitivity, Type DPN-C20-AC300 | RCBO | LV_Switchgear | A9N19686 | SCHNEIDER | 20A | 300mA | Nos. | None | Inventory | 20A SPN 10kA ACTI-9 RCBO with 300mA trip sensitivity, Type DPN-C20-AC300
3803 | 25A SPN 10kA ACTI-9 RCBO with 300mA trip sensitivity, Type DPN-C25-AC300 | RCBO | LV_Switchgear | A9N19687 | SCHNEIDER | 25A | 300mA | Nos. | None | Inventory | 25A SPN 10kA ACTI-9 RCBO with 300mA trip sensitivity, Type DPN-C25-AC300
3804 | 32A SPN 10kA ACTI-9 RCBO with 300mA trip sensitivity, Type DPN-C32-AC300 | RCBO | LV_Switchgear | A9N19688 | SCHNEIDER | 32A | 300mA | Nos. | None | Inventory | 32A SPN 10kA ACTI-9 RCBO with 300mA trip sensitivity, Type DPN-C32-AC300
3805 | 40A SPN 10kA ACTI-9 RCBO with 300mA trip sensitivity, Type DPN-C40-AC300 | RCBO | LV_Switchgear | A9N19689 | SCHNEIDER | 40A | 300mA | Nos. | None | Inventory | 40A SPN 10kA ACTI-9 RCBO with 300mA trip sensitivity, Type DPN-C40-AC300
3806 | 1A SP 10kA ACTI-9 MCB C-curve, TYPE xC60-C1 | MCB | LV_Switchgear | A9N1P01C | SCHNEIDER | 1A | CNAcurve | Nos. | None | Inventory | 1A SP 10kA ACTI-9 MCB C-curve, TYPE xC60-C1
3807 | 1A SP 10kA ACTI-9 MCB D-curve, TYPE xC60-D1 | MCB | LV_Switchgear | A9N1P01D | SCHNEIDER | 1A | DNAcurve | Nos. | None | Inventory | 1A SP 10kA ACTI-9 MCB D-curve, TYPE xC60-D1
3808 | 2A SP 10kA ACTI-9 MCB C-curve, TYPE xC60-C2 | MCB | LV_Switchgear | A9N1P02C | SCHNEIDER | 2A | CNAcurve | Nos. | None | Inventory | 2A SP 10kA ACTI-9 MCB C-curve, TYPE xC60-C2
3809 | 2A SP 10kA ACTI-9 MCB D-curve, TYPE xC60-D2 | MCB | LV_Switchgear | A9N1P02D | SCHNEIDER | 2A | DNAcurve | Nos. | None | Inventory | 2A SP 10kA ACTI-9 MCB D-curve, TYPE xC60-D2
3810 | 3A SP 10kA ACTI-9 MCB C-curve, TYPE xC60-C3 | MCB | LV_Switchgear | A9N1P03C | SCHNEIDER | 3A | CNAcurve | Nos. | None | Inventory | 3A SP 10kA ACTI-9 MCB C-curve, TYPE xC60-C3
3811 | 3A SP 10kA ACTI-9 MCB D-curve, TYPE xC60-D3 | MCB | LV_Switchgear | A9N1P03D | SCHNEIDER | 3A | DNAcurve | Nos. | None | Inventory | 3A SP 10kA ACTI-9 MCB D-curve, TYPE xC60-D3
3812 | 4A SP 10kA ACTI-9 MCB C-curve, TYPE xC60-C4 | MCB | LV_Switchgear | A9N1P04C | SCHNEIDER | 4A | CNAcurve | Nos. | None | Inventory | 4A SP 10kA ACTI-9 MCB C-curve, TYPE xC60-C4
3813 | 4A SP 10kA ACTI-9 MCB D-curve, TYPE xC60-D4 | MCB | LV_Switchgear | A9N1P04D | SCHNEIDER | 4A | DNAcurve | Nos. | None | Inventory | 4A SP 10kA ACTI-9 MCB D-curve, TYPE xC60-D4
3814 | 6A SP 10kA ACTI-9 MCB B-curve, TYPE xC60-B6 | MCB | LV_Switchgear | A9N1P06B | SCHNEIDER | 6A | BNAcurve | Nos. | None | Inventory | 6A SP 10kA ACTI-9 MCB B-curve, TYPE xC60-B6
16175 | VCB - VD412 1250A / 40KA FOR 3SEC. BREAKER, OPERATION COUNTER , DRAW OUT TYPE With loose Accessories , CLOSING & TRIPPING COIL : | BREAKER | SWITCHGEAR | VD4 121240-DRAW-OUT | ABB | _ | NA | Nos | None | Inventory | VCB - VD412 1250A / 40KA FOR 3SEC. BREAKER, OPERATION COUNTER , DRAW OUT TYPE With loose Accessories , CLOSING & TRIPPING COIL :
3816 | 6A SP 10kA ACTI-9 MCB D-curve, TYPE xC60-D6 | MCB | LV_Switchgear | A9N1P06D | SCHNEIDER | 6A | DNAcurve | Nos. | None | Inventory | 6A SP 10kA ACTI-9 MCB D-curve, TYPE xC60-D6
3817 | 10A SP 10kA ACTI-9 MCB B-curve, TYPE xC60-B10 | MCB | LV_Switchgear | A9N1P10B | SCHNEIDER | 10A | BNAcurve | Nos. | None | Inventory | 10A SP 10kA ACTI-9 MCB B-curve, TYPE xC60-B10
3818 | 10A SP 10kA ACTI-9 MCB C-curve, TYPE xC60-C10 | MCB | LV_Switchgear | A9N1P10C | SCHNEIDER | 10A | CNAcurve | Nos. | None | Inventory | 10A SP 10kA ACTI-9 MCB C-curve, TYPE xC60-C10
3819 | 10A SP 10kA ACTI-9 MCB D-curve, TYPE xC60-D10 | MCB | LV_Switchgear | A9N1P10D | SCHNEIDER | 10A | DNAcurve | Nos. | None | Inventory | 10A SP 10kA ACTI-9 MCB D-curve, TYPE xC60-D10
3820 | 16A SP 10kA ACTI-9 MCB B-curve, TYPE xC60-B16 | MCB | LV_Switchgear | A9N1P16B | SCHNEIDER | 16A | BNAcurve | Nos. | None | Inventory | 16A SP 10kA ACTI-9 MCB B-curve, TYPE xC60-B16
3821 | 16A SP 10kA ACTI-9 MCB C-curve, TYPE xC60-C16 | MCB | LV_Switchgear | A9N1P16C | SCHNEIDER | 16A | CNAcurve | Nos. | None | Inventory | 16A SP 10kA ACTI-9 MCB C-curve, TYPE xC60-C16
3822 | 16A SP 10kA ACTI-9 MCB D-curve, TYPE xC60-D16 | MCB | LV_Switchgear | A9N1P16D | SCHNEIDER | 16A | DNAcurve | Nos. | None | Inventory | 16A SP 10kA ACTI-9 MCB D-curve, TYPE xC60-D16
3823 | 20A SP 10kA ACTI-9 MCB B-curve, TYPE xC60-B20 | MCB | LV_Switchgear | A9N1P20B | SCHNEIDER | 20A | BNAcurve | Nos. | None | Inventory | 20A SP 10kA ACTI-9 MCB B-curve, TYPE xC60-B20
3824 | 20A SP 10kA ACTI-9 MCB C-curve, TYPE xC60-C20 | MCB | LV_Switchgear | A9N1P20C | SCHNEIDER | 20A | CNAcurve | Nos. | None | Inventory | 20A SP 10kA ACTI-9 MCB C-curve, TYPE xC60-C20
3825 | 20A SP 10kA ACTI-9 MCB D-curve, TYPE xC60-D20 | MCB | LV_Switchgear | A9N1P20D | SCHNEIDER | 20A | DNAcurve | Nos. | None | Inventory | 20A SP 10kA ACTI-9 MCB D-curve, TYPE xC60-D20
3826 | 25A SP 10kA ACTI-9 MCB B-curve, TYPE xC60-B25 | MCB | LV_Switchgear | A9N1P25B | SCHNEIDER | 25A | BNAcurve | Nos. | None | Inventory | 25A SP 10kA ACTI-9 MCB B-curve, TYPE xC60-B25
3827 | 25A SP 10kA ACTI-9 MCB C-curve, TYPE xC60-C25 | MCB | LV_Switchgear | A9N1P25C | SCHNEIDER | 25A | CNAcurve | Nos. | None | Inventory | 25A SP 10kA ACTI-9 MCB C-curve, TYPE xC60-C25
3828 | 25A SP 10kA ACTI-9 MCB D-curve, TYPE xC60-D25 | MCB | LV_Switchgear | A9N1P25D | SCHNEIDER | 25A | DNAcurve | Nos. | None | Inventory | 25A SP 10kA ACTI-9 MCB D-curve, TYPE xC60-D25
3829 | 32A SP 10kA ACTI-9 MCB B-curve, TYPE xC60-B32 | MCB | LV_Switchgear | A9N1P32B | SCHNEIDER | 32A | BNAcurve | Nos. | None | Inventory | 32A SP 10kA ACTI-9 MCB B-curve, TYPE xC60-B32
3830 | 32A SP 10kA ACTI-9 MCB C-curve, TYPE xC60-C32 | MCB | LV_Switchgear | A9N1P32C | SCHNEIDER | 32A | CNAcurve | Nos. | None | Inventory | 32A SP 10kA ACTI-9 MCB C-curve, TYPE xC60-C32
3831 | 32A SP 10kA ACTI-9 MCB D-curve, TYPE xC60-D32 | MCB | LV_Switchgear | A9N1P32D | SCHNEIDER | 32A | DNAcurve | Nos. | None | Inventory | 32A SP 10kA ACTI-9 MCB D-curve, TYPE xC60-D32
3832 | 40A SP 10kA ACTI-9 MCB B-curve, TYPE xC60-B40 | MCB | LV_Switchgear | A9N1P40B | SCHNEIDER | 40A | BNAcurve | Nos. | None | Inventory | 40A SP 10kA ACTI-9 MCB B-curve, TYPE xC60-B40
3833 | 40A SP 10kA ACTI-9 MCB C-curve, TYPE xC60-C40 | MCB | LV_Switchgear | A9N1P40C | SCHNEIDER | 40A | CNAcurve | Nos. | None | Inventory | 40A SP 10kA ACTI-9 MCB C-curve, TYPE xC60-C40
3834 | 40A SP 10kA ACTI-9 MCB D-curve, TYPE xC60-D40 | MCB | LV_Switchgear | A9N1P40D | SCHNEIDER | 40A | DNAcurve | Nos. | None | Inventory | 40A SP 10kA ACTI-9 MCB D-curve, TYPE xC60-D40
3835 | 50A SP 10kA ACTI-9 MCB B-curve, TYPE xC60-B50 | MCB | LV_Switchgear | A9N1P50B | SCHNEIDER | 50A | BNAcurve | Nos. | None | Inventory | 50A SP 10kA ACTI-9 MCB B-curve, TYPE xC60-B50
3836 | 50A SP 10kA ACTI-9 MCB C-curve, TYPE xC60-C50 | MCB | LV_Switchgear | A9N1P50C | SCHNEIDER | 50A | CNAcurve | Nos. | None | Inventory | 50A SP 10kA ACTI-9 MCB C-curve, TYPE xC60-C50
3837 | 50A SP 10kA ACTI-9 MCB D-curve, TYPE xC60-D50 | MCB | LV_Switchgear | A9N1P50D | SCHNEIDER | 50A | DNAcurve | Nos. | None | Inventory | 50A SP 10kA ACTI-9 MCB D-curve, TYPE xC60-D50
3838 | 63A SP 10kA ACTI-9 MCB B-curve, TYPE xC60-B63 | MCB | LV_Switchgear | A9N1P63B | SCHNEIDER | 63A | BNAcurve | Nos. | None | Inventory | 63A SP 10kA ACTI-9 MCB B-curve, TYPE xC60-B63
3839 | 63A SP 10kA ACTI-9 MCB C-curve, TYPE xC60-C63 | MCB | LV_Switchgear | A9N1P63C | SCHNEIDER | 63A | CNAcurve | Nos. | None | Inventory | 63A SP 10kA ACTI-9 MCB C-curve, TYPE xC60-C63
3840 | 63A SP 10kA ACTI-9 MCB D-curve, TYPE xC60-D63 | MCB | LV_Switchgear | A9N1P63D | SCHNEIDER | 63A | DNAcurve | Nos. | None | Inventory | 63A SP 10kA ACTI-9 MCB D-curve, TYPE xC60-D63
3841 | 25A DP ACTI-9 RCD with 30mA trip sensitivity, Type xC60-25/0.03 | RCD | LV_Switchgear | A9N26581 | SCHNEIDER | 25A | 30mA | Nos. | None | Inventory | 25A DP ACTI-9 RCD with 30mA trip sensitivity, Type xC60-25/0.03
3842 | 25A DP ACTI-9 RCD with 100mA trip sensitivity, Type xC60-25/0.1 | RCD | LV_Switchgear | A9N26582 | SCHNEIDER | 25A | 100mA | Nos. | None | Inventory | 25A DP ACTI-9 RCD with 100mA trip sensitivity, Type xC60-25/0.1
3843 | 25A DP xC60 RCD with 300mA trip sensitivity, Type xC60-25/0.3 | RCD | LV_Switchgear | A9N26583 | SCHNEIDER | 25A | 300mA | Nos. | None | Inventory | 25A DP xC60 RCD with 300mA trip sensitivity, Type xC60-25/0.3
3844 | 25A FP ACTI-9 RCD with 30mA trip sensitivity, Type xC60-25/0.03 | RCD | LV_Switchgear | A9N26595 | SCHNEIDER | 25A | 30mA | Nos. | None | Inventory | 25A FP ACTI-9 RCD with 30mA trip sensitivity, Type xC60-25/0.03
3845 | 25A FP ACTI-9 RCD with 100mA trip sensitivity, Type xC60-25/0.1 | RCD | LV_Switchgear | A9N26596 | SCHNEIDER | 25A | 100mA | Nos. | None | Inventory | 25A FP ACTI-9 RCD with 100mA trip sensitivity, Type xC60-25/0.1
3846 | 25A FP xC60 RCD with 300mA trip sensitivity, Type xC60-25/0.3 | RCD | LV_Switchgear | A9N26597 | SCHNEIDER | 25A | 300mA | Nos. | None | Inventory | 25A FP xC60 RCD with 300mA trip sensitivity, Type xC60-25/0.3
3847 | 63A DP ACTI-9 RCD with 30mA trip sensitivity, Type xC60-63/0.03 | RCD | LV_Switchgear | A9N26611 | SCHNEIDER | 63A | 30mA | Nos. | None | Inventory | 63A DP ACTI-9 RCD with 30mA trip sensitivity, Type xC60-63/0.03
3848 | 63A DP ACTI-9 RCD with 100mA trip sensitivity, Type xC60-63/0.1 | RCD | LV_Switchgear | A9N26612 | SCHNEIDER | 63A | 100mA | Nos. | None | Inventory | 63A DP ACTI-9 RCD with 100mA trip sensitivity, Type xC60-63/0.1
3849 | 63A DP xC60 RCD with 300mA trip sensitivity, Type xC60-63/0.3 | RCD | LV_Switchgear | A9N26613 | SCHNEIDER | 63A | 300mA | Nos. | None | Inventory | 63A DP xC60 RCD with 300mA trip sensitivity, Type xC60-63/0.3
3850 | 63A FP ACTI-9 RCD with 30mA trip sensitivity, Type xC60-63/0.03 | RCD | LV_Switchgear | A9N26643 | SCHNEIDER | 63A | 30mA | Nos. | None | Inventory | 63A FP ACTI-9 RCD with 30mA trip sensitivity, Type xC60-63/0.03
3851 | 63A FP ACTI-9 RCD with 100mA trip sensitivity, Type xC60-63/0.1 | RCD | LV_Switchgear | A9N26644 | SCHNEIDER | 63A | 100mA | Nos. | None | Inventory | 63A FP ACTI-9 RCD with 100mA trip sensitivity, Type xC60-63/0.1
3852 | 63A FP xC60 RCD with 300mA trip sensitivity, Type xC60-63/0.3 | RCD | LV_Switchgear | A9N26645 | SCHNEIDER | 63A | 300mA | Nos. | None | Inventory | 63A FP xC60 RCD with 300mA trip sensitivity, Type xC60-63/0.3
3853 | Auxiliary contact 1C/O + Trip indication contact 1NO, side mounting add-on block (ComReady) for xC60, C120, C60H - MCBs / xID - RCD / ID - RCCB / DPN - RCBO | MCB/RCCB/RCBO Accessories | LV_Switchgear | A9N26899 | SCHNEIDER | 0 | Aux./Trip Contact | Nos. | None | Inventory | Auxiliary contact 1C/O + Trip indication contact 1NO, side mounting add-on block (ComReady) for xC60, C120, C60H - MCBs / xID - RCD / ID - RCCB / DPN - RCBO
3854 | Auxiliary contact 1C/O side mounting add-on block for xID - RCCB | MCB/RCCB/RCBO Accessories | LV_Switchgear | A9N26923 | SCHNEIDER | 0 | Aux./Trip Contact | Nos. | None | Inventory | Auxiliary contact 1C/O side mounting add-on block for xID - RCCB
3855 | Auxiliary contact 1C/O side mounting add-on block for xC60, C120 - MCBs / xID - RCD / ID - RCCB / DPN - RCBO | MCB/RCCB/RCBO Accessories | LV_Switchgear | A9N26924 | SCHNEIDER | 0 | Aux./Trip Contact | Nos. | None | Inventory | Auxiliary contact 1C/O side mounting add-on block for xC60, C120 - MCBs / xID - RCD / ID - RCCB / DPN - RCBO
3856 | Trip alarm contact 1C/O side mounting add-on block for xC60, C120 - MCBs / xID - RCD / ID - RCCB / DPN - RCBO | MCB/RCCB/RCBO Accessories | LV_Switchgear | A9N26927 | SCHNEIDER | 0 | Aux./Trip Contact | Nos. | None | Inventory | Trip alarm contact 1C/O side mounting add-on block for xC60, C120 - MCBs / xID - RCD / ID - RCCB / DPN - RCBO
3857 | Auxiliary contact 1C/O + Trip indication contact 1NO, side mounting add-on block for xC60, C120 - MCBs / xID - RCD / ID - RCCB / DPN - RCBO | MCB/RCCB/RCBO Accessories | LV_Switchgear | A9N26929 | SCHNEIDER | 0 | Aux./Trip Contact | Nos. | None | Inventory | Auxiliary contact 1C/O + Trip indication contact 1NO, side mounting add-on block for xC60, C120 - MCBs / xID - RCD / ID - RCCB / DPN - RCBO
3858 | Shunt Coil/Release 110-415V AC side mounting add-on block for xC60, C120 - MCBs / xID - RCD / ID - RCCB / DPN - RCBO | MCB/RCCB/RCBO Accessories | LV_Switchgear | A9N26946 | SCHNEIDER | 0 | Shunt | Nos. | None | Inventory | Shunt Coil/Release 110-415V AC side mounting add-on block for xC60, C120 - MCBs / xID - RCD / ID - RCCB / DPN - RCBO
3859 | Shunt Coil/Release 12-24V AC/DC side mounting add-on block for xC60, C120 - MCBs / xID - RCD / ID - RCCB / DPN - RCBO | MCB/RCCB/RCBO Accessories | LV_Switchgear | A9N26948 | SCHNEIDER | 0 | Shunt | Nos. | None | Inventory | Shunt Coil/Release 12-24V AC/DC side mounting add-on block for xC60, C120 - MCBs / xID - RCD / ID - RCCB / DPN - RCBO
3860 | Under-voltage Coil/Release 220-240V AC side mounting add-on block for xC60, C120 - MCBs / xID - RCD / ID - RCCB / DPN - RCBO | MCB/RCCB/RCBO Accessories | LV_Switchgear | A9N26960 | SCHNEIDER | 0 | Undervoltage | Nos. | None | Inventory | Under-voltage Coil/Release 220-240V AC side mounting add-on block for xC60, C120 - MCBs / xID - RCD / ID - RCCB / DPN - RCBO
3861 | 1A DP 10kA ACTI-9 MCB C-curve, TYPE xC60-C1 | MCB | LV_Switchgear | A9N2P01C | SCHNEIDER | 1A | CNAcurve | Nos. | None | Inventory | 1A DP 10kA ACTI-9 MCB C-curve, TYPE xC60-C1
3862 | 1A DP 10kA ACTI-9 MCB D-curve, TYPE xC60-D1 | MCB | LV_Switchgear | A9N2P01D | SCHNEIDER | 1A | DNAcurve | Nos. | None | Inventory | 1A DP 10kA ACTI-9 MCB D-curve, TYPE xC60-D1
3863 | 2A DP 10kA ACTI-9 MCB C-curve, TYPE xC60-C2 | MCB | LV_Switchgear | A9N2P02C | SCHNEIDER | 2A | CNAcurve | Nos. | None | Inventory | 2A DP 10kA ACTI-9 MCB C-curve, TYPE xC60-C2
3864 | 2A DP 10kA ACTI-9 MCB D-curve, TYPE xC60-D2 | MCB | LV_Switchgear | A9N2P02D | SCHNEIDER | 2A | DNAcurve | Nos. | None | Inventory | 2A DP 10kA ACTI-9 MCB D-curve, TYPE xC60-D2
3865 | 3A DP 10kA ACTI-9 MCB C-curve, TYPE xC60-C3 | MCB | LV_Switchgear | A9N2P03C | SCHNEIDER | 3A | CNAcurve | Nos. | None | Inventory | 3A DP 10kA ACTI-9 MCB C-curve, TYPE xC60-C3
3866 | 3A DP 10kA ACTI-9 MCB D-curve, TYPE xC60-D3 | MCB | LV_Switchgear | A9N2P03D | SCHNEIDER | 3A | DNAcurve | Nos. | None | Inventory | 3A DP 10kA ACTI-9 MCB D-curve, TYPE xC60-D3
3867 | 4A DP 10kA ACTI-9 MCB C-curve, TYPE xC60-C4 | MCB | LV_Switchgear | A9N2P04C | SCHNEIDER | 4A | CNAcurve | Nos. | None | Inventory | 4A DP 10kA ACTI-9 MCB C-curve, TYPE xC60-C4
3868 | 4A DP 10kA ACTI-9 MCB D-curve, TYPE xC60-D4 | MCB | LV_Switchgear | A9N2P04D | SCHNEIDER | 4A | DNAcurve | Nos. | None | Inventory | 4A DP 10kA ACTI-9 MCB D-curve, TYPE xC60-D4
3869 | 6A DP 10kA ACTI-9 MCB B-curve, TYPE xC60-B6 | MCB | LV_Switchgear | A9N2P06B | SCHNEIDER | 6A | BNAcurve | Nos. | None | Inventory | 6A DP 10kA ACTI-9 MCB B-curve, TYPE xC60-B6
3870 | 6A DP 10kA ACTI-9 MCB C-curve, TYPE xC60-C6 | MCB | LV_Switchgear | A9N2P06C | SCHNEIDER | 6A | C-curve | Nos. | None | Inventory | 6A DP 10kA ACTI-9 MCB C-curve, TYPE xC60-C6
16176 | VCB - VD412 3150A / 40KA FOR 3SEC. BREAKER, OPERATION COUNTER , DRAWOUT TYPE With loose Accessories , CLOSING & TRIPPING COIL : | BREAKER | SWITCHGEAR | VD4 123140-DRAW-OUT | ABB | _ | NA | Nos | None | Inventory | VCB - VD412 3150A / 40KA FOR 3SEC. BREAKER, OPERATION COUNTER , DRAWOUT TYPE With loose Accessories , CLOSING & TRIPPING COIL :
3872 | 10A DP 10kA ACTI-9 MCB B-curve, TYPE xC60-B10 | MCB | LV_Switchgear | A9N2P10B | SCHNEIDER | 10A | BNAcurve | Nos. | None | Inventory | 10A DP 10kA ACTI-9 MCB B-curve, TYPE xC60-B10
16177 | HIGH IMPEDANCE VCB WITH IL: 36/95/190 kVp, VD436 1250A / 31.5 BREAKER CLOSING & TRIPPING COIL : 110V DC ,SPRING CHARGE MOTOR : 230V AC,OPERATION COUNTER , DRAWOUTTYPEWith loose Accessories Make-ABB | BREAKER | SWITCHGEAR | VD4 361231.5-110/230-HIGH-IMPEDA | ABB | _ | NA | Nos | None | Inventory | HIGH IMPEDANCE VCB WITH IL: 36/95/190 kVp, VD436 1250A / 31.5 BREAKER CLOSING & TRIPPING COIL : 110V DC ,SPRING CHARGE MOTOR : 230V AC,OPERATION COUNTER , DRAWOUTTYPEWith loose Accessories Make-ABB
3874 | 10A DP 10kA ACTI-9 MCB D-curve, TYPE xC60-D10 | MCB | LV_Switchgear | A9N2P10D | SCHNEIDER | 10A | DNAcurve | Nos. | None | Inventory | 10A DP 10kA ACTI-9 MCB D-curve, TYPE xC60-D10
3875 | 16A DP 10kA ACTI-9 MCB B-curve, TYPE xC60-B16 | MCB | LV_Switchgear | A9N2P16B | SCHNEIDER | 16A | BNAcurve | Nos. | None | Inventory | 16A DP 10kA ACTI-9 MCB B-curve, TYPE xC60-B16
3876 | 16A DP 10kA ACTI-9 MCB C-curve, TYPE xC60-C16 | MCB | LV_Switchgear | A9N2P16C | SCHNEIDER | 16A | C-curve | Nos. | None | Inventory | 16A DP 10kA ACTI-9 MCB C-curve, TYPE xC60-C16
3877 | 16A DP 10kA ACTI-9 MCB D-curve, TYPE xC60-D16 | MCB | LV_Switchgear | A9N2P16D | SCHNEIDER | 16A | DNAcurve | Nos. | None | Inventory | 16A DP 10kA ACTI-9 MCB D-curve, TYPE xC60-D16
3878 | 20A DP 10kA ACTI-9 MCB B-curve, TYPE xC60-B20 | MCB | LV_Switchgear | A9N2P20B | SCHNEIDER | 20A | BNAcurve | Nos. | None | Inventory | 20A DP 10kA ACTI-9 MCB B-curve, TYPE xC60-B20
3879 | 20A DP 10kA ACTI-9 MCB C-curve, TYPE xC60-C20 | MCB | LV_Switchgear | A9N2P20C | SCHNEIDER | 20A | C-curve | Nos. | None | Inventory | 20A DP 10kA ACTI-9 MCB C-curve, TYPE xC60-C20
3880 | 20A DP 10kA ACTI-9 MCB D-curve, TYPE xC60-D20 | MCB | LV_Switchgear | A9N2P20D | SCHNEIDER | 20A | DNAcurve | Nos. | None | Inventory | 20A DP 10kA ACTI-9 MCB D-curve, TYPE xC60-D20
3881 | 25A DP 10kA ACTI-9 MCB B-curve, TYPE xC60-B25 | MCB | LV_Switchgear | A9N2P25B | SCHNEIDER | 25A | BNAcurve | Nos. | None | Inventory | 25A DP 10kA ACTI-9 MCB B-curve, TYPE xC60-B25
3882 | 25A DP 10kA ACTI-9 MCB C-curve, TYPE xC60-C25 | MCB | LV_Switchgear | A9N2P25C | SCHNEIDER | 25A | CNAcurve | Nos. | None | Inventory | 25A DP 10kA ACTI-9 MCB C-curve, TYPE xC60-C25
3883 | 25A DP 10kA ACTI-9 MCB D-curve, TYPE xC60-D25 | MCB | LV_Switchgear | A9N2P25D | SCHNEIDER | 25A | DNAcurve | Nos. | None | Inventory | 25A DP 10kA ACTI-9 MCB D-curve, TYPE xC60-D25
3884 | 32A DP 10kA ACTI-9 MCB B-curve, TYPE xC60-B32 | MCB | LV_Switchgear | A9N2P32B | SCHNEIDER | 32A | BNAcurve | Nos. | None | Inventory | 32A DP 10kA ACTI-9 MCB B-curve, TYPE xC60-B32
3885 | 32A DP 10kA ACTI-9 MCB C-curve, TYPE xC60-C32 | MCB | LV_Switchgear | A9N2P32C | SCHNEIDER | 32A | CNAcurve | Nos. | None | Inventory | 32A DP 10kA ACTI-9 MCB C-curve, TYPE xC60-C32
3886 | 32A DP 10kA ACTI-9 MCB D-curve, TYPE xC60-D32 | MCB | LV_Switchgear | A9N2P32D | SCHNEIDER | 32A | DNAcurve | Nos. | None | Inventory | 32A DP 10kA ACTI-9 MCB D-curve, TYPE xC60-D32
3887 | 40A DP 10kA ACTI-9 MCB B-curve, TYPE xC60-B40 | MCB | LV_Switchgear | A9N2P40B | SCHNEIDER | 40A | BNAcurve | Nos. | None | Inventory | 40A DP 10kA ACTI-9 MCB B-curve, TYPE xC60-B40
3888 | 40A DP 10kA ACTI-9 MCB C-curve, TYPE xC60-C40 | MCB | LV_Switchgear | A9N2P40C | SCHNEIDER | 40A | C-curve | Nos. | None | Inventory | 40A DP 10kA ACTI-9 MCB C-curve, TYPE xC60-C40
3889 | 40A DP 10kA ACTI-9 MCB D-curve, TYPE xC60-D40 | MCB | LV_Switchgear | A9N2P40D | SCHNEIDER | 40A | DNAcurve | Nos. | None | Inventory | 40A DP 10kA ACTI-9 MCB D-curve, TYPE xC60-D40
3890 | 50A DP 10kA ACTI-9 MCB B-curve, TYPE xC60-B50 | MCB | LV_Switchgear | A9N2P50B | SCHNEIDER | 50A | BNAcurve | Nos. | None | Inventory | 50A DP 10kA ACTI-9 MCB B-curve, TYPE xC60-B50
3891 | 50A DP 10kA ACTI-9 MCB C-curve, TYPE xC60-C50 | MCB | LV_Switchgear | A9N2P50C | SCHNEIDER | 50A | CNAcurve | Nos. | None | Inventory | 50A DP 10kA ACTI-9 MCB C-curve, TYPE xC60-C50
3892 | 50A DP 10kA ACTI-9 MCB D-curve, TYPE xC60-D50 | MCB | LV_Switchgear | A9N2P50D | SCHNEIDER | 50A | DNAcurve | Nos. | None | Inventory | 50A DP 10kA ACTI-9 MCB D-curve, TYPE xC60-D50
3893 | 63A DP 10kA ACTI-9 MCB B-curve, TYPE xC60-B63 | MCB | LV_Switchgear | A9N2P63B | SCHNEIDER | 63A | BNAcurve | Nos. | None | Inventory | 63A DP 10kA ACTI-9 MCB B-curve, TYPE xC60-B63
3894 | 63A DP 10kA ACTI-9 MCB C-curve, TYPE xC60-C63 | MCB | LV_Switchgear | A9N2P63C | SCHNEIDER | 63A | CNAcurve | Nos. | None | Inventory | 63A DP 10kA ACTI-9 MCB C-curve, TYPE xC60-C63
3895 | 63A DP 10kA ACTI-9 MCB D-curve, TYPE xC60-D63 | MCB | LV_Switchgear | A9N2P63D | SCHNEIDER | 63A | DNAcurve | Nos. | None | Inventory | 63A DP 10kA ACTI-9 MCB D-curve, TYPE xC60-D63
3896 | 1A TP 10kA ACTI-9 MCB C-curve, TYPE xC60-C1 | MCB | LV_Switchgear | A9N3P01C | SCHNEIDER | 1A | CNAcurve | Nos. | None | Inventory | 1A TP 10kA ACTI-9 MCB C-curve, TYPE xC60-C1
3897 | 1A TP 10kA ACTI-9 MCB D-curve, TYPE xC60-D1 | MCB | LV_Switchgear | A9N3P01D | SCHNEIDER | 1A | DNAcurve | Nos. | None | Inventory | 1A TP 10kA ACTI-9 MCB D-curve, TYPE xC60-D1
3898 | 2A TP 10kA ACTI-9 MCB C-curve, TYPE xC60-C2 | MCB | LV_Switchgear | A9N3P02C | SCHNEIDER | 2A | CNAcurve | Nos. | None | Inventory | 2A TP 10kA ACTI-9 MCB C-curve, TYPE xC60-C2
3899 | 2A TP 10kA ACTI-9 MCB D-curve, TYPE xC60-D2 | MCB | LV_Switchgear | A9N3P02D | SCHNEIDER | 2A | DNAcurve | Nos. | None | Inventory | 2A TP 10kA ACTI-9 MCB D-curve, TYPE xC60-D2
3900 | 3A TP 10kA ACTI-9 MCB C-curve, TYPE xC60-C3 | MCB | LV_Switchgear | A9N3P03C | SCHNEIDER | 3A | CNAcurve | Nos. | None | Inventory | 3A TP 10kA ACTI-9 MCB C-curve, TYPE xC60-C3
3901 | 3A TP 10kA ACTI-9 MCB D-curve, TYPE xC60-D3 | MCB | LV_Switchgear | A9N3P03D | SCHNEIDER | 3A | DNAcurve | Nos. | None | Inventory | 3A TP 10kA ACTI-9 MCB D-curve, TYPE xC60-D3
3902 | 4A TP 10kA ACTI-9 MCB C-curve, TYPE xC60-C4 | MCB | LV_Switchgear | A9N3P04C | SCHNEIDER | 4A | CNAcurve | Nos. | None | Inventory | 4A TP 10kA ACTI-9 MCB C-curve, TYPE xC60-C4
3903 | 4A TP 10kA ACTI-9 MCB D-curve, TYPE xC60-D4 | MCB | LV_Switchgear | A9N3P04D | SCHNEIDER | 4A | DNAcurve | Nos. | None | Inventory | 4A TP 10kA ACTI-9 MCB D-curve, TYPE xC60-D4
3904 | 6A TP 10kA ACTI-9 MCB B-curve, TYPE xC60-B6 | MCB | LV_Switchgear | A9N3P06B | SCHNEIDER | 6A | BNAcurve | Nos. | None | Inventory | 6A TP 10kA ACTI-9 MCB B-curve, TYPE xC60-B6
3905 | 6A TP 10kA ACTI-9 MCB C-curve, TYPE xC60-C6 | MCB | LV_Switchgear | A9N3P06C | SCHNEIDER | 6A | CNAcurve | Nos. | None | Inventory | 6A TP 10kA ACTI-9 MCB C-curve, TYPE xC60-C6
3906 | 6A TP 10kA ACTI-9 MCB D-curve, TYPE xC60-D6 | MCB | LV_Switchgear | A9N3P06D | SCHNEIDER | 6A | DNAcurve | Nos. | None | Inventory | 6A TP 10kA ACTI-9 MCB D-curve, TYPE xC60-D6
3907 | 10A TP 10kA ACTI-9 MCB B-curve, TYPE xC60-B10 | MCB | LV_Switchgear | A9N3P10B | SCHNEIDER | 10A | BNAcurve | Nos. | None | Inventory | 10A TP 10kA ACTI-9 MCB B-curve, TYPE xC60-B10
3908 | 10A TP 10kA ACTI-9 MCB C-curve, TYPE xC60-C10 | MCB | LV_Switchgear | A9N3P10C | SCHNEIDER | 10A | CNAcurve | Nos. | None | Inventory | 10A TP 10kA ACTI-9 MCB C-curve, TYPE xC60-C10
3909 | 10A TP 10kA ACTI-9 MCB D-curve, TYPE xC60-D10 | MCB | LV_Switchgear | A9N3P10D | SCHNEIDER | 10A | DNAcurve | Nos. | None | Inventory | 10A TP 10kA ACTI-9 MCB D-curve, TYPE xC60-D10
3910 | 16A TP 10kA ACTI-9 MCB B-curve, TYPE xC60-B16 | MCB | LV_Switchgear | A9N3P16B | SCHNEIDER | 16A | BNAcurve | Nos. | None | Inventory | 16A TP 10kA ACTI-9 MCB B-curve, TYPE xC60-B16
3911 | 16A TP 10kA ACTI-9 MCB C-curve, TYPE xC60-C16 | MCB | LV_Switchgear | A9N3P16C | SCHNEIDER | 16A | CNAcurve | Nos. | None | Inventory | 16A TP 10kA ACTI-9 MCB C-curve, TYPE xC60-C16
3912 | 16A TP 10kA ACTI-9 MCB D-curve, TYPE xC60-D16 | MCB | LV_Switchgear | A9N3P16D | SCHNEIDER | 16A | DNAcurve | Nos. | None | Inventory | 16A TP 10kA ACTI-9 MCB D-curve, TYPE xC60-D16
3913 | 20A TP 10kA ACTI-9 MCB B-curve, TYPE xC60-B20 | MCB | LV_Switchgear | A9N3P20B | SCHNEIDER | 20A | BNAcurve | Nos. | None | Inventory | 20A TP 10kA ACTI-9 MCB B-curve, TYPE xC60-B20
3914 | 20A TP 10kA ACTI-9 MCB C-curve, TYPE xC60-C20 | MCB | LV_Switchgear | A9N3P20C | SCHNEIDER | 20A | CNAcurve | Nos. | None | Inventory | 20A TP 10kA ACTI-9 MCB C-curve, TYPE xC60-C20
3915 | 20A TP 10kA ACTI-9 MCB D-curve, TYPE xC60-D20 | MCB | LV_Switchgear | A9N3P20D | SCHNEIDER | 20A | DNAcurve | Nos. | None | Inventory | 20A TP 10kA ACTI-9 MCB D-curve, TYPE xC60-D20
3916 | 25A TP 10kA ACTI-9 MCB B-curve, TYPE xC60-B25 | MCB | LV_Switchgear | A9N3P25B | SCHNEIDER | 25A | BNAcurve | Nos. | None | Inventory | 25A TP 10kA ACTI-9 MCB B-curve, TYPE xC60-B25
3917 | 25A TP 10kA ACTI-9 MCB C-curve, TYPE xC60-C25 | MCB | LV_Switchgear | A9N3P25C | SCHNEIDER | 25A | CNAcurve | Nos. | None | Inventory | 25A TP 10kA ACTI-9 MCB C-curve, TYPE xC60-C25
3918 | 25A TP 10kA ACTI-9 MCB D-curve, TYPE xC60-D25 | MCB | LV_Switchgear | A9N3P25D | SCHNEIDER | 25A | DNAcurve | Nos. | None | Inventory | 25A TP 10kA ACTI-9 MCB D-curve, TYPE xC60-D25
3919 | 32A TP 10kA ACTI-9 MCB B-curve, TYPE xC60-B32 | MCB | LV_Switchgear | A9N3P32B | SCHNEIDER | 32A | BNAcurve | Nos. | None | Inventory | 32A TP 10kA ACTI-9 MCB B-curve, TYPE xC60-B32
3920 | 32A TP 10kA ACTI-9 MCB C-curve, TYPE xC60-C32 | MCB | LV_Switchgear | A9N3P32C | SCHNEIDER | 32A | CNAcurve | Nos. | None | Inventory | 32A TP 10kA ACTI-9 MCB C-curve, TYPE xC60-C32
3921 | 32A TP 10kA ACTI-9 MCB D-curve, TYPE xC60-D32 | MCB | LV_Switchgear | A9N3P32D | SCHNEIDER | 32A | DNAcurve | Nos. | None | Inventory | 32A TP 10kA ACTI-9 MCB D-curve, TYPE xC60-D32
3922 | 40A TP 10kA ACTI-9 MCB B-curve, TYPE xC60-B40 | MCB | LV_Switchgear | A9N3P40B | SCHNEIDER | 40A | BNAcurve | Nos. | None | Inventory | 40A TP 10kA ACTI-9 MCB B-curve, TYPE xC60-B40
3923 | 40A TP 10kA ACTI-9 MCB C-curve, TYPE xC60-C40 | MCB | LV_Switchgear | A9N3P40C | SCHNEIDER | 40A | CNAcurve | Nos. | None | Inventory | 40A TP 10kA ACTI-9 MCB C-curve, TYPE xC60-C40
3924 | 40A TP 10kA ACTI-9 MCB D-curve, TYPE xC60-D40 | MCB | LV_Switchgear | A9N3P40D | SCHNEIDER | 40A | DNAcurve | Nos. | None | Inventory | 40A TP 10kA ACTI-9 MCB D-curve, TYPE xC60-D40
3925 | 50A TP 10kA ACTI-9 MCB B-curve, TYPE xC60-B50 | MCB | LV_Switchgear | A9N3P50B | SCHNEIDER | 50A | BNAcurve | Nos. | None | Inventory | 50A TP 10kA ACTI-9 MCB B-curve, TYPE xC60-B50
3926 | 50A TP 10kA ACTI-9 MCB C-curve, TYPE xC60-C50 | MCB | LV_Switchgear | A9N3P50C | SCHNEIDER | 50A | CNAcurve | Nos. | None | Inventory | 50A TP 10kA ACTI-9 MCB C-curve, TYPE xC60-C50
3927 | 50A TP 10kA ACTI-9 MCB D-curve, TYPE xC60-D50 | MCB | LV_Switchgear | A9N3P50D | SCHNEIDER | 50A | DNAcurve | Nos. | None | Inventory | 50A TP 10kA ACTI-9 MCB D-curve, TYPE xC60-D50
3928 | 63A TP 10kA ACTI-9 MCB B-curve, TYPE xC60-B63 | MCB | LV_Switchgear | A9N3P63B | SCHNEIDER | 63A | BNAcurve | Nos. | None | Inventory | 63A TP 10kA ACTI-9 MCB B-curve, TYPE xC60-B63
3929 | 63A TP 10kA ACTI-9 MCB C-curve, TYPE xC60-C63 | MCB | LV_Switchgear | A9N3P63C | SCHNEIDER | 63A | CNAcurve | Nos. | None | Inventory | 63A TP 10kA ACTI-9 MCB C-curve, TYPE xC60-C63
3930 | 63A TP 10kA ACTI-9 MCB D-curve, TYPE xC60-D63 | MCB | LV_Switchgear | A9N3P63D | SCHNEIDER | 63A | DNAcurve | Nos. | None | Inventory | 63A TP 10kA ACTI-9 MCB D-curve, TYPE xC60-D63
3931 | 1A FP 10kA ACTI-9 MCB C-curve, TYPE xC60-C1 | MCB | LV_Switchgear | A9N4P01C | SCHNEIDER | 1A | CNAcurve | Nos. | None | Inventory | 1A FP 10kA ACTI-9 MCB C-curve, TYPE xC60-C1
3932 | 2A FP 10kA ACTI-9 MCB C-curve, TYPE xC60-C2 | MCB | LV_Switchgear | A9N4P02C | SCHNEIDER | 2A | CNAcurve | Nos. | None | Inventory | 2A FP 10kA ACTI-9 MCB C-curve, TYPE xC60-C2
3933 | 2A FP 10kA ACTI-9 MCB D-curve, TYPE xC60-D2 | MCB | LV_Switchgear | A9N4P02D | SCHNEIDER | 2A | DNAcurve | Nos. | None | Inventory | 2A FP 10kA ACTI-9 MCB D-curve, TYPE xC60-D2
3934 | 3A FP 10kA ACTI-9 MCB C-curve, TYPE xC60-C3 | MCB | LV_Switchgear | A9N4P03C | SCHNEIDER | 3A | CNAcurve | Nos. | None | Inventory | 3A FP 10kA ACTI-9 MCB C-curve, TYPE xC60-C3
3935 | 3A FP 10kA ACTI-9 MCB D-curve, TYPE xC60-D3 | MCB | LV_Switchgear | A9N4P03D | SCHNEIDER | 3A | DNAcurve | Nos. | None | Inventory | 3A FP 10kA ACTI-9 MCB D-curve, TYPE xC60-D3
3936 | 4A FP 10kA ACTI-9 MCB C-curve, TYPE xC60-C4 | MCB | LV_Switchgear | A9N4P04C | SCHNEIDER | 4A | CNAcurve | Nos. | None | Inventory | 4A FP 10kA ACTI-9 MCB C-curve, TYPE xC60-C4
3937 | 4A FP 10kA ACTI-9 MCB D-curve, TYPE xC60-D4 | MCB | LV_Switchgear | A9N4P04D | SCHNEIDER | 4A | DNAcurve | Nos. | None | Inventory | 4A FP 10kA ACTI-9 MCB D-curve, TYPE xC60-D4
3938 | 6A FP 10kA ACTI-9 MCB B-curve, TYPE xC60-B6 | MCB | LV_Switchgear | A9N4P06B | SCHNEIDER | 6A | BNAcurve | Nos. | None | Inventory | 6A FP 10kA ACTI-9 MCB B-curve, TYPE xC60-B6
3939 | 6A FP 10kA ACTI-9 MCB C-curve, TYPE xC60-C6 | MCB | LV_Switchgear | A9N4P06C | SCHNEIDER | 6A | CNAcurve | Nos. | None | Inventory | 6A FP 10kA ACTI-9 MCB C-curve, TYPE xC60-C6
3940 | 6A FP 10kA ACTI-9 MCB D-curve, TYPE xC60-D6 | MCB | LV_Switchgear | A9N4P06D | SCHNEIDER | 6A | DNAcurve | Nos. | None | Inventory | 6A FP 10kA ACTI-9 MCB D-curve, TYPE xC60-D6
3941 | 10A FP 10kA ACTI-9 MCB B-curve, TYPE xC60-B10 | MCB | LV_Switchgear | A9N4P10B | SCHNEIDER | 10A | BNAcurve | Nos. | None | Inventory | 10A FP 10kA ACTI-9 MCB B-curve, TYPE xC60-B10
3942 | 10A FP 10kA ACTI-9 MCB C-curve, TYPE xC60-C10 | MCB | LV_Switchgear | A9N4P10C | SCHNEIDER | 10A | C-curve | Nos. | None | Inventory | 10A FP 10kA ACTI-9 MCB C-curve, TYPE xC60-C10
3943 | 10A FP 10kA ACTI-9 MCB D-curve, TYPE xC60-D10 | MCB | LV_Switchgear | A9N4P10D | SCHNEIDER | 10A | DNAcurve | Nos. | None | Inventory | 10A FP 10kA ACTI-9 MCB D-curve, TYPE xC60-D10
3944 | 16A FP 10kA ACTI-9 MCB B-curve, TYPE xC60-B16 | MCB | LV_Switchgear | A9N4P16B | SCHNEIDER | 16A | BNAcurve | Nos. | None | Inventory | 16A FP 10kA ACTI-9 MCB B-curve, TYPE xC60-B16
3945 | 16A FP 10kA ACTI-9 MCB C-curve, TYPE xC60-C16 | MCB | LV_Switchgear | A9N4P16C | SCHNEIDER | 16A | C-curve | Nos. | None | Inventory | 16A FP 10kA ACTI-9 MCB C-curve, TYPE xC60-C16
3946 | 16A FP 10kA ACTI-9 MCB D-curve, TYPE xC60-D16 | MCB | LV_Switchgear | A9N4P16D | SCHNEIDER | 16A | DNAcurve | Nos. | None | Inventory | 16A FP 10kA ACTI-9 MCB D-curve, TYPE xC60-D16
3947 | 20A FP 10kA ACTI-9 MCB B-curve, TYPE xC60-B20 | MCB | LV_Switchgear | A9N4P20B | SCHNEIDER | 20A | BNAcurve | Nos. | None | Inventory | 20A FP 10kA ACTI-9 MCB B-curve, TYPE xC60-B20
3948 | 20A FP 10kA ACTI-9 MCB C-curve, TYPE xC60-C20 | MCB | LV_Switchgear | A9N4P20C | SCHNEIDER | 20A | CNAcurve | Nos. | None | Inventory | 20A FP 10kA ACTI-9 MCB C-curve, TYPE xC60-C20
3949 | 20A FP 10kA ACTI-9 MCB D-curve, TYPE xC60-D20 | MCB | LV_Switchgear | A9N4P20D | SCHNEIDER | 20A | DNAcurve | Nos. | None | Inventory | 20A FP 10kA ACTI-9 MCB D-curve, TYPE xC60-D20
3950 | 25A FP 10kA ACTI-9 MCB B-curve, TYPE xC60-B25 | MCB | LV_Switchgear | A9N4P25B | SCHNEIDER | 25A | BNAcurve | Nos. | None | Inventory | 25A FP 10kA ACTI-9 MCB B-curve, TYPE xC60-B25
3951 | 25A FP 10kA ACTI-9 MCB C-curve, TYPE xC60-C25 | MCB | LV_Switchgear | A9N4P25C | SCHNEIDER | 25A | CNAcurve | Nos. | None | Inventory | 25A FP 10kA ACTI-9 MCB C-curve, TYPE xC60-C25
3952 | 25A FP 10kA ACTI-9 MCB D-curve, TYPE xC60-D25 | MCB | LV_Switchgear | A9N4P25D | SCHNEIDER | 25A | DNAcurve | Nos. | None | Inventory | 25A FP 10kA ACTI-9 MCB D-curve, TYPE xC60-D25
3953 | 32A FP 10kA ACTI-9 MCB B-curve, TYPE xC60-B32 | MCB | LV_Switchgear | A9N4P32B | SCHNEIDER | 32A | BNAcurve | Nos. | None | Inventory | 32A FP 10kA ACTI-9 MCB B-curve, TYPE xC60-B32
3954 | 32A FP 10kA ACTI-9 MCB C-curve, TYPE xC60-C32 | MCB | LV_Switchgear | A9N4P32C | SCHNEIDER | 32A | CNAcurve | Nos. | None | Inventory | 32A FP 10kA ACTI-9 MCB C-curve, TYPE xC60-C32
16178 | VCB - VD436 1250A / 31.5 BREAKER, OPERATION COUNTER , DRAWOUTTYPEWith loose Accessories, CLOSING / TRIPPING COIL : | BREAKER | SWITCHGEAR | VD4 361231.5-DRAW-OUT | ABB | _ | NA | Nos | None | Inventory | VCB - VD436 1250A / 31.5 BREAKER, OPERATION COUNTER , DRAWOUTTYPEWith loose Accessories, CLOSING / TRIPPING COIL :
3956 | 40A FP 10kA ACTI-9 MCB B-curve, TYPE xC60-B40 | MCB | LV_Switchgear | A9N4P40B | SCHNEIDER | 40A | BNAcurve | Nos. | None | Inventory | 40A FP 10kA ACTI-9 MCB B-curve, TYPE xC60-B40
3957 | 40A FP 10kA ACTI-9 MCB C-curve, TYPE xC60-C40 | MCB | LV_Switchgear | A9N4P40C | SCHNEIDER | 40A | C-curve | Nos. | None | Inventory | 40A FP 10kA ACTI-9 MCB C-curve, TYPE xC60-C40
3958 | 40A FP 10kA ACTI-9 MCB D-curve, TYPE xC60-D40 | MCB | LV_Switchgear | A9N4P40D | SCHNEIDER | 40A | DNAcurve | Nos. | None | Inventory | 40A FP 10kA ACTI-9 MCB D-curve, TYPE xC60-D40
3959 | 50A FP 10kA ACTI-9 MCB B-curve, TYPE xC60-B50 | MCB | LV_Switchgear | A9N4P50B | SCHNEIDER | 50A | BNAcurve | Nos. | None | Inventory | 50A FP 10kA ACTI-9 MCB B-curve, TYPE xC60-B50
3960 | 50A FP 10kA ACTI-9 MCB C-curve, TYPE xC60-C50 | MCB | LV_Switchgear | A9N4P50C | SCHNEIDER | 50A | CNAcurve | Nos. | None | Inventory | 50A FP 10kA ACTI-9 MCB C-curve, TYPE xC60-C50
3961 | 50A FP 10kA ACTI-9 MCB D-curve, TYPE xC60-D50 | MCB | LV_Switchgear | A9N4P50D | SCHNEIDER | 50A | DNAcurve | Nos. | None | Inventory | 50A FP 10kA ACTI-9 MCB D-curve, TYPE xC60-D50
3962 | 63A FP 10kA ACTI-9 MCB B-curve, TYPE xC60-B63 | MCB | LV_Switchgear | A9N4P63B | SCHNEIDER | 63A | BNAcurve | Nos. | None | Inventory | 63A FP 10kA ACTI-9 MCB B-curve, TYPE xC60-B63
3963 | 63A FP 10kA ACTI-9 MCB C-curve, TYPE xC60-C63 | MCB | LV_Switchgear | A9N4P63C | SCHNEIDER | 63A | C-curve | Nos. | None | Inventory | 63A FP 10kA ACTI-9 MCB C-curve, TYPE xC60-C63
3964 | 63A FP 10kA ACTI-9 MCB D-curve, TYPE xC60-D63 | MCB | LV_Switchgear | A9N4P63D | SCHNEIDER | 63A | DNAcurve | Nos. | None | Inventory | 63A FP 10kA ACTI-9 MCB D-curve, TYPE xC60-D63
3965 | 0.5A SP 6kA ACTI-9DC MCB C-curve DC, Type C60H-D0.5DC | MCB | LV_Switchgear | A9N61500 | SCHNEIDER | 0.5A | DC CNAcurve | Nos. | None | Inventory | 0.5A SP 6kA ACTI-9DC MCB C-curve DC, Type C60H-D0.5DC
3966 | 1A SP 6kA ACTI-9DC MCB C-curve DC, Type C60H-D1DC | MCB | LV_Switchgear | A9N61501 | SCHNEIDER | 1A | DC CNAcurve | Nos. | None | Inventory | 1A SP 6kA ACTI-9DC MCB C-curve DC, Type C60H-D1DC
3967 | 2A SP 6kA ACTI-9DC MCB C-curve DC, Type C60H-D2DC | MCB | LV_Switchgear | A9N61502 | SCHNEIDER | 2A | DC CNAcurve | Nos. | None | Inventory | 2A SP 6kA ACTI-9DC MCB C-curve DC, Type C60H-D2DC
3968 | 3A SP 6kA ACTI-9DC MCB C-curve DC, Type C60H-D3DC | MCB | LV_Switchgear | A9N61503 | SCHNEIDER | 3A | DC CNAcurve | Nos. | None | Inventory | 3A SP 6kA ACTI-9DC MCB C-curve DC, Type C60H-D3DC
3969 | 4A SP 6kA ACTI-9DC MCB C-curve DC, Type C60H-D4DC | MCB | LV_Switchgear | A9N61504 | SCHNEIDER | 4A | DC CNAcurve | Nos. | None | Inventory | 4A SP 6kA ACTI-9DC MCB C-curve DC, Type C60H-D4DC
3970 | 5A SP 6kA ACTI-9DC MCB C-curve DC, Type C60H-D5DC | MCB | LV_Switchgear | A9N61505 | SCHNEIDER | 5A | DC CNAcurve | Nos. | None | Inventory | 5A SP 6kA ACTI-9DC MCB C-curve DC, Type C60H-D5DC
3971 | 6A SP 6kA ACTI-9DC MCB C-curve DC, Type C60H-D6DC | MCB | LV_Switchgear | A9N61506 | SCHNEIDER | 6A | DC CNAcurve | Nos. | None | Inventory | 6A SP 6kA ACTI-9DC MCB C-curve DC, Type C60H-D6DC
3972 | 10A SP 6kA ACTI-9DC MCB C-curve DC, Type C60H-D10DC | MCB | LV_Switchgear | A9N61508 | SCHNEIDER | 10A | DC CNAcurve | Nos. | None | Inventory | 10A SP 6kA ACTI-9DC MCB C-curve DC, Type C60H-D10DC
3973 | 16A SP 6kA ACTI-9DC MCB C-curve DC, Type C60H-D16DC | MCB | LV_Switchgear | A9N61511 | SCHNEIDER | 16A | DC CNAcurve | Nos. | None | Inventory | 16A SP 6kA ACTI-9DC MCB C-curve DC, Type C60H-D16DC
3974 | 20A SP 6kA ACTI-9DC MCB C-curve DC, Type C60H-D20DC | MCB | LV_Switchgear | A9N61512 | SCHNEIDER | 20A | DC CNAcurve | Nos. | None | Inventory | 20A SP 6kA ACTI-9DC MCB C-curve DC, Type C60H-D20DC
3975 | 25A SP 6kA ACTI-9DC MCB C-curve DC, Type C60H-D25DC | MCB | LV_Switchgear | A9N61513 | SCHNEIDER | 25A | DC CNAcurve | Nos. | None | Inventory | 25A SP 6kA ACTI-9DC MCB C-curve DC, Type C60H-D25DC
3976 | 32A SP 6kA ACTI-9DC MCB C-curve DC, Type C60H-D32DC | MCB | LV_Switchgear | A9N61515 | SCHNEIDER | 32A | DC CNAcurve | Nos. | None | Inventory | 32A SP 6kA ACTI-9DC MCB C-curve DC, Type C60H-D32DC
3977 | 40A SP 6kA ACTI-9DC MCB C-curve DC, Type C60H-D40DC | MCB | LV_Switchgear | A9N61517 | SCHNEIDER | 40A | DC CNAcurve | Nos. | None | Inventory | 40A SP 6kA ACTI-9DC MCB C-curve DC, Type C60H-D40DC
3978 | 50A SP 6kA ACTI-9DC MCB C-curve DC, Type C60H-D50DC | MCB | LV_Switchgear | A9N61518 | SCHNEIDER | 50A | DC CNAcurve | Nos. | None | Inventory | 50A SP 6kA ACTI-9DC MCB C-curve DC, Type C60H-D50DC
3979 | 63A SP 6kA ACTI-9DC MCB C-curve DC, Type C60H-D63DC | MCB | LV_Switchgear | A9N61519 | SCHNEIDER | 63A | DC CNAcurve | Nos. | None | Inventory | 63A SP 6kA ACTI-9DC MCB C-curve DC, Type C60H-D63DC
3980 | 0.5A DP 6kA ACTI-9DC MCB C-curve DC, Type C60H-D0.5DC | MCB | LV_Switchgear | A9N61520 | SCHNEIDER | 0.5A | DC CNAcurve | Nos. | None | Inventory | 0.5A DP 6kA ACTI-9DC MCB C-curve DC, Type C60H-D0.5DC
3981 | 1A DP 6kA ACTI-9DC MCB C-curve DC, Type C60H-D1DC | MCB | LV_Switchgear | A9N61521 | SCHNEIDER | 1A | DC CNAcurve | Nos. | None | Inventory | 1A DP 6kA ACTI-9DC MCB C-curve DC, Type C60H-D1DC
3982 | 2A DP 6kA ACTI-9DC MCB C-curve DC, Type C60H-D2DC | MCB | LV_Switchgear | A9N61522 | SCHNEIDER | 2A | DC CNAcurve | Nos. | None | Inventory | 2A DP 6kA ACTI-9DC MCB C-curve DC, Type C60H-D2DC
3983 | 3A DP 6kA ACTI-9DC MCB C-curve DC, Type C60H-D3DC | MCB | LV_Switchgear | A9N61523 | SCHNEIDER | 3A | DC CNAcurve | Nos. | None | Inventory | 3A DP 6kA ACTI-9DC MCB C-curve DC, Type C60H-D3DC
3984 | 4A DP 6kA ACTI-9DC MCB C-curve DC, Type C60H-D4DC | MCB | LV_Switchgear | A9N61524 | SCHNEIDER | 4A | DC CNAcurve | Nos. | None | Inventory | 4A DP 6kA ACTI-9DC MCB C-curve DC, Type C60H-D4DC
3985 | 5A DP 6kA ACTI-9DC MCB C-curve DC, Type C60H-D5DC | MCB | LV_Switchgear | A9N61525 | SCHNEIDER | 5A | DC CNAcurve | Nos. | None | Inventory | 5A DP 6kA ACTI-9DC MCB C-curve DC, Type C60H-D5DC
3986 | 6A DP 6kA ACTI-9DC MCB C-curve DC, Type C60H-D6DC | MCB | LV_Switchgear | A9N61526 | SCHNEIDER | 6A | DC CNAcurve | Nos. | None | Inventory | 6A DP 6kA ACTI-9DC MCB C-curve DC, Type C60H-D6DC
3987 | 10A DP 6kA ACTI-9DC MCB C-curve DC, Type C60H-D10DC | MCB | LV_Switchgear | A9N61528 | SCHNEIDER | 10A | DC CNAcurve | Nos. | None | Inventory | 10A DP 6kA ACTI-9DC MCB C-curve DC, Type C60H-D10DC
3988 | 16A DP 6kA ACTI-9DC MCB C-curve DC, Type C60H-D16DC | MCB | LV_Switchgear | A9N61531 | SCHNEIDER | 16A | DC CNAcurve | Nos. | None | Inventory | 16A DP 6kA ACTI-9DC MCB C-curve DC, Type C60H-D16DC
3989 | 20A DP 6kA ACTI-9DC MCB C-curve DC, Type C60H-D20DC | MCB | LV_Switchgear | A9N61532 | SCHNEIDER | 20A | DC CNAcurve | Nos. | None | Inventory | 20A DP 6kA ACTI-9DC MCB C-curve DC, Type C60H-D20DC
3990 | 25A DP 6kA ACTI-9DC MCB C-curve DC, Type C60H-D25DC | MCB | LV_Switchgear | A9N61533 | SCHNEIDER | 25A | DC CNAcurve | Nos. | None | Inventory | 25A DP 6kA ACTI-9DC MCB C-curve DC, Type C60H-D25DC
3991 | 32A DP 6kA ACTI-9DC MCB C-curve DC, Type C60H-D32DC | MCB | LV_Switchgear | A9N61535 | SCHNEIDER | 32A | DC CNAcurve | Nos. | None | Inventory | 32A DP 6kA ACTI-9DC MCB C-curve DC, Type C60H-D32DC
3992 | 40A DP 6kA ACTI-9DC MCB C-curve DC, Type C60H-D40DC | MCB | LV_Switchgear | A9N61537 | SCHNEIDER | 40A | DC CNAcurve | Nos. | None | Inventory | 40A DP 6kA ACTI-9DC MCB C-curve DC, Type C60H-D40DC
3993 | 50A DP 6kA ACTI-9DC MCB C-curve DC, Type C60H-D50DC | MCB | LV_Switchgear | A9N61538 | SCHNEIDER | 50A | DC CNAcurve | Nos. | None | Inventory | 50A DP 6kA ACTI-9DC MCB C-curve DC, Type C60H-D50DC
3994 | 63A DP 6kA ACTI-9DC MCB C-curve DC, Type C60H-D63DC | MCB | LV_Switchgear | A9N61539 | SCHNEIDER | 63A | DC CNAcurve | Nos. | None | Inventory | 63A DP 6kA ACTI-9DC MCB C-curve DC, Type C60H-D63DC
3995 | 100A FP ACTI-9 RCCB with 30mA trip sensitivity, Type ID-100/0.03 | RCCB | LV_Switchgear | A9R11491 | SCHNEIDER | 100A | 30mA | Nos. | None | Inventory | 100A FP ACTI-9 RCCB with 30mA trip sensitivity, Type ID-100/0.03
3996 | 100A FP ACTI-9 RCCB with 100mA trip sensitivity, Type ID-100/0.1 | RCCB | LV_Switchgear | A9R12491 | SCHNEIDER | 100A | 100mA | Nos. | None | Inventory | 100A FP ACTI-9 RCCB with 100mA trip sensitivity, Type ID-100/0.1
3997 | N° 4 steel M12 lifting eyebolts | ArTuK | LV PANEL | AA9610-1 | ABB | - | - | KGS |  | Inventory | N° 4 steel M12 lifting eyebolts
3998 | Key lock for ACB, Emax 2 | ACB Accessories | LV_Switchgear | ABB-ACB-MEC-INT | ABB | - | - | Nos. |  | Inventory | Key lock for ACB, Emax 2
3999 | ABB HINGES BUSH DRG NO - 20190709 REV 0 | HINGE | ACCESSORIES | ABB-HINGE-20190709 | TSPL | _ | NA | Nos |  | Inventory | ABB HINGES BUSH DRG NO - 20190709 REV 0
4000 | ABB HINGES PIN DRG NO - 20190710 | HINGE | ACCESSORIES | ABB-HINGE-PIN-20190710 | TSPL | _ | NA | Nos |  | Inventory | ABB HINGES PIN DRG NO - 20190710
16179 | VCB - VD436 2000A / 31.5 BREAKER, OPERATION COUNTER , DRAWOUTTYPEWith loose Accessories, CLOSING / TRIPPING COIL : | BREAKER | SWITCHGEAR | VD4 362031.5-DRAW-OUT | ABB | _ | NA | Nos | None | Inventory | VCB - VD436 2000A / 31.5 BREAKER, OPERATION COUNTER , DRAWOUTTYPEWith loose Accessories, CLOSING / TRIPPING COIL :
16180 | VCB - VD436 2500A / 31.5 BREAKER, OPERATION COUNTER , DRAWOUTTYPEWith loose Accessories, CLOSING / TRIPPING COIL : | BREAKER | SWITCHGEAR | VD4 362531.5-DRAW-OUT | ABB | _ | NA | Nos | None | Inventory | VCB - VD436 2500A / 31.5 BREAKER, OPERATION COUNTER , DRAWOUTTYPEWith loose Accessories, CLOSING / TRIPPING COIL :
16181 | 11kV, 3150A, 40KA/3 Sec. Drawout type VD4 Breaker Spring charge motor- 230V AC Closing coil- 110V DC Tripping coil- 110V DC Additional trip coil- 230V AC 8NO+7NC Contacts with 2 sets of charge & rack in/out levers Locking coil RLE-1 & RLE-2 required Operation counter, 58 pin plug & socket | BREAKER | SWITCHGEAR | VD4-11315040-DRAW-OUT | ABB | - | - | Nos. |  | Inventory | 11kV, 3150A, 40KA/3 Sec. Drawout type VD4 Breaker Spring charge motor- 230V AC Closing coil- 110V DC Tripping coil- 110V DC Additional trip coil- 230V AC 8NO+7NC Contacts with 2 sets of charge & rack in/out levers Locking coil RLE-1 & RLE-2 required Operation counter, 58 pin plug & socket
16182 | VCB - VD412 NEW 630A / 20KA FOR 3SEC. BREAKER,DRAWOUT TYPE , CLOSING & TRIPPING COIL : | BREAKER | SWITCHGEAR | VD4-120620-DRAWOUT | ABB | - | NA | Nos. |  | Inventory | VCB - VD412 NEW 630A / 20KA FOR 3SEC. BREAKER,DRAWOUT TYPE , CLOSING & TRIPPING COIL :
16183 | VCB - VD412 NEW 630A / 20KA FOR 3SEC. BREAKER, FIXED TYPE , CLOSING & TRIPPING COIL : | BREAKER | SWITCHGEAR | VD4-120620-FIXED | ABB | _ | NA | Nos |  | Inventory | VCB - VD412 NEW 630A / 20KA FOR 3SEC. BREAKER, FIXED TYPE , CLOSING & TRIPPING COIL :
16184 | VCB - VD412 NEW 800A / 20KA FOR 3SEC. BREAKER, OPERATION COUNTER , DRAWOUT TYPE With loose Accessories , CLOSING & TRIPPING COIL : | BREAKER | SWITCHGEAR | VD4-120820-DRAW-OUT | ABB | _ | NA | Nos |  | Inventory | VCB - VD412 NEW 800A / 20KA FOR 3SEC. BREAKER, OPERATION COUNTER , DRAWOUT TYPE With loose Accessories , CLOSING & TRIPPING COIL :
16185 | VCB - VD412 NEW 800A / 20KA FOR 3SEC. BREAKER, FIXED TYPE , CLOSING & TRIPPING COIL : | BREAKER | SWITCHGEAR | VD4-120820-FIXED | ABB | _ | NA | Nos |  | Inventory | VCB - VD412 NEW 800A / 20KA FOR 3SEC. BREAKER, FIXED TYPE , CLOSING & TRIPPING COIL :
16186 | VCB - VD412 NEW 1250A / 25KA FOR 3SEC. BREAKER, OPERATION COUNTER ,DRAWOUT TYPE With loose Accessories , CLOSING & TRIPPING COIL : | BREAKER | SWITCHGEAR | VD4-121225-DRAWOUT | ABB | _ | NA | Nos |  | Inventory | VCB - VD412 NEW 1250A / 25KA FOR 3SEC. BREAKER, OPERATION COUNTER ,DRAWOUT TYPE With loose Accessories , CLOSING & TRIPPING COIL :
16187 | VCB - VD412 NEW 1250A / 25KA FOR 3SEC. BREAKER, OPERATION COUNTER , FIXED TYPE With loose Accessories , CLOSING & TRIPPING COIL : | BREAKER | SWITCHGEAR | VD4-121225-FIXED | ABB | _ | NA | Nos |  | Inventory | VCB - VD412 NEW 1250A / 25KA FOR 3SEC. BREAKER, OPERATION COUNTER , FIXED TYPE With loose Accessories , CLOSING & TRIPPING COIL :
16188 | VCB - VD412 NEW 1250A / 26.3KA FOR 3SEC. BREAKER, OPERATION COUNTER , DRAWOUT TYPE With loose Accessories , CLOSING & TRIPPING COIL : | BREAKER | SWITCHGEAR | VD4-121226.3-DRAW-OUT | ABB | _ | NA | Nos |  | Inventory | VCB - VD412 NEW 1250A / 26.3KA FOR 3SEC. BREAKER, OPERATION COUNTER , DRAWOUT TYPE With loose Accessories , CLOSING & TRIPPING COIL :
16189 | VCB - VD412 NEW 1250A / 26.3KA FOR 3SEC.BIL: 12KV/35KV/95KVP; BREAKER, OPERATION COUNTER , DRAWOUT TYPE With loose Accessories , CLOSING & TRIPPING COIL : | BREAKER | SWITCHGEAR | VD4-121226.3-DRAW-OUT_12KV/35KV/95KVP | ABB | _ | NA | Nos |  | Inventory | VCB - VD412 NEW 1250A / 26.3KA FOR 3SEC.BIL: 12KV/35KV/95KVP; BREAKER, OPERATION COUNTER , DRAWOUT TYPE With loose Accessories , CLOSING & TRIPPING COIL :
16190 | VCB-VD412 NEW 1250A / 31.5KA FOR 3SEC. BREAKER, OPERATION COUNTER , DRAWOUT TYPE With loose Accessories , CLOSING & TRIPPING COIL : | BREAKER | SWITCHGEAR | VD4-121231.5-DRAW-OUT | ABB | _ | NA | Nos |  | Inventory | VCB-VD412 NEW 1250A / 31.5KA FOR 3SEC. BREAKER, OPERATION COUNTER , DRAWOUT TYPE With loose Accessories , CLOSING & TRIPPING COIL :
16191 | VCB-VD412 NEW 1250A / 31.5KA FOR 3SEC. BREAKER, OPERATION COUNTER , FIXED TYPE With loose Accessories , CLOSING & TRIPPING COIL : | BREAKER | SWITCHGEAR | VD4-121231.5-FIXED | ABB | _ | NA | Nos |  | Inventory | VCB-VD412 NEW 1250A / 31.5KA FOR 3SEC. BREAKER, OPERATION COUNTER , FIXED TYPE With loose Accessories , CLOSING & TRIPPING COIL :
16192 | VCB - VD412 NEW 1250A / 40KA FOR 3SEC. BREAKER, OPERATION COUNTER , DRAWOUT TYPE With loose Accessories , CLOSING & TRIPPING COIL : | BREAKER | SWITCHGEAR | VD4-121240-DRAW-OUT | ABB | _ | NA | Nos |  | Inventory | VCB - VD412 NEW 1250A / 40KA FOR 3SEC. BREAKER, OPERATION COUNTER , DRAWOUT TYPE With loose Accessories , CLOSING & TRIPPING COIL :
4015 | AC 1.5 | OWN USE ITEMS | ACCESSORIES | AC-1.5-TON | BLUESTAR | - | - | Nos |  | Non Inventory | AC 1.5
4016 | TYPE : AC-DC POWER SUPPLY, IN PUT: 415V AC 50 HZ, OUT PUT : 1) DC VOLTAGE ZERO TO 250V DC 10 AMP ( auto discharging) non isolate 2) AC VOLTAGE ZERO TO 250 VAC 10 AMP non isolate 3) 0 -415 VAC Variable two output 3 AMP non isolate 4) 230 VAC fixed voltage non isolate 5) 110 VAC fixed voltage isolated type 6) Continuity buzzer METER 1) AC VOLT METER (digital) 2) DC VOLT METER (digital) 3) 3 PHASE malty function meter voltage and current (digital) MCB 1) POWER ON 2) AC 230V 3) DC 250V 4) 415VAC X2 TERMINATION: Back side or Top of the panel BTI 30 shrouded terminal booth input and output Unit made up on MS cabinet with powder coating trolley type wire probe 5 meter long | SHOP | TOOLS | AC-DC-SOURCE | SKE | _ | NA | Nos |  | Non Inventory | TYPE : AC-DC POWER SUPPLY, IN PUT: 415V AC 50 HZ, OUT PUT : 1) DC VOLTAGE ZERO TO 250V DC 10 AMP ( auto discharging) non isolate 2) AC VOLTAGE ZERO TO 250 VAC 10 AMP non isolate 3) 0 -415 VAC Variable two output 3 AMP non isolate 4) 230 VAC fixed voltage non isolate 5) 110 VAC fixed voltage isolated type 6) Continuity buzzer METER 1) AC VOLT METER (digital) 2) DC VOLT METER (digital) 3) 3 PHASE malty function meter voltage and current (digital) MCB 1) POWER ON 2) AC 230V 3) DC 250V 4) 415VAC X2 TERMINATION: Back side or Top of the panel BTI 30 shrouded terminal booth input and output Unit made up on MS cabinet with powder coating trolley type wire probe 5 meter long
4017 | 1) TYPE : 3 PHASE AC POWER SUPPLY (Rigid case enclosure.) 2) IN PUT : 415V AC TPN 50 HZ 3) OUT PUT : Zero TO 415 VAC / 3 AMP 4) MCB : Two numbers of 3 pole MCB for switching of Input & Output supply. 5) INDICATION : 16 mm RYB led indication lamp 6) METER : 3-Phase voltmeter, to set the variable voltage as required 7) TERMINATION : Input and output termination top of the panel 8) OUTPUT LOAD : 3 AMP MAX. AC Non isolated Output Enclosure type. 9) PROBE : input output 4 core wire 5 meter long | SHOP | TOOLS | AC-POWER-SOURCE | SKE | _ | NA | Nos |  | Non Inventory | 1) TYPE : 3 PHASE AC POWER SUPPLY (Rigid case enclosure.) 2) IN PUT : 415V AC TPN 50 HZ 3) OUT PUT : Zero TO 415 VAC / 3 AMP 4) MCB : Two numbers of 3 pole MCB for switching of Input & Output supply. 5) INDICATION : 16 mm RYB led indication lamp 6) METER : 3-Phase voltmeter, to set the variable voltage as required 7) TERMINATION : Input and output termination top of the panel 8) OUTPUT LOAD : 3 AMP MAX. AC Non isolated Output Enclosure type. 9) PROBE : input output 4 core wire 5 meter long
16193 | VCB - VD412 1600A / 40KA FOR 3SEC. BREAKER, OPERATION COUNTER , DRAWOUT TYPE With loose Accessories , CLOSING & TRIPPING COIL : | BREAKER | SWITCHGEAR | VD4-121640-DRAW-OUT | ABB | _ | NA | Nos |  | Inventory | VCB - VD412 1600A / 40KA FOR 3SEC. BREAKER, OPERATION COUNTER , DRAWOUT TYPE With loose Accessories , CLOSING & TRIPPING COIL :
4019 | ACRYLIC SHEET THICKNESS 1.5MM SIZE: 8'X4' | POLYCARBONATE | BUSBAR & ACCESSORIES | ACRYLIC-SHEET-THICK1.5MM | REPUTED | _ | NA | Nos |  | Inventory | ACRYLIC SHEET THICKNESS 1.5MM SIZE: 8'X4'
4020 | VFD- SUPPLY VOLTAGE-3PH, 380-480 VAC,1.5 KW WITH BASIC CONTROL PANEL (DISPLAY UNIT) & MODBUS COMMUNICATION | VFD | LV_Switchgear | ACS310-03E-04A5-4 | ABB | 1.5 KW | - | Nos. |  | Inventory | VFD- SUPPLY VOLTAGE-3PH, 380-480 VAC,1.5 KW WITH BASIC CONTROL PANEL (DISPLAY UNIT) & MODBUS COMMUNICATION
4021 | VFD- SUPPLY VOLTAGE-3PH, 380-480 VAC,2.2 KW WITH BASIC CONTROL PANEL (DISPLAY UNIT) & MODBUS COMMUNICATION | VFD | LV_Switchgear | ACS310-03E-06A2-4 | ABB | 2.2 KW | - | Nos. |  | Inventory | VFD- SUPPLY VOLTAGE-3PH, 380-480 VAC,2.2 KW WITH BASIC CONTROL PANEL (DISPLAY UNIT) & MODBUS COMMUNICATION
4022 | VFD- SUPPLY VOLTAGE-3PH, 380-480 VAC,5.5 KW WITH BASIC CONTROL PANEL (DISPLAY UNIT) & MODBUS COMMUNICATION | VFD | LV_Switchgear | ACS310-03E-13A8-4 | ABB | 5.5 KW | - | Nos. |  | Inventory | VFD- SUPPLY VOLTAGE-3PH, 380-480 VAC,5.5 KW WITH BASIC CONTROL PANEL (DISPLAY UNIT) & MODBUS COMMUNICATION
4023 | VFD- SUPPLY VOLTAGE-3PH, 380-480 VAC,22 KW WITH BASIC CONTROL PANEL (DISPLAY UNIT) & MODBUS COMMUNICATION | VFD | LV_Switchgear | ACS310-03E-48A4-4 | ABB | 22KW | - | Nos. |  | Inventory | VFD- SUPPLY VOLTAGE-3PH, 380-480 VAC,22 KW WITH BASIC CONTROL PANEL (DISPLAY UNIT) & MODBUS COMMUNICATION
4024 | 9kW VFD ACS560 BUILT IN CHOKE WITH 5% IMPEDANCE | VFD | LV_Switchgear | ACS560-01-025A-4 | ABB | 9KW | - | Nos. |  | Inventory | 9kW VFD ACS560 BUILT IN CHOKE WITH 5% IMPEDANCE
4025 | 15kW VFD ACS560 BUILT IN CHOKE WITH 5% IMPEDANCE | VFD | LV_Switchgear | ACS560-01-033A-4 | ABB | 15 KW | - | Nos. |  | Inventory | 15kW VFD ACS560 BUILT IN CHOKE WITH 5% IMPEDANCE
4026 | 18.5kW VFD ACS560 Built in choke with 5% Impedance. | VFD | LV_Switchgear | ACS560-01-039A-4 | ABB | 18.5KW | - | Nos. |  | Inventory | 18.5kW VFD ACS560 Built in choke with 5% Impedance.
4027 | 1.1kW VFD ACS560 BUILT IN CHOKE WITH 5% IMPEDANCE | VFD | LV_Switchgear | ACS560-01-03A3-4 | ABB | 1.1KW | - | Nos. |  | Inventory | 1.1kW VFD ACS560 BUILT IN CHOKE WITH 5% IMPEDANCE
4028 | 30kW VFD ACS560 BUILT IN CHOKE WITH 5% IMPEDANCE. | VFD | LV_Switchgear | ACS560-01-062A-4 | ABB | 30KW | - | Nos. |  | Inventory | 30kW VFD ACS560 BUILT IN CHOKE WITH 5% IMPEDANCE.
4029 | 30kW VFD ACS560 BUILT IN CHOKE WITH 5% IMPEDANCE | VFD | LV_Switchgear | ACS560-01-088A-4 | ABB | 18.5KW | - | Nos. |  | Inventory | 30kW VFD ACS560 BUILT IN CHOKE WITH 5% IMPEDANCE
4030 | 3.7kW VFD ACS560 BUILT IN CHOKE WITH 5% IMPEDANCE | VFD | LV_Switchgear | ACS560-01-09A4-4 | ABB | 3.7KW | - | Nos. |  | Inventory | 3.7kW VFD ACS560 BUILT IN CHOKE WITH 5% IMPEDANCE
4031 | 55kW VFD ACS560 BUILT IN CHOKE WITH 5% IMPEDANCE | VFD | LV_Switchgear | ACS560-01-106A-4 | ABB | 55KW | - | Nos. |  | Inventory | 55kW VFD ACS560 BUILT IN CHOKE WITH 5% IMPEDANCE
4032 | 5.5kW VFD ACS560 BUILT IN CHOKE WITH 5% IMPEDANCE | VFD | LV_Switchgear | ACS560-01-12A6-4 | ABB | 5.5KW | - | Nos. |  | Inventory | 5.5kW VFD ACS560 BUILT IN CHOKE WITH 5% IMPEDANCE
4033 | 75kW VFD ACS560 BUILT IN CHOKE WITH 5% IMPEDANCE | VFD | LV_Switchgear | ACS560-01-145A-4 | ABB | 75KW | - | Nos. |  | Inventory | 75kW VFD ACS560 BUILT IN CHOKE WITH 5% IMPEDANCE
4034 | 18.5kW VFD ACS560 Built in choke with 5% Impedance | VFD | LV_Switchgear | ACS560-01-62A-4 | ABB | 18.5KW | - | Nos. |  | Inventory | 18.5kW VFD ACS560 Built in choke with 5% Impedance
4035 | Kit for placing structures H=1600-1800-2000mm side by side laterally | ArTuK | LV PANEL | AD1014 | ABB | - | - | KGS |  | Inventory | Kit for placing structures H=1600-1800-2000mm side by side laterally
4036 | KIT w SPARE SCREW 50pcs. M, K | ArTuK | LV PANEL | AD1033-1 | ABB | - | - | KGS |  | Inventory | KIT w SPARE SCREW 50pcs. M, K
4037 | N.10 Hinges+ screws(spare part AC | ArTuK | LV PANEL | AD1090 | ABB | - | - | KGS |  | Inventory | N.10 Hinges+ screws(spare part AC
16194 | VCB - VD412 2000A / 40KA FOR 3SEC. BREAKER, OPERATION COUNTER , DRAW OUT TYPE With loose Accessories , CLOSING & TRIPPING COIL : | BREAKER | SWITCHGEAR | VD4-122040-DRAW-OUT | ABB | _ | NA | Nos |  | Inventory | VCB - VD412 2000A / 40KA FOR 3SEC. BREAKER, OPERATION COUNTER , DRAW OUT TYPE With loose Accessories , CLOSING & TRIPPING COIL :
16195 | VCB - VD412 2500A / 40KA FOR 3SEC. BREAKER, OPERATION COUNTER , DRAWOUT TYPE With loose Accessories , CLOSING & TRIPPING COIL : | BREAKER | SWITCHGEAR | VD4-122540-DRAW-OUT | ABB | _ | NA | Nos |  | Inventory | VCB - VD412 2500A / 40KA FOR 3SEC. BREAKER, OPERATION COUNTER , DRAWOUT TYPE With loose Accessories , CLOSING & TRIPPING COIL :
4040 | stating that due to increased scope of work as well as the extended period of time for the project completion, additional work on account of rationalization & cost effectiveness including selection of brought outs and white goods, the enhanced scope would entail an additional amount of Rs.4.50 lakhs. | SERVICE | SERVICE | ADDITIONAL | - | - | - | - |  | Inventory | stating that due to increased scope of work as well as the extended period of time for the project completion, additional work on account of rationalization & cost effectiveness including selection of brought outs and white goods, the enhanced scope would entail an additional amount of Rs.4.50 lakhs.
4041 | ADJUSTIN RING | RACK-ITEM | ACCESSORIES | ADJUSTING-RING | REPUTED | - | - | Nos |  | Inventory | ADJUSTIN RING
16196 | VCB - VD412 2500A / 40KA FOR 3SEC. BREAKER, OPERATION COUNTER , FIXED TYPE , CLOSING & TRIPPING COIL : | BREAKER | SWITCHGEAR | VD4-122540-FIXED | ABB | _ | NA | Nos |  | Inventory | VCB - VD412 2500A / 40KA FOR 3SEC. BREAKER, OPERATION COUNTER , FIXED TYPE , CLOSING & TRIPPING COIL :
16197 | 11kV, 3150A, 40KA/3 Sec. Drawout type VD4 Breaker with coils - | BREAKER | SWITCHGEAR | VD4-123140-DRAW-OUT | ABB | - | - | Nos. |  | Inventory | 11kV, 3150A, 40KA/3 Sec. Drawout type VD4 Breaker with coils -
16198 | 11kV, 3150A, 40KA/3 Sec. Fixed type VD4 Breaker with coils - | BREAKER | SWITCHGEAR | VD4-123140-FIXED | ABB | - | - | Nos. |  | Inventory | 11kV, 3150A, 40KA/3 Sec. Fixed type VD4 Breaker with coils -
16199 | 33kV, 1250A, 31.5kA/1SEC, VD4 BREAKER (52), CLOSE AND TRIP COIL: 24V DC,SPRING CHARGE MOTOR : 230V AC, OPERATION COUNTER. DRAWOUT TYPE, 64 PIN PLUG & SOCKET, FOR BREAKER CONTROL & AND AUX. CIRCUIT WIRING. | BREAKER | SWITCHGEAR | VD4-331231.5-DRAW-OUT | ABB | 33 | - | Nos |  | Inventory | 33kV, 1250A, 31.5kA/1SEC, VD4 BREAKER (52), CLOSE AND TRIP COIL: 24V DC,SPRING CHARGE MOTOR : 230V AC, OPERATION COUNTER. DRAWOUT TYPE, 64 PIN PLUG & SOCKET, FOR BREAKER CONTROL & AND AUX. CIRCUIT WIRING.
16200 | 33kV, 1250A, 31.5kA/3SEC, VD4 BREAKER (52), CLOSE AND TRIP COIL: 24V DC,SPRING CHARGE MOTOR : 230V AC, OPERATION COUNTER. DRAWOUT TYPE, 64 PIN PLUG & SOCKET, FOR BREAKER CONTROL & AND AUX. CIRCUIT WIRING. | BREAKER | SWITCHGEAR | VD4-331231.5-DRAWOUT | ABB | 33 | - | Nos |  | Inventory | 33kV, 1250A, 31.5kA/3SEC, VD4 BREAKER (52), CLOSE AND TRIP COIL: 24V DC,SPRING CHARGE MOTOR : 230V AC, OPERATION COUNTER. DRAWOUT TYPE, 64 PIN PLUG & SOCKET, FOR BREAKER CONTROL & AND AUX. CIRCUIT WIRING.
16201 | 33kV, 1250A, 31.5kA/3SEC, VD4 BREAKER (52), CLOSE AND TRIP COIL: 24V DC,SPRING CHARGE MOTOR : 230V AC, OPERATION COUNTER. FIXED TYPE, 64 PIN PLUG & SOCKET, FOR BREAKER CONTROL & AND AUX. CIRCUIT WIRING. | BREAKER | SWITCHGEAR | VD4-331231.5-FIXED | ABB | 33 | - | Nos |  | Inventory | 33kV, 1250A, 31.5kA/3SEC, VD4 BREAKER (52), CLOSE AND TRIP COIL: 24V DC,SPRING CHARGE MOTOR : 230V AC, OPERATION COUNTER. FIXED TYPE, 64 PIN PLUG & SOCKET, FOR BREAKER CONTROL & AND AUX. CIRCUIT WIRING.
16202 | 36kV, 1250A, 26.3kA/3sec, VD4 BREAKER, (52), CLOSE AND TRIP COIL : 110VDC, SPRING CHARGE MOTOR : 230VAC, OPERATION COUNTER, DRAWOUT TYPE | - | SWITCHGEAR | VD4-361226.3-DRAW-OUT-110-230 | ABB | _ | NA | Nos |  | Inventory | 36kV, 1250A, 26.3kA/3sec, VD4 BREAKER, (52), CLOSE AND TRIP COIL : 110VDC, SPRING CHARGE MOTOR : 230VAC, OPERATION COUNTER, DRAWOUT TYPE
16203 | 36kV, 1250A, 26.3kA/3sec, VD4 BREAKER, (52), CLOSE AND TRIP COIL : 24VDC, SPRING CHARGE MOTOR : 230VAC, OPERATION COUNTER, DRAWOUT TYPE | - | SWITCHGEAR | VD4-361226.3-DRAW-OUT-24-230 | ABB | _ | NA | Nos |  | Inventory | 36kV, 1250A, 26.3kA/3sec, VD4 BREAKER, (52), CLOSE AND TRIP COIL : 24VDC, SPRING CHARGE MOTOR : 230VAC, OPERATION COUNTER, DRAWOUT TYPE
16204 | 36KV, 1250A, 31.5kA/3 SEC, VD4 BREAKER, (52), CLOSE AND TRIP COIL: 125V DC, SPRING CHARGE MOTOR: 125V DC, RL COIL: 125V DC, OPERATION COUNTER, DRAWOUT TYPE, 58 PIN PLUG & SOCKET. | BREAKER | SWITCHGEAR | VD4-361231.5-DRAW-OUT-125 | ABB | - | - | Nos |  | Inventory | 36KV, 1250A, 31.5kA/3 SEC, VD4 BREAKER, (52), CLOSE AND TRIP COIL: 125V DC, SPRING CHARGE MOTOR: 125V DC, RL COIL: 125V DC, OPERATION COUNTER, DRAWOUT TYPE, 58 PIN PLUG & SOCKET.
16205 | VCB - VD436 1250A / 31.5 BREAKER WITH MODULE, OPERATION COUNTER , DRAWOUTTYPEWith loose Accessories, CLOSING / TRIPPING COIL : | BREAKER | SWITCHGEAR | VD4-361231.5-DRAW-OUT-MODULE | ABB | _ | NA | Nos |  | Inventory | VCB - VD436 1250A / 31.5 BREAKER WITH MODULE, OPERATION COUNTER , DRAWOUTTYPEWith loose Accessories, CLOSING / TRIPPING COIL :
16206 | 36KV, 1250A, 31.5KA/3SEC, VD4 BREAKER, (52), CLOSE AND TRIP COIL: 110V DC, ADDITIONAL TRIP COIL-110V DC, SPRING CHARGE MOTOR: 230V AC, OPERATION COUNTER, DRAWOUT TYPE, 58 PIN PLUG & SOCKET. | BREAKER | SWITCHGEAR | VD4-361231.5-FIXED | ABB | - | - | Nos |  | Inventory | 36KV, 1250A, 31.5KA/3SEC, VD4 BREAKER, (52), CLOSE AND TRIP COIL: 110V DC, ADDITIONAL TRIP COIL-110V DC, SPRING CHARGE MOTOR: 230V AC, OPERATION COUNTER, DRAWOUT TYPE, 58 PIN PLUG & SOCKET.
16207 | 36KV, 1600A, 25KA/3SEC, VD4 BREAKER, (52), CLOSE AND TRIP COIL: 110V DC,SPRING CHARGE MOTOR: 230V AC, OPERATION COUNTER, DRAWOUT TYPE,58 PIN PLUG & SOCKET. | BREAKER | SWITCHGEAR | VD4-361625-DRAW-OUT | ABB | _ | NA | Nos |  | Inventory | 36KV, 1600A, 25KA/3SEC, VD4 BREAKER, (52), CLOSE AND TRIP COIL: 110V DC,SPRING CHARGE MOTOR: 230V AC, OPERATION COUNTER, DRAWOUT TYPE,58 PIN PLUG & SOCKET.
16208 | VCB - VD436 1600A / 31.5 BREAKER, OPERATION COUNTER , DRAWOUTTYPEWith loose Accessories, CLOSING / TRIPPING COIL : | BREAKER | SWITCHGEAR | VD4-361631.5-DRAW-OUT | ABB | _ | NA | Nos |  | Inventory | VCB - VD436 1600A / 31.5 BREAKER, OPERATION COUNTER , DRAWOUTTYPEWith loose Accessories, CLOSING / TRIPPING COIL :
16209 | 36KV, 2000A, 31.5kA/3 SEC, VD4 BREAKER, (52), CLOSE AND TRIP COIL: 125V DC, SPRING CHARGE MOTOR: 125V DC, RL COIL: 125V DC, OPERATION COUNTER, DRAWOUT TYPE, 58 PIN PLUG & SOCKET. | BREAKER | SWITCHGEAR | VD4-362031.5-DRAW-OUT | ABB | - | - | Nos |  | Inventory | 36KV, 2000A, 31.5kA/3 SEC, VD4 BREAKER, (52), CLOSE AND TRIP COIL: 125V DC, SPRING CHARGE MOTOR: 125V DC, RL COIL: 125V DC, OPERATION COUNTER, DRAWOUT TYPE, 58 PIN PLUG & SOCKET.
16210 | 36kV, 2500A, 26.3kA/3sec, VD4 BREAKER, (52), CLOSE AND TRIP COIL : 110VDC, SPRING CHARGE MOTOR : 230VAC, OPERATION COUNTER, DRAWOUT TYPE | - | SWITCHGEAR | VD4-362526.3-DRAW-OUT | ABB | _ | NA | Nos |  | Inventory | 36kV, 2500A, 26.3kA/3sec, VD4 BREAKER, (52), CLOSE AND TRIP COIL : 110VDC, SPRING CHARGE MOTOR : 230VAC, OPERATION COUNTER, DRAWOUT TYPE
16211 | 36KV, 630A, 25KA/3SEC, VD4 BREAKER, (52), CLOSE AND TRIP COIL: 110V DC,SPRINGCHARGE MOTOR: 230V AC, OPERATION OUNTER, DRAWOUT TYPE, 58 PIN PLUG & SOCKET. | - | SWITCHGEAR | VD4-366325-DRAW-OUT | ABB | _ | NA | Nos |  | Inventory | 36KV, 630A, 25KA/3SEC, VD4 BREAKER, (52), CLOSE AND TRIP COIL: 110V DC,SPRINGCHARGE MOTOR: 230V AC, OPERATION OUNTER, DRAWOUT TYPE, 58 PIN PLUG & SOCKET.
16212 | 11kV, 1250A, 40kA/3SEC, VD4 BREAKER (52), CLOSE AND TRIP COIL: 110V DC,SPRING CHARGE MOTOR : 230V AC, OPERATION COUNTER. DRAWOUT TYPE, 24 PIN PLUG & SOCKET,FOR BREAKER CONTROL & AND AUX. CIRCUIT WIRING. | BREAKER | SWITCHGEAR | VD4_111240-DRAW-OUT | ABB | 11 | - | Nos |  | Inventory | 11kV, 1250A, 40kA/3SEC, VD4 BREAKER (52), CLOSE AND TRIP COIL: 110V DC,SPRING CHARGE MOTOR : 230V AC, OPERATION COUNTER. DRAWOUT TYPE, 24 PIN PLUG & SOCKET,FOR BREAKER CONTROL & AND AUX. CIRCUIT WIRING.
16213 | 11kV, 1250A, 40kA/3SEC, VD4 BREAKER (52), CLOSE AND TRIP COIL: 110V DC,SPRING CHARGE MOTOR : 230V AC, OPERATION COUNTER. DRAWOUT TYPE, 24 PIN PLUG & SOCKET,FOR BREAKER CONTROL & AND AUX. CIRCUIT WIRING.... | BREAKER | SWITCHGEAR | VD4_111240-DRAW-OUT. | ABB | 11 | - | Nos |  | Inventory | 11kV, 1250A, 40kA/3SEC, VD4 BREAKER (52), CLOSE AND TRIP COIL: 110V DC,SPRING CHARGE MOTOR : 230V AC, OPERATION COUNTER. DRAWOUT TYPE, 24 PIN PLUG & SOCKET,FOR BREAKER CONTROL & AND AUX. CIRCUIT WIRING....
16214 | 11kV, 630A, 26kA/3SEC, VD4 BREAKER (52), CLOSE AND TRIP COIL: 110V DC,SPRING CHARGE MOTOR : 230V AC, OPERATION COUNTER. DRAWOUT TYPE, 24 PIN PLUG & SOCKET, FOR BREAKER CONTROL & AND AUX. CIRCUIT WIRING.. | BREAKER | SWITCHGEAR | VD4_116326-DRAW-OUT | ABB | 11 | - | Nos |  | Inventory | 11kV, 630A, 26kA/3SEC, VD4 BREAKER (52), CLOSE AND TRIP COIL: 110V DC,SPRING CHARGE MOTOR : 230V AC, OPERATION COUNTER. DRAWOUT TYPE, 24 PIN PLUG & SOCKET, FOR BREAKER CONTROL & AND AUX. CIRCUIT WIRING..
16215 | 11kV, 630A, 26.3kA/3SEC, VD4 BREAKER (52), CLOSE AND TRIP COIL: 24V DC,SPRING CHARGE MOTOR : 230V AC, OPERATION COUNTER. DRAWOUT TYPE, 24 PIN PLUG & SOCKET, FOR BREAKER CONTROL & AND AUX. CIRCUIT WIRING. | BREAKER | SWITCHGEAR | VD4_116326.3-DRAW-OUT | ABB | 11 | NA | Nos |  | Inventory | 11kV, 630A, 26.3kA/3SEC, VD4 BREAKER (52), CLOSE AND TRIP COIL: 24V DC,SPRING CHARGE MOTOR : 230V AC, OPERATION COUNTER. DRAWOUT TYPE, 24 PIN PLUG & SOCKET, FOR BREAKER CONTROL & AND AUX. CIRCUIT WIRING.
16216 | 11kV, 1250A, 26.3kA/3SEC, VD4 BREAKER (52), CLOSE AND TRIP COIL: 110V DC, SPRING CHARGE MOTOR : 230V AC, OPERATION COUNTER. DRAWOUT TYPE, 24 PIN PLUG & SOCKET,FOR BREAKER CONTROL & AND AUX. CIRCUIT WIRING. | BREAKER | SWITCHGEAR | VD4_121226.3-DRAW-OUT | ABB | 11 | - | Nos |  | Inventory | 11kV, 1250A, 26.3kA/3SEC, VD4 BREAKER (52), CLOSE AND TRIP COIL: 110V DC, SPRING CHARGE MOTOR : 230V AC, OPERATION COUNTER. DRAWOUT TYPE, 24 PIN PLUG & SOCKET,FOR BREAKER CONTROL & AND AUX. CIRCUIT WIRING.
16217 | VCB - VD412 NEW 1250A / 31.5KA FREQUENCY 60Hz FOR 3SEC. BREAKER, OPERATION COUNTER , DRAWOUT TYPE With loose Accessories , CLOSING & TRIPPING COIL : | BREAKER | SWITCHGEAR | VD4_121231.5-DRAW-OUT-60HZ | ABB | _ | NA | Nos |  | Inventory | VCB - VD412 NEW 1250A / 31.5KA FREQUENCY 60Hz FOR 3SEC. BREAKER, OPERATION COUNTER , DRAWOUT TYPE With loose Accessories , CLOSING & TRIPPING COIL :
16218 | VCB - VD436 1250A / 31.5 BREAKER, OPERATION COUNTER , DRAWOUTTYPEWith loose Accessories, CLOSING / TRIPPING COIL : 110VDC, ATC : 110VDC,SCM : 230VAC | BREAKER | SWITCHGEAR | VD4_361231.5-DRAW-OUT-CC-TC-ATC | ABB | _ | NA | Nos |  | Inventory | VCB - VD436 1250A / 31.5 BREAKER, OPERATION COUNTER , DRAWOUTTYPEWith loose Accessories, CLOSING / TRIPPING COIL : 110VDC, ATC : 110VDC,SCM : 230VAC
16219 | VCB - VD436 1250A / 31.5 BREAKER, OPERATION COUNTER , FIXED TYPE , CLOSING / TRIPPING COIL : | BREAKER | SWITCHGEAR | VD4361231.5-FIXED | ABB | _ | NA | Nos |  | Inventory | VCB - VD436 1250A / 31.5 BREAKER, OPERATION COUNTER , FIXED TYPE , CLOSING / TRIPPING COIL :
16224 | VACUUM INTERRUPTER FOR 11KV 1250A 25KA VMAX VCB | BROUGHTOUT | SWITCHGEAR | VGE4-VACUUMINTERRUPTERS | ABB | _ | NA | Nos |  | Inventory | VACUUM INTERRUPTER FOR 11KV 1250A 25KA VMAX VCB
16225 | RELAY, TYPE-VHXM22B, AUX SUPPLY-110V DC, FUNCTION-UNDERVOLTAGE, PT SEC-110V AC, SETTING-40-80%, TS : 0.5-5.0 Sec, CONTACTS-3NO+3NC | RELAY | SWITCHGEAR | VHXM22B | ABB | _ | NA | Nos |  | Inventory | RELAY, TYPE-VHXM22B, AUX SUPPLY-110V DC, FUNCTION-UNDERVOLTAGE, PT SEC-110V AC, SETTING-40-80%, TS : 0.5-5.0 Sec, CONTACTS-3NO+3NC
16226 | UNDER VOLTAGE - 3PH, 3WI, VARIBLE TIME DELAY, RATED VOLTAGE - 110V AC, AUX VOLTAGE - 110V DC, CONTACT - 3NO+3NC, FLUSH MOUNTINFG TYPE (27) time delay range : 0.5 - 5 Secs ORDERING CODE - 1MYN742631-DAF | RELAY | SWITCHGEAR | VHXM22B 110 | ABB | _ | NA | Nos | None | Inventory | UNDER VOLTAGE - 3PH, 3WI, VARIBLE TIME DELAY, RATED VOLTAGE - 110V AC, AUX VOLTAGE - 110V DC, CONTACT - 3NO+3NC, FLUSH MOUNTINFG TYPE (27) time delay range : 0.5 - 5 Secs ORDERING CODE - 1MYN742631-DAF
16227 | UNDER VOLTAGE - 3PH, 3WI, VARIBLE TIME DELAY, RATED VOLTAGE - 110V AC, AUX VOLTAGE - 220V DC, CONTACT - 3NO+3NC, FLUSH MOUNTINFG TYPE (27) time delay range : 0.5 - 5 Secs ORDERING CODE - | RELAY | SWITCHGEAR | VHXM22B 220 | ABB | _ | NA | Nos | None | Inventory | UNDER VOLTAGE - 3PH, 3WI, VARIBLE TIME DELAY, RATED VOLTAGE - 110V AC, AUX VOLTAGE - 220V DC, CONTACT - 3NO+3NC, FLUSH MOUNTINFG TYPE (27) time delay range : 0.5 - 5 Secs ORDERING CODE -
16228 | UNDER VOLTAGE - 3PH, 3WI, VARIBLE TIME DELAY, RATED VOLTAGE - 110V AC, AUX VOLTAGE - 24V DC, CONTACT - 3NO+3NC, FLUSH MOUNTINFG TYPE (27) time delay range : 0.5 - 5 Secs ORDERING CODE - 1MYN742631-AAF | RELAY | SWITCHGEAR | VHXM22B 24 | ABB | _ | NA | Nos | None | Inventory | UNDER VOLTAGE - 3PH, 3WI, VARIBLE TIME DELAY, RATED VOLTAGE - 110V AC, AUX VOLTAGE - 24V DC, CONTACT - 3NO+3NC, FLUSH MOUNTINFG TYPE (27) time delay range : 0.5 - 5 Secs ORDERING CODE - 1MYN742631-AAF
16229 | OVER VOLTAGE - 3PH, 3WI, RATED VOLTAGE - 110V AC, AUX VOLTAGE - 110V DC, CONTACT - 3NO+3NC, FLUSH MOUNTINFG TYPE (59) ORDERING CODE - 1MYN742646-DAF | RELAY | SWITCHGEAR | VHXM23B 110 | ABB | _ | NA | Nos | None | Inventory | OVER VOLTAGE - 3PH, 3WI, RATED VOLTAGE - 110V AC, AUX VOLTAGE - 110V DC, CONTACT - 3NO+3NC, FLUSH MOUNTINFG TYPE (59) ORDERING CODE - 1MYN742646-DAF
16230 | OVER VOLTAGE - 3PH, 3WI, RATED VOLTAGE - 110V AC, AUX VOLTAGE - 220V DC, CONTACT - 3NO+3NC, FLUSH MOUNTINFG TYPE (59) ORDERING CODE - 1MYN742646-EAF | RELAY | SWITCHGEAR | VHXM23B 220 | ABB | _ | NA | Nos | None | Inventory | OVER VOLTAGE - 3PH, 3WI, RATED VOLTAGE - 110V AC, AUX VOLTAGE - 220V DC, CONTACT - 3NO+3NC, FLUSH MOUNTINFG TYPE (59) ORDERING CODE - 1MYN742646-EAF
16231 | OVER VOLTAGE - 3PH, 3WI, RATED VOLTAGE - 110V AC, AUX VOLTAGE - 24V DC, CONTACT - 3NO+3NC, FLUSH MOUNTINFG TYPE (59) ordering code - 1MYN742646-AAF | RELAY | SWITCHGEAR | VHXM23B 24 | ABB | _ | NA | Nos | None | Inventory | OVER VOLTAGE - 3PH, 3WI, RATED VOLTAGE - 110V AC, AUX VOLTAGE - 24V DC, CONTACT - 3NO+3NC, FLUSH MOUNTINFG TYPE (59) ordering code - 1MYN742646-AAF
16232 | 12kV, 800A, 26.3kA/3SEC, VIND TYPE BREAKER, (52), WITH OPERATION COUNTER, DRAWOUT TYPE. | BREAKER | SWITCHGEAR | VIND-120825-WITH-MODULE | ABB | - | - | Nos. |  | Inventory | 12kV, 800A, 26.3kA/3SEC, VIND TYPE BREAKER, (52), WITH OPERATION COUNTER, DRAWOUT TYPE.
16233 | 12kV, 1250A, 26.3kA/3SEC, VIND TYPE BREAKER-WITHOUT MODULE, (52), WITH OPERATION COUNTER, DRAWOUT TYPE. | BREAKER | SWITCHGEAR | VIND-121225 | ABB | - | - | Nos. |  | Inventory | 12kV, 1250A, 26.3kA/3SEC, VIND TYPE BREAKER-WITHOUT MODULE, (52), WITH OPERATION COUNTER, DRAWOUT TYPE.
16234 | 12kV, 1250A, 26.3kA/3SEC, VIND TYPE BREAKER-WITH MODULE, (52), WITH OPERATION COUNTER, DRAWOUT TYPE. | BREAKER | SWITCHGEAR | VIND-121225+MODULE | ABB | - | - | Nos. |  | Inventory | 12kV, 1250A, 26.3kA/3SEC, VIND TYPE BREAKER-WITH MODULE, (52), WITH OPERATION COUNTER, DRAWOUT TYPE.
16249 | VCB - VM1-P-17, 17.5kV 1250A 31.5KA/3SEC BREAKER, Power Frequency Withstand Voltage : 38KV; Light Pulse Withstand Voltage : 95KV; Making Capacity : 80KA, DRAW-OUT TYPE With loose Accessories, RL2-125V DC, A3 Operating Mechanism,Auxilary Voltage :110-250V DC / 100-240V AC, With 57 Pin Socket. | BREAKER | SWITCHGEAR | VM1-P-17.12.32-DRAW-OUT-ABB(ITALY) | ABB | 1250A | NA | Nos |  | Inventory | VCB - VM1-P-17, 17.5kV 1250A 31.5KA/3SEC BREAKER, Power Frequency Withstand Voltage : 38KV; Light Pulse Withstand Voltage : 95KV; Making Capacity : 80KA, DRAW-OUT TYPE With loose Accessories, RL2-125V DC, A3 Operating Mechanism,Auxilary Voltage :110-250V DC / 100-240V AC, With 57 Pin Socket.
16267 | Control module/feeder AR-AA, MAC R2 110-250Vdc/ac (HV) SCO, basic IEC for VSC froms.n.BD00027549 except Marine version andVSC-SRC | BREAKER | SWITCHGEAR | VSC-1VCF309599S0141-CARD | ABB | - | - | Nos |  | Inventory | Control module/feeder AR-AA, MAC R2 110-250Vdc/ac (HV) SCO, basic IEC for VSC froms.n.BD00027549 except Marine version andVSC-SRC
16268 | VACCUM CONTACTOR, VACCUM CONTACTOR Fix Type, VC-3.3KV, 400A, With Electrical Latching, Single Comand Operation, Aux Volt: - 110V AC | BREAKER | SWITCHGEAR | VSC-3.3KV-400A | ABB | _ | NA | Nos | None | Inventory | VACCUM CONTACTOR, VACCUM CONTACTOR Fix Type, VC-3.3KV, 400A, With Electrical Latching, Single Comand Operation, Aux Volt: - 110V AC
16269 | VACCUM CONTACTOR, VACCUM CONTACTOR Fix Type, VC-7.2KV, 400A, With Electrical Latching, Single Comand Operation, Aux Volt: - 110V DC | BREAKER | SWITCHGEAR | VSC-7.2KV-400A-110V DC | ABB | _ | NA | Nos | None | Inventory | VACCUM CONTACTOR, VACCUM CONTACTOR Fix Type, VC-7.2KV, 400A, With Electrical Latching, Single Comand Operation, Aux Volt: - 110V DC
16270 | VSC7/P DCO MODEL-7.2KV, 400AMPS,VACCUM CONTACTOR, DRAWOUT TYPE, DOUBLE COMMAND OPERATED, HAVING INBUILT DIN FUSE MOUNTING ARRANGEMENT AND FUSE BLOWN AUX. CONTACT, AUX.VOLTAGE-110VDC, LIGHTNING IMPULSE WITHSTAND VOLTAGE-60KV; POWER FREQUENCY WITHSTAND VOLTAGE-20KV, 50 / 60HZ. | BREAKER | SWITCHGEAR | VSC7/P-DCO-7.2KV-400A-110VDC+FUSE | ABB | _ | NA | Nos |  | Inventory | VSC7/P DCO MODEL-7.2KV, 400AMPS,VACCUM CONTACTOR, DRAWOUT TYPE, DOUBLE COMMAND OPERATED, HAVING INBUILT DIN FUSE MOUNTING ARRANGEMENT AND FUSE BLOWN AUX. CONTACT, AUX.VOLTAGE-110VDC, LIGHTNING IMPULSE WITHSTAND VOLTAGE-60KV; POWER FREQUENCY WITHSTAND VOLTAGE-20KV, 50 / 60HZ.
16274 | STATIC DEF TIME DELAY RELAY WITH DELAY O, Technical Specifications; APPLICATION - PICK UP; AUX. CURRENT OR VOLTAGE - 110V DC; CASE SIZE - 1/2N H 12T; CONTACTS (S/R OR H/R) - 2 N/O 2 N/C S/R; FLAG - YES; MOUNTING - FLUSH; TIME DELAY P/U OR D/O - 0.5 - 5 SECS.; External Resistor 1.3 K.OHMS. | RELAY | SWITCHGEAR | VTT11ZG8143BCH | ABB | _ | NA | Nos | None | Inventory | STATIC DEF TIME DELAY RELAY WITH DELAY O, Technical Specifications; APPLICATION - PICK UP; AUX. CURRENT OR VOLTAGE - 110V DC; CASE SIZE - 1/2N H 12T; CONTACTS (S/R OR H/R) - 2 N/O 2 N/C S/R; FLAG - YES; MOUNTING - FLUSH; TIME DELAY P/U OR D/O - 0.5 - 5 SECS.; External Resistor 1.3 K.OHMS.
4001 | INPUT CHOKE, 0.19mH,80A | VFD ACCESSORIES | SWITCHGEAR | ABLE-I/P-CHOKE-0.19MH,80A | ABLE ELECTRONICS | - | - | Nos. |  | Inventory | INPUT CHOKE, 0.19mH,80A
4002 | INPUT CHOKE, 0.3mH,50A | VFD ACCESSORIES | SWITCHGEAR | ABLE-I/P-CHOKE-0.3MH,50A | ABLE ELECTRONICS | - | - | Nos. |  | Inventory | INPUT CHOKE, 0.3mH,50A
4003 | INPUT CHOKE, 4.88mH,6A | VFD ACCESSORIES | SWITCHGEAR | ABLE-I/P-CHOKE-4.88MH,6A | ABLE ELECTRONICS | - | - | Nos. |  | Inventory | INPUT CHOKE, 4.88mH,6A
4004 | OUTPUT CHOKE, 0.095mH,80A | VFD ACCESSORIES | SWITCHGEAR | ABLE-O/P-CHOKE-0.095MH,80A | ABLE ELECTRONICS | - | - | Nos. |  | Inventory | OUTPUT CHOKE, 0.095mH,80A
4005 | OUTPUT CHOKE, 0.15mH,50A | VFD ACCESSORIES | SWITCHGEAR | ABLE-O/P-CHOKE-0.15MH,50A | ABLE ELECTRONICS | - | - | Nos. |  | Inventory | OUTPUT CHOKE, 0.15mH,50A
4006 | OUTPUT CHOKE, 3.5mH,4A | VFD ACCESSORIES | SWITCHGEAR | ABLE-O/P-CHOKE-3.5MH,4A | ABLE ELECTRONICS | - | - | Nos. |  | Inventory | OUTPUT CHOKE, 3.5mH,4A
4007 | 6.6kV, 400A, 6 PIN PLUG & SOCKET , A-BOND MAKE; SUITABLE FOR CABLE: 15KV INSULATION GRADE (MINIMUM),3X50+2X25+1X25 sq.mm , Neutral earth system. TYPE SHD CG generally conforming to NEMW-WC-58 | CONTACTOR | SWITCHGEAR | ABO-6.6KV-PLUG_SOCKET | ABOND | - | - | Nos. |  | Inventory | 6.6kV, 400A, 6 PIN PLUG & SOCKET , A-BOND MAKE; SUITABLE FOR CABLE: 15KV INSULATION GRADE (MINIMUM),3X50+2X25+1X25 sq.mm , Neutral earth system. TYPE SHD CG generally conforming to NEMW-WC-58
4008 | 33KV, TRIPPLE POLE, 1250A, 31.5KA/1SEC, OFF LOAD ISOLATOR MANUALLY OPERATED WITH 6NO+6NC AUX.CONTACT, ADVANCE 6NO+6NC AUX. CONTACT, MACHANICALLY INTERLOCKED WITH MANUALLY OPERATED EARTH SWITCH WITH AUX. CONTACTS:front LBS operating mechanism side will be on LHS side. | LBS/ISO | SWITCHGEAR | ABO-ISO-33KV | ABOND | - | - | Nos. |  | Inventory | 33KV, TRIPPLE POLE, 1250A, 31.5KA/1SEC, OFF LOAD ISOLATOR MANUALLY OPERATED WITH 6NO+6NC AUX.CONTACT, ADVANCE 6NO+6NC AUX. CONTACT, MACHANICALLY INTERLOCKED WITH MANUALLY OPERATED EARTH SWITCH WITH AUX. CONTACTS:front LBS operating mechanism side will be on LHS side.
4009 | 10.5kV, 100A, 25KA/1SEC, LOAD BREAK SWITCH MANUALLY OPERATED, WITH 6NO+6NC AUX. CONTACTS, SHUNT TRIP COIL-220V DC | LBS/ISO | SWITCHGEAR | ABO-LBS-10.5KV | ABOND | - | - | Nos. |  | Inventory | 10.5kV, 100A, 25KA/1SEC, LOAD BREAK SWITCH MANUALLY OPERATED, WITH 6NO+6NC AUX. CONTACTS, SHUNT TRIP COIL-220V DC
4010 | 24kV, 100A, 25KA/1SEC, LOAD BREAK SWITCH MANUALLY OPERATED, WITH 6NO+6NC AUX. CONTACTS, SHUNT TRIP COIL-110V DC | LBS/ISO | SWITCHGEAR | ABO-LBS-24KV | ABOND | - | - | Nos. |  | Inventory | 24kV, 100A, 25KA/1SEC, LOAD BREAK SWITCH MANUALLY OPERATED, WITH 6NO+6NC AUX. CONTACTS, SHUNT TRIP COIL-110V DC
4011 | 33KV,1250A, 3P, 26.3kA/3Sec, Fixed type Manual Load Break Switch with 3NO+3NC Aux. contact with Fuse mounting arrangement, DRG NO - ABSP-P-3-7209T1 | LBS/ISO | SWITCHGEAR | ABO-LBS-33KV | ABOND | - | - | Nos. |  | Inventory | 33KV,1250A, 3P, 26.3kA/3Sec, Fixed type Manual Load Break Switch with 3NO+3NC Aux. contact with Fuse mounting arrangement, DRG NO - ABSP-P-3-7209T1
4012 | 33KV, TRIPPLE POLE, 1250A, 31.5KA/1SEC, OFF LOAD ISOLATOR MANUALLY OPERATED WITH 6NO+6NC AUX.CONTACT. ADVANCE 6NO+6NC AUX. CONTACT, MACHANICALLY INTERLOCKED | LBS/ISO | SWITCHGEAR | ABO-LBS-33KV-31.5KA/3SEC | ABOND | - | - | Nos. |  | Inventory | 33KV, TRIPPLE POLE, 1250A, 31.5KA/1SEC, OFF LOAD ISOLATOR MANUALLY OPERATED WITH 6NO+6NC AUX.CONTACT. ADVANCE 6NO+6NC AUX. CONTACT, MACHANICALLY INTERLOCKED
4013 | 6.6kV, 100A, 25KA/1SEC, LOAD BREAK SWITCH MANUALLY OPERATED, WITH 6NO+6NC AUX. CONTACTS, SHUNT TRIP COIL-110V DC | LBS/ISO | SWITCHGEAR | ABO-LBS-6.6KV | ABOND | - | - | Nos. |  | Inventory | 6.6kV, 100A, 25KA/1SEC, LOAD BREAK SWITCH MANUALLY OPERATED, WITH 6NO+6NC AUX. CONTACTS, SHUNT TRIP COIL-110V DC
4053 | DIGITAL AMMETER WITH INBUILT SELECTOER SWITCH, AUX. VOLTAGE: 230V AC SUPPLY, ACC CLASS:1, SIZE: 96X96mm | - | SWITCHGEAR | AE-60342 | AE | _ | NA | Nos |  | Inventory | DIGITAL AMMETER WITH INBUILT SELECTOER SWITCH, AUX. VOLTAGE: 230V AC SUPPLY, ACC CLASS:1, SIZE: 96X96mm
4054 | DIGITAL AMMETER WITH INBUILT SELECTOER SWITCH, AUX. VOLTAGE: 110V DC SUPPLY, ACC CLASS:0.5, SIZE: 96X96mm | - | SWITCHGEAR | AE-60342-0.5 | AE | _ | NA | Nos |  | Inventory | DIGITAL AMMETER WITH INBUILT SELECTOER SWITCH, AUX. VOLTAGE: 110V DC SUPPLY, ACC CLASS:0.5, SIZE: 96X96mm
4055 | DIGITAL VOLTMETER WITH INBUILT SELECTOER SWITCH, AUX. VOLTAGE: 230V AC SUPPLY, ACC CLASS:1, SIZE: 96X96mm | - | SWITCHGEAR | AE-62342 | AE | _ | NA | Nos |  | Inventory | DIGITAL VOLTMETER WITH INBUILT SELECTOER SWITCH, AUX. VOLTAGE: 230V AC SUPPLY, ACC CLASS:1, SIZE: 96X96mm
4056 | DIGITAL VOLTMETER WITH INBUILT SELECTOER SWITCH, AUX. VOLTAGE: 110V DC SUPPLY, ACC CLASS:0.5, SIZE: 96X96mm | - | SWITCHGEAR | AE-62342-0.5 | AE | _ | NA | Nos |  | Inventory | DIGITAL VOLTMETER WITH INBUILT SELECTOER SWITCH, AUX. VOLTAGE: 110V DC SUPPLY, ACC CLASS:0.5, SIZE: 96X96mm
4057 | 800V/415V 10kVA AUX TRANSFORMER | LT CT | SWITCHGEAR | AE-800V/415V-10KVA | AE | _ | NA | Nos |  | Inventory | 800V/415V 10kVA AUX TRANSFORMER
4058 | Multifunction Meter, input voltage-110V AC (L-L), Aux.Supply-85V-300V AC/DC, 50Hz, current-5A, Class-1 with RS485 Communication, Size : 96x96mm | METER | SWITCHGEAR | AE-9000-BM | AE | _ | NA | Nos |  | Inventory | Multifunction Meter, input voltage-110V AC (L-L), Aux.Supply-85V-300V AC/DC, 50Hz, current-5A, Class-1 with RS485 Communication, Size : 96x96mm
4059 | ANALOG AC AMMETER, 0-15/90A, CL. 1, DIRECT TYPE, SIZE: 96X96 | METER | SWITCHGEAR | AE-AN-AC-AM-1.0-90D | AE | _ | NA | Nos |  | Inventory | ANALOG AC AMMETER, 0-15/90A, CL. 1, DIRECT TYPE, SIZE: 96X96
4060 | ANALOG AMMETER, AMMETER -ANALOG MAX.DEMAND MI+BIAMETAL AMMETER (0-1000/1200A) CTR : 1000/1A, RANGE : 0-1200A, SCALE : 0-90 DEG., ACC CLASS : 1.0, SIZE : 96 X 96mm. | METER | SWITCHGEAR | AE-AN-AM-0.1-90D-1000/1A | AE | _ | NA | Nos |  | Inventory | ANALOG AMMETER, AMMETER -ANALOG MAX.DEMAND MI+BIAMETAL AMMETER (0-1000/1200A) CTR : 1000/1A, RANGE : 0-1200A, SCALE : 0-90 DEG., ACC CLASS : 1.0, SIZE : 96 X 96mm.
4061 | ANALOG AMMETER, CTR: 150/1A, RANGE: 0-150A, SCALE: 0-90DEG.,ACC CLASS: 0.5, SIZE : 96x96mm. | METER | SWITCHGEAR | AE-AN-AM-0.5-90D-150_1A | AE | _ | NA | Nos |  | Inventory | ANALOG AMMETER, CTR: 150/1A, RANGE: 0-150A, SCALE: 0-90DEG.,ACC CLASS: 0.5, SIZE : 96x96mm.
4062 | ANALOG AMMETER, CTR: 300/1A, RANGE: 0-300A, SCALE: 0-90DEG.,ACC CLASS: 0.5, SIZE : 96x96mm. | METER | SWITCHGEAR | AE-AN-AM-0.5-90D-300_1A | AE | _ | NA | Nos |  | Inventory | ANALOG AMMETER, CTR: 300/1A, RANGE: 0-300A, SCALE: 0-90DEG.,ACC CLASS: 0.5, SIZE : 96x96mm.
4063 | ANALOG AMMETER, CTR: 550/1A, RANGE: 0-550A, SCALE: 0-90DEG.,ACC CLASS: 0.5, SIZE : 96x96mm. | METER | SWITCHGEAR | AE-AN-AM-0.5-90D-550_1A | AE | _ | NA | Nos |  | Inventory | ANALOG AMMETER, CTR: 550/1A, RANGE: 0-550A, SCALE: 0-90DEG.,ACC CLASS: 0.5, SIZE : 96x96mm.
4064 | ANALOG AMMETER, CTR: 600/5A, RANGE: 0-600A, SCALE: 0-90DEG.,ACC CLASS: 0.5, SIZE : 96x96mm. | METER | SWITCHGEAR | AE-AN-AM-0.5-90D-600_5A | AE | _ | NA | Nos |  | Inventory | ANALOG AMMETER, CTR: 600/5A, RANGE: 0-600A, SCALE: 0-90DEG.,ACC CLASS: 0.5, SIZE : 96x96mm.
4065 | ANALOG AMMETER, CTR: 75/1A, RANGE: 0-75A, SCALE: 0-90DEG., ACC CLASS: 0.5, SIZE : 96x96mm. | METER | SWITCHGEAR | AE-AN-AM-0.5-90D-75_1A | AE | _ | NA | Nos |  | Inventory | ANALOG AMMETER, CTR: 75/1A, RANGE: 0-75A, SCALE: 0-90DEG., ACC CLASS: 0.5, SIZE : 96x96mm.
4066 | ANALOG AMMETER, 90DEG, CLASS 1.0, RANGE : 0-100A-150A, SIZE: 96x96mm; CTR:100-150/1A; AE MAKE | METER | SWITCHGEAR | AE-AN-AM-1-90D-100_150_1A | AE | - | - | Nos |  | Inventory | ANALOG AMMETER, 90DEG, CLASS 1.0, RANGE : 0-100A-150A, SIZE: 96x96mm; CTR:100-150/1A; AE MAKE
4067 | ANALOG AMMETER, 90DEG, CLASS 1.0, RANGE : 0-100A, SIZE: 96x96mm; CTR:100/1A; AE MAKE | METER | SWITCHGEAR | AE-AN-AM-1-90D-100_1A | AE | _ | NA | Nos |  | Inventory | ANALOG AMMETER, 90DEG, CLASS 1.0, RANGE : 0-100A, SIZE: 96x96mm; CTR:100/1A; AE MAKE
4068 | ANALOG AMMETER, SINGLE PHASE :SCALE : (0-90deg), CTR : 150-300/1A, CLASS : 1.0, WITH DUAL SCALE , RANGE : (0 - 300-150A). SIZE : 96 x 96 mm. | METER | SWITCHGEAR | AE-AN-AM-1-90D-150_300_1A | AE | _ | NA | Nos |  | Inventory | ANALOG AMMETER, SINGLE PHASE :SCALE : (0-90deg), CTR : 150-300/1A, CLASS : 1.0, WITH DUAL SCALE , RANGE : (0 - 300-150A). SIZE : 96 x 96 mm.
4069 | ANALOG AMMETER, 90DEG, CLASS 1.0, RANGE : 0-300A, SIZE: 96x96mm; CTR:300/5A; AE MAKE | METER | SWITCHGEAR | AE-AN-AM-1-90D-300_5A | AE | _ | NA | Nos |  | Inventory | ANALOG AMMETER, 90DEG, CLASS 1.0, RANGE : 0-300A, SIZE: 96x96mm; CTR:300/5A; AE MAKE
4070 | ANALOG AMMETER, 90DEG, CLASS 1.0, RANGE : 0-300A-600A, SIZE: 96x96mm; CTR:300-600/5A; AE MAKE | METER | SWITCHGEAR | AE-AN-AM-1-90D-300_600_5A | AE | _ | NA | Nos |  | Inventory | ANALOG AMMETER, 90DEG, CLASS 1.0, RANGE : 0-300A-600A, SIZE: 96x96mm; CTR:300-600/5A; AE MAKE
4071 | ANALOG AMMETER, SINGLE PHASE, SCALE : (0-90deg), CTR : 400-800/1A, CLASS : 1.0, WITH DUAL SCALE , RANGE : (0 - 400-800A). SIZE : 96 x 96 mm. | METER | SWITCHGEAR | AE-AN-AM-1-90D-400_800_1A | AE | _ | NA | Nos |  | Inventory | ANALOG AMMETER, SINGLE PHASE, SCALE : (0-90deg), CTR : 400-800/1A, CLASS : 1.0, WITH DUAL SCALE , RANGE : (0 - 400-800A). SIZE : 96 x 96 mm.
4072 | ANALOG AMMETER, CTR: 150/5A, RANGE: 0-150A, SCALE: 0-240DEG.,ACC CLASS: 1.0, SIZE : 144x144mm. | METER | SWITCHGEAR | AE-AN-AM-1.0-150/5A-0-150A-240D | AE | _ | NA | Nos |  | Inventory | ANALOG AMMETER, CTR: 150/5A, RANGE: 0-150A, SCALE: 0-240DEG.,ACC CLASS: 1.0, SIZE : 144x144mm.
4073 | ANALOG AMMETER, 240DEG, SIZE: 96X96 | METER | SWITCHGEAR | AE-AN-AM-1.0-240D | AE | _ | NA | Nos | None | Inventory | ANALOG AMMETER, 240DEG, SIZE: 96X96
4074 | ANALOG AMMETER, ACC CLASS: 1.0, SIZE : 144x144mm. | METER | SWITCHGEAR | AE-AN-AM-1.0-240D 144X144 | AE | _ | NA | Nos | None | Inventory | ANALOG AMMETER, ACC CLASS: 1.0, SIZE : 144x144mm.
4075 | ANALOG AMMETER,CTR : 50-100/5A, RANGE : 0-100A, SCALE : 0-90DEG. ACC CLASS : 1.0, SIZE : 96X96mm. | METER | SWITCHGEAR | AE-AN-AM-1.0-50-100/5A-0-100A-90D | AE | _ | NA | Nos |  | Inventory | ANALOG AMMETER,CTR : 50-100/5A, RANGE : 0-100A, SCALE : 0-90DEG. ACC CLASS : 1.0, SIZE : 96X96mm.
4076 | ANALOG AMMETER, CTR: 50/5A, RANGE: 0-50A, SCALE: 0-240DEG.,ACC CLASS: 1.0, SIZE : 144x144mm. | METER | SWITCHGEAR | AE-AN-AM-1.0-50/5A-0-50A-240D | AE | _ | NA | Nos |  | Inventory | ANALOG AMMETER, CTR: 50/5A, RANGE: 0-50A, SCALE: 0-240DEG.,ACC CLASS: 1.0, SIZE : 144x144mm.
4077 | ANALOG AMMETER, 90DEG, SIZE: 96X96; CLASS 1.0; AE MAKE | METER | SWITCHGEAR | AE-AN-AM-1.0-90D | AE | _ | NA | Nos |  | Inventory | ANALOG AMMETER, 90DEG, SIZE: 96X96; CLASS 1.0; AE MAKE
4078 | ANALOG AMMETER, 90DEG, SIZE: 96X96; CLASS 1.0; AE MAKE : CTR: 150/1A, RANGE:0-150A | METER | SWITCHGEAR | AE-AN-AM-1.0-90D-150/1A | AE | _ | NA | Nos |  | Inventory | ANALOG AMMETER, 90DEG, SIZE: 96X96; CLASS 1.0; AE MAKE : CTR: 150/1A, RANGE:0-150A
4079 | ANALOG AMMETER, 90DEG, SIZE: 96X96; CLASS 1.0; AE MAKE : CTR: 20/1A, RANGE:0-20A | METER | SWITCHGEAR | AE-AN-AM-1.0-90D-20/1A | AE | _ | NA | Nos |  | Inventory | ANALOG AMMETER, 90DEG, SIZE: 96X96; CLASS 1.0; AE MAKE : CTR: 20/1A, RANGE:0-20A
4080 | Analog Ammeter, CTR-200/5A,Range-0-200A, CL-1.0, 90 Degree, SIZE: 96X96 | METER | SWITCHGEAR | AE-AN-AM-1.0-90D-200/5A | AE | _ | NA | Nos |  | Inventory | Analog Ammeter, CTR-200/5A,Range-0-200A, CL-1.0, 90 Degree, SIZE: 96X96
4081 | ANALOG AMMETER, 90DEG, SIZE: 96X96; CLASS 1.0; AE MAKE : CTR: 250/1A, RANGE:0-250A | METER | SWITCHGEAR | AE-AN-AM-1.0-90D-250/1A | AE | _ | NA | Nos |  | Inventory | ANALOG AMMETER, 90DEG, SIZE: 96X96; CLASS 1.0; AE MAKE : CTR: 250/1A, RANGE:0-250A
4082 | ANALOG AMMETER, 90DEG, SIZE: 96X96; CLASS 1.0; AE MAKE : CTR: 300/1A, RANGE:0-300A | METER | SWITCHGEAR | AE-AN-AM-1.0-90D-300/1A | AE | _ | NA | Nos |  | Inventory | ANALOG AMMETER, 90DEG, SIZE: 96X96; CLASS 1.0; AE MAKE : CTR: 300/1A, RANGE:0-300A
4083 | ANALOG AMMETER, 90DEG, SIZE: 96X96; CLASS 1.0; AE MAKE : CTR: 350/1A, RANGE:0-350A | METER | SWITCHGEAR | AE-AN-AM-1.0-90D-350/1A | AE | _ | NA | Nos |  | Inventory | ANALOG AMMETER, 90DEG, SIZE: 96X96; CLASS 1.0; AE MAKE : CTR: 350/1A, RANGE:0-350A
4084 | ANALOG AMMETER, 90DEG, SIZE: 96X96; CLASS 1.0; AE MAKE : CTR: 60/1A, RANGE:0-60A | METER | SWITCHGEAR | AE-AN-AM-1.0-90D-60/1A | AE | _ | NA | Nos |  | Inventory | ANALOG AMMETER, 90DEG, SIZE: 96X96; CLASS 1.0; AE MAKE : CTR: 60/1A, RANGE:0-60A
4085 | ANALOG AMMETER, 90DEG, SIZE: 96X96; CLASS 1.0; AE MAKE : CTR: 600/1A, RANGE:0-600A | METER | SWITCHGEAR | AE-AN-AM-1.0-90D-600/1A | AE | _ | NA | Nos |  | Inventory | ANALOG AMMETER, 90DEG, SIZE: 96X96; CLASS 1.0; AE MAKE : CTR: 600/1A, RANGE:0-600A
4086 | ANALOG AMMETER, CL-1, 0-15/90A - DIRECT TYPE, 90DEG, SIZE: 96X96 | METER | SWITCHGEAR | AE-AN-AM-1.0-DIRECT-TYPE-90D | AE | _ | NA | Nos |  | Inventory | ANALOG AMMETER, CL-1, 0-15/90A - DIRECT TYPE, 90DEG, SIZE: 96X96
4087 | ANALOG AMMETER, 90DEG, CLASS 1.5, RANGE : 0-30/60A, SIZE: 96x96mm; CTR:30-60/5A; AE MAKE | METER | SWITCHGEAR | AE-AN-AM-1.5-90D-30-60_5A | AE | _ | NA | Nos |  | Inventory | ANALOG AMMETER, 90DEG, CLASS 1.5, RANGE : 0-30/60A, SIZE: 96x96mm; CTR:30-60/5A; AE MAKE
4088 | Analog Ammeter, Suppressed Scale with red pointer, Range: 0 to 200/400A, Cl. 1.0, CTR: 200/5A, Size: 96x96mm, | METER | SWITCHGEAR | AE-AN-AM-SS-1.0-90D | AE | _ | NA | Nos | None | Inventory | Analog Ammeter, Suppressed Scale with red pointer, Range: 0 to 200/400A, Cl. 1.0, CTR: 200/5A, Size: 96x96mm,
4089 | ANALOG AMMETER, DC, SIZE-96x96, SCALE-90, CLASS-1.0, 0-30A, CTR-DIRECT | METER | SWITCHGEAR | AE-AN-DC-AM-1 | AE | _ | NA | Nos |  | Inventory | ANALOG AMMETER, DC, SIZE-96x96, SCALE-90, CLASS-1.0, 0-30A, CTR-DIRECT
4090 | ANALOG DC AMMETER, CL. 1.5, SIZE: 96X96 | METER | SWITCHGEAR | AE-AN-DC-AM-1.5 | AE | _ | NA | Nos | None | Inventory | ANALOG DC AMMETER, CL. 1.5, SIZE: 96X96
4091 | ANALOG VOLTMETER, DC, SIZE-96x96, SCALE-90, CLASS-1.0, 0-30V, INPUT-DIRECT | METER | SWITCHGEAR | AE-AN-DC-VM-1 | AE | _ | NA | Nos |  | Inventory | ANALOG VOLTMETER, DC, SIZE-96x96, SCALE-90, CLASS-1.0, 0-30V, INPUT-DIRECT
4092 | ANALOG DC VOLTMETER, CL. 1.5, SIZE: 96X96 | METER | SWITCHGEAR | AE-AN-DC-VM-1.5 | AE | _ | NA | Nos | None | Inventory | ANALOG DC VOLTMETER, CL. 1.5, SIZE: 96X96
4093 | FREQUENCY METER, PTR : 132kV/110V ,CLASS-1.0, RANGE : 0-65HZ SIZE : 96x96mm. | METER | SWITCHGEAR | AE-AN-FRQ-132KV | AE | _ | NA | Nos |  | Inventory | FREQUENCY METER, PTR : 132kV/110V ,CLASS-1.0, RANGE : 0-65HZ SIZE : 96x96mm.
4094 | DUAL FREQUENCY METER, PTR : 22kV/110V AC,CLASS-1.0, SIZE : 96x96mm. | METER | SWITCHGEAR | AE-AN-FRQ-90D | AE | _ | NA | Nos | None | Inventory | DUAL FREQUENCY METER, PTR : 22kV/110V AC,CLASS-1.0, SIZE : 96x96mm.
4095 | Analog kWh Meter, CTR: 25/1A, PTR: 33kV/110V AC, Cl. 1, Size : 96x96mm, with 6 digit impulse counter, | METER | SWITCHGEAR | AE-AN-KWH-1.0-IMPULSE COUNTER | AE | _ | NA | Nos | None | Inventory | Analog kWh Meter, CTR: 25/1A, PTR: 33kV/110V AC, Cl. 1, Size : 96x96mm, with 6 digit impulse counter,
4096 | ANALOG VOLTMETER,CL-0.5, 90DEG, SIZE: 96X96 - 11KV | METER | SWITCHGEAR | AE-AN-VM-0.5-90D-11 | AE | _ | NA | Nos |  | Inventory | ANALOG VOLTMETER,CL-0.5, 90DEG, SIZE: 96X96 - 11KV
4097 | ANALOG VOLTMETER, 240DEG, SIZE: 96X96 | METER | SWITCHGEAR | AE-AN-VM-1.0-240D | AE | _ | NA | Nos | None | Inventory | ANALOG VOLTMETER, 240DEG, SIZE: 96X96
4098 | ANALOG VOLTMETER, PTR : 22kV/110V AC ,ACC CLASS: 1.0, SIZE : 144x144mm. | METER | SWITCHGEAR | AE-AN-VM-1.0-240D 144X144 | AE | _ | NA | Nos | None | Inventory | ANALOG VOLTMETER, PTR : 22kV/110V AC ,ACC CLASS: 1.0, SIZE : 144x144mm.
4099 | ANALOG VOLTMETER, SCALE: (0-240 DEG) PTR: 6.6KV/110V AC, RANGE: 0-7.2kV, ACC CLASS: 1.0, SIZE: 144x144mm. | METER | SWITCHGEAR | AE-AN-VM-1.0-240D-6.6KV144X144 | AE | _ | NA | Nos |  | Inventory | ANALOG VOLTMETER, SCALE: (0-240 DEG) PTR: 6.6KV/110V AC, RANGE: 0-7.2kV, ACC CLASS: 1.0, SIZE: 144x144mm.
4100 | ANALOG VOLTMETER,CL-1, 90DEG, SIZE: 96X96 | METER | SWITCHGEAR | AE-AN-VM-1.0-90D | AE | _ | NA | Nos |  | Inventory | ANALOG VOLTMETER,CL-1, 90DEG, SIZE: 96X96
4101 | ANALOG VOLTMETER,RANGE-0-500VAC,CL-1, 90DEG, SIZE: 96X96 | METER | SWITCHGEAR | AE-AN-VM-1.0-90D-500V | AE | _ | NA | Nos |  | Inventory | ANALOG VOLTMETER,RANGE-0-500VAC,CL-1, 90DEG, SIZE: 96X96
4102 | ANALOG VOLTMETER,CL-1, 90DEG, SIZE: 96X96: PTR: 11KV/110VAC; RANGE- 0-12kV; | METER | SWITCHGEAR | AE-AN-VM-1.0-90D_11KV_110VAC | AE | _ | NA | Nos |  | Inventory | ANALOG VOLTMETER,CL-1, 90DEG, SIZE: 96X96: PTR: 11KV/110VAC; RANGE- 0-12kV;
4103 | Analog Voltmeter, Range-0-500V, CL-1.5, 90 Degree, SIZE: 96X96 | METER | SWITCHGEAR | AE-AN-VM-1.5-90D | AE | - | - | Nos |  | Inventory | Analog Voltmeter, Range-0-500V, CL-1.5, 90 Degree, SIZE: 96X96
4104 | Analog Voltmeter, Range-0-300V, CL-1.5, 90 Degree, SIZE: 96X96 | METER | SWITCHGEAR | AE-AN-VM-1.5-90D-0-300V | AE | - | - | Nos |  | Inventory | Analog Voltmeter, Range-0-300V, CL-1.5, 90 Degree, SIZE: 96X96
4105 | Analog Voltmeter, Range-0-24kV, CL-1.5, 90 Degree, SIZE: 96X96: PTR:22KV/110VAC; | METER | SWITCHGEAR | AE-AN-VM-1.5-90D_22KV/110VAC | AE | - | - | Nos |  | Inventory | Analog Voltmeter, Range-0-24kV, CL-1.5, 90 Degree, SIZE: 96X96: PTR:22KV/110VAC;
4106 | ANALOG VOLTMETER, 90DEG, SIZE: 96X96, Scale : 0-110kV | METER | SWITCHGEAR | AE-AN-VM-110KV-1.0-90D | AE | - | - | Nos. |  | Inventory | ANALOG VOLTMETER, 90DEG, SIZE: 96X96, Scale : 0-110kV
4107 | ANALOG VOLTMETER, SCALE: 90DEG, PTR :11kV/110V AC, CLASS :1.0 , RANGE : 0-12kV, SIZE: 96X96mm | METER | SWITCHGEAR | AE-AN-VM-11KV-1.0-90D | AE | _ | NA | Nos |  | Inventory | ANALOG VOLTMETER, SCALE: 90DEG, PTR :11kV/110V AC, CLASS :1.0 , RANGE : 0-12kV, SIZE: 96X96mm
4108 | ANALOG VOLTMETER, 90DEG, SIZE: 96X96, Scale : 0-12kV | METER | SWITCHGEAR | AE-AN-VM-12KV-1.0-90D | AE | _ | NA | Nos. |  | Inventory | ANALOG VOLTMETER, 90DEG, SIZE: 96X96, Scale : 0-12kV
4109 | ANALOG VOLTMETER, PTR-132kV/110VAC, RANGE-0-132kV, 90DEG, SIZE: 96X96 | METER | SWITCHGEAR | AE-AN-VM-132KV-1.0-90D | AE | _ | NA | Nos | None | Inventory | ANALOG VOLTMETER, PTR-132kV/110VAC, RANGE-0-132kV, 90DEG, SIZE: 96X96
4110 | ANALOG VOLTMETER, SCALE : (0-90DEG.), PTR : 132 kV/110V, CLASS : 1.0, RANGE : 0-145KV, SIZE : 96 x 96 mm. | METER | SWITCHGEAR | AE-AN-VM-132KV/110V | AE | _ | NA | Nos |  | Inventory | ANALOG VOLTMETER, SCALE : (0-90DEG.), PTR : 132 kV/110V, CLASS : 1.0, RANGE : 0-145KV, SIZE : 96 x 96 mm.
4111 | ANALOG VOLTMETER, PTR-22kV/110VAC, RANGE-0-24kV, SCALE:0-90DEG, SIZE: 96X96, CL-1 | METER | SWITCHGEAR | AE-AN-VM-22KV-1.0-90D | AE | _ | NA | Nos |  | Inventory | ANALOG VOLTMETER, PTR-22kV/110VAC, RANGE-0-24kV, SCALE:0-90DEG, SIZE: 96X96, CL-1
4112 | ANALOG VOLTMETER, 90DEG, SIZE: 96X96, Scale : 0-24kV | METER | SWITCHGEAR | AE-AN-VM-24KV-1.0-90D | AE | _ | NA | Nos | None | Inventory | ANALOG VOLTMETER, 90DEG, SIZE: 96X96, Scale : 0-24kV
4113 | ANALOG VOLTMETER, ANALOG VOLTMETER -MOVING IRON TYPE (0-33kV/39kV) CTR : 33kV/110V AC, SCALE : 0-90 DEG., ACC CLASS : 1.0, SIZE : 96 X 96mm. | METER | SWITCHGEAR | AE-AN-VM-33KV-1 | AE | _ | NA | Nos |  | Inventory | ANALOG VOLTMETER, ANALOG VOLTMETER -MOVING IRON TYPE (0-33kV/39kV) CTR : 33kV/110V AC, SCALE : 0-90 DEG., ACC CLASS : 1.0, SIZE : 96 X 96mm.
4114 | ANALOG VOLTMETER, 90DEG, SIZE: 96X96, Scale : 0-33kV | METER | SWITCHGEAR | AE-AN-VM-33KV-1.0-90D | AE | _ | NA | Nos | None | Inventory | ANALOG VOLTMETER, 90DEG, SIZE: 96X96, Scale : 0-33kV
4115 | MOVING IRON VOLTMETER (ANALOG VOLTMETER),SCALE-(0- 90DEG), SIZE: 96X96, Scale : 0-36kV, PTR:33KV/110VAC;CLASS:0.5 | METER | SWITCHGEAR | AE-AN-VM-36KV-0.5-90D | AE | _ | NA | Nos |  | Inventory | MOVING IRON VOLTMETER (ANALOG VOLTMETER),SCALE-(0- 90DEG), SIZE: 96X96, Scale : 0-36kV, PTR:33KV/110VAC;CLASS:0.5
4116 | MOVING IRON VOLTMETER (ANALOG VOLTMETER),SCALE-(0- 90DEG), SIZE: 96X96, Scale : 0-36kV, PTR:33KV/110VAC;CLASS:1.0 | METER | SWITCHGEAR | AE-AN-VM-36KV-1.0-90D | AE | _ | NA | Nos |  | Inventory | MOVING IRON VOLTMETER (ANALOG VOLTMETER),SCALE-(0- 90DEG), SIZE: 96X96, Scale : 0-36kV, PTR:33KV/110VAC;CLASS:1.0
4117 | ANALOG VOLTMETER, 90DEG, SIZE: 96X96, Scale : 0-6.6kV; PTR:6.6KV/110VAC; CLASS:1.0 | METER | SWITCHGEAR | AE-AN-VM-6.6KV-1-90D-6.6KV_110VAC | AE | _ | NA | Nos |  | Inventory | ANALOG VOLTMETER, 90DEG, SIZE: 96X96, Scale : 0-6.6kV; PTR:6.6KV/110VAC; CLASS:1.0
4118 | ANALOG VOLTMETER, PTR-6.6KV/110VAC, 90DEG, SIZE: 96X96, Scale : 0-6.6kV | METER | SWITCHGEAR | AE-AN-VM-6.6KV-1.0-90D | AE | _ | NA | Nos | None | Inventory | ANALOG VOLTMETER, PTR-6.6KV/110VAC, 90DEG, SIZE: 96X96, Scale : 0-6.6kV
4119 | ANALOG VOLTMETER, PTR: 33kV/110V AC, RANGE: 0-36kV, SCALE: 0-90DEG.,ACC CLASS: 0.5, SIZE : 96x96mm. | METER | SWITCHGEAR | AE-AN-VO-0.5-90D-33KV/110AC_1A | AE | _ | NA | Nos |  | Inventory | ANALOG VOLTMETER, PTR: 33kV/110V AC, RANGE: 0-36kV, SCALE: 0-90DEG.,ACC CLASS: 0.5, SIZE : 96x96mm.
4120 | ANALOG VOLTMETER, PTR : 22kV/110V AC, SCALE: 0-240DEG, RANGE : 0-24kV,ACC CLASS: 1.0, SIZE : 144x144mm. | METER | SWITCHGEAR | AE-AN-VO-1.0-22KV/110VAC-240D | AE | _ | NA | Nos |  | Inventory | ANALOG VOLTMETER, PTR : 22kV/110V AC, SCALE: 0-240DEG, RANGE : 0-24kV,ACC CLASS: 1.0, SIZE : 144x144mm.
4121 | ANALOG VOLTMETER, PTR : 22kV/110VAC, RANGE : 0-24kV, SCALE : 0-90DEG., ACC CLASS : 1.0, SIZE : 96X96mm. | METER | SWITCHGEAR | AE-AN-VO-1.0-90D-22KV/110AC_1A | AE | _ | NA | Nos |  | Inventory | ANALOG VOLTMETER, PTR : 22kV/110VAC, RANGE : 0-24kV, SCALE : 0-90DEG., ACC CLASS : 1.0, SIZE : 96X96mm.
4122 | Double Frequency Meter, DF-SIF-96, Operating Frequency-0-50hz. | METER | SWITCHGEAR | AE-FM-DF-SIF-96 | AE | _ | NA | Nos |  | Inventory | Double Frequency Meter, DF-SIF-96, Operating Frequency-0-50hz.
4123 | 100/1A CL-0.5 CT 15VA, RESIN CAST,ID-30mm | LT CT | SWITCHGEAR | AE-LT-RC-WI-100/1A | AE | _ | NA | Nos |  | Inventory | 100/1A CL-0.5 CT 15VA, RESIN CAST,ID-30mm
4124 | 100/5A CL-1 CT 10VA, ID-30mm, RESIN CAST, | LT CT | SWITCHGEAR | AE-LT-RC-WI-100/5A | AE | _ | NA | Nos | None | Inventory | 100/5A CL-1 CT 10VA, ID-30mm, RESIN CAST,
4125 | 1000/5A, 15VA, CL-0.5, RESIN CAST CT | LT CT | SWITCHGEAR | AE-LT-RC-WI-1000/5A-CL-0.5 | AE | _ | NA | Nos |  | Inventory | 1000/5A, 15VA, CL-0.5, RESIN CAST CT
4126 | 125/1A CL-0.5 CT 15VA, RESIN CAST, ID-30mm | LT CT | SWITCHGEAR | AE-LT-RC-WI-125/1A | AE | _ | NA | Nos |  | Inventory | 125/1A CL-0.5 CT 15VA, RESIN CAST, ID-30mm
4127 | 125/5A CL-1 CT 10VA, ID-30mm, RESIN CAST, | LT CT | SWITCHGEAR | AE-LT-RC-WI-125/5A | AE | _ | NA | Nos | None | Inventory | 125/5A CL-1 CT 10VA, ID-30mm, RESIN CAST,
4128 | 1250/5A, 15VA, CL-1, RESIN CAST CT, ID-60mmx60mm, | LT CT | SWITCHGEAR | AE-LT-RC-WI-1250/5A | AE | _ | NA | Nos | None | Inventory | 1250/5A, 15VA, CL-1, RESIN CAST CT, ID-60mmx60mm,
4129 | 1250/5A, 15VA, CL-5P10, RESIN CAST CT | LT CT | SWITCHGEAR | AE-LT-RC-WI-1250/5A-CL-5P10 | AE | _ | NA | Nos |  | Inventory | 1250/5A, 15VA, CL-5P10, RESIN CAST CT
4130 | LT CT, WINDOW TYPE, RATIO: 125/1A, 5 VA, Class 0.5, WINDOW SIZE - ID - 30mm, | LT CT | SWITCHGEAR | AE-LT-RC-WI-125A/1A | AE | _ | NA | Nos | None | Inventory | LT CT, WINDOW TYPE, RATIO: 125/1A, 5 VA, Class 0.5, WINDOW SIZE - ID - 30mm,
4131 | 2500/5A, 15VA, CL-0.5, RESIN CAST CT | LT CT | SWITCHGEAR | AE-LT-RC-WI-15VA-2500/5A | AE | _ | NA | Nos |  | Inventory | 2500/5A, 15VA, CL-0.5, RESIN CAST CT
4132 | 160/5A CL-1 CT 10VA, ID-30mm, RESIN CAST, | LT CT | SWITCHGEAR | AE-LT-RC-WI-160/5A | AE | _ | NA | Nos | None | Inventory | 160/5A CL-1 CT 10VA, ID-30mm, RESIN CAST,
4133 | RESIN CAST, LT CT, WINDOW TYPE, RATIO: 175/5A, 10 VA, Class 0.5, WINDOW ID : 35MM, | LT CT | SWITCHGEAR | AE-LT-RC-WI-175/5A | AE | _ | NA | Nos | None | Inventory | RESIN CAST, LT CT, WINDOW TYPE, RATIO: 175/5A, 10 VA, Class 0.5, WINDOW ID : 35MM,
4134 | 250/1A CL-0.5 CT 15VA (ID-30x30mm), RESIN CAST, | LT CT | SWITCHGEAR | AE-LT-RC-WI-250/1A | AE | _ | NA | Nos |  | Inventory | 250/1A CL-0.5 CT 15VA (ID-30x30mm), RESIN CAST,
4135 | 250/5A CL-1 CT 10VA (ID-40mm), RESIN CAST, | LT CT | SWITCHGEAR | AE-LT-RC-WI-250/5A | AE | _ | NA | Nos | None | Inventory | 250/5A CL-1 CT 10VA (ID-40mm), RESIN CAST,
4136 | 2500/5A, 15VA, CL-1, RESIN CAST CT IID-110mmx55mm, TERMINALS ON SHORTER SIDE, | LT CT | SWITCHGEAR | AE-LT-RC-WI-2500/5A | AE | _ | NA | Nos | None | Inventory | 2500/5A, 15VA, CL-1, RESIN CAST CT IID-110mmx55mm, TERMINALS ON SHORTER SIDE,
4137 | 2500/5A, 15VA, CL-5P10, RESIN CAST CT, ID-110mmx55mm, TERMINALS ON SHORTER SIDE, | LT CT | SWITCHGEAR | AE-LT-RC-WI-2500/5A CL-5P10 | AE | _ | NA | Nos | None | Inventory | 2500/5A, 15VA, CL-5P10, RESIN CAST CT, ID-110mmx55mm, TERMINALS ON SHORTER SIDE,
4138 | 3200/5A, 15VA, CL-1, RESIN CAST CT IID-150mmx55mm, TERMINALS ON SHORTER SIDE, | LT CT | SWITCHGEAR | AE-LT-RC-WI-3200/5A | AE | _ | NA | Nos | None | Inventory | 3200/5A, 15VA, CL-1, RESIN CAST CT IID-150mmx55mm, TERMINALS ON SHORTER SIDE,
4139 | 3200/5A, 15VA, CL-5P10, RESIN CAST CT, ID-150mmx55mm, TERMINALS ON SHORTER SIDE, | LT CT | SWITCHGEAR | AE-LT-RC-WI-3200/5A CL-5P10 | AE | _ | NA | Nos | None | Inventory | 3200/5A, 15VA, CL-5P10, RESIN CAST CT, ID-150mmx55mm, TERMINALS ON SHORTER SIDE,
4140 | 400/5A CL-1 CT 15VA (ID-50mm), RESIN CAST, | LT CT | SWITCHGEAR | AE-LT-RC-WI-400/5A | AE | _ | NA | Nos | None | Inventory | 400/5A CL-1 CT 15VA (ID-50mm), RESIN CAST,
4141 | 400/5A CL-0.5S 10VA RESIN CAST CT ,ID-60x50mm | LT CT | SWITCHGEAR | AE-LT-RC-WI-400/5A-0.5S | AE | _ | NA | Nos |  | Inventory | 400/5A CL-0.5S 10VA RESIN CAST CT ,ID-60x50mm
4142 | 4000/1A CL-0.5 10VA RESIN CAST CT ,ID-230x70mm, TERMINAL ON SHORTER SIDE | LT CT | SWITCHGEAR | AE-LT-RC-WI-4000/1A-0.5-10VA | AE | _ | NA | Nos |  | Inventory | 4000/1A CL-0.5 10VA RESIN CAST CT ,ID-230x70mm, TERMINAL ON SHORTER SIDE
4143 | 630/5A, CL-0.5,10VA RESIN CAST CT , ID-60x50mm | LT CT | SWITCHGEAR | AE-LT-RC-WI-630/5A | AE | _ | NA | Nos |  | Inventory | 630/5A, CL-0.5,10VA RESIN CAST CT , ID-60x50mm
4144 | 800/1A, 15VA, CL-0.5,ID-140x30mm RESIN CAST CT, TERMINALS ON SHORTER SIDE | LT CT | SWITCHGEAR | AE-LT-RC-WI-800/1A | AE | _ | NA | Nos |  | Inventory | 800/1A, 15VA, CL-0.5,ID-140x30mm RESIN CAST CT, TERMINALS ON SHORTER SIDE
4145 | 800/1A, 15VA, CL-5P10,ID-140x30mm RESIN CAST CT, TERMINALS ON SHORTER SIDE | LT CT | SWITCHGEAR | AE-LT-RC-WI-800/1A-CL-5P10 | AE | _ | NA | Nos |  | Inventory | 800/1A, 15VA, CL-5P10,ID-140x30mm RESIN CAST CT, TERMINALS ON SHORTER SIDE
4146 | 1250/5A, 15VA, CL-0.5, RESIN CAST CT | LT CT | SWITCHGEAR | AE-LT-RC-WI-CL-0.5-1250/5A | AE | _ | NA | Nos |  | Inventory | 1250/5A, 15VA, CL-0.5, RESIN CAST CT
4147 | 30/5A CL-1 CT 5VA, WPL, RESIN CAST, | LT CT | SWITCHGEAR | AE-LT-RC-WPL 30/5A | AE | _ | NA | Nos | None | Inventory | 30/5A CL-1 CT 5VA, WPL, RESIN CAST,
4148 | 1250/5A, 15VA, CL-0.5, RESIN CAST CT. | LT CT | SWITCHGEAR | AE-LT-RC-WPL-1250/5A-CL-0.5 | AE | _ | NA | Nos |  | Inventory | 1250/5A, 15VA, CL-0.5, RESIN CAST CT.
4149 | 25/5A, 5VA, CL-0.2S, Resin cast WPL CT | LT CT | SWITCHGEAR | AE-LT-RC-WPL-25/5A | AE | 25/5A | NA | Nos |  | Inventory | 25/5A, 5VA, CL-0.2S, Resin cast WPL CT
4150 | 60/5A CL-1 CT 5VA, WPL, RESIN CAST, | LT CT | SWITCHGEAR | AE-LT-RC-WPL-60/5A | AE | _ | NA | Nos | None | Inventory | 60/5A CL-1 CT 5VA, WPL, RESIN CAST,
4151 | 80/1A CL-0.5 15VA, WPL, RESIN CAST CT | LT CT | SWITCHGEAR | AE-LT-RC-WPL-80/1A | AE | _ | NA | Nos |  | Inventory | 80/1A CL-0.5 15VA, WPL, RESIN CAST CT
4152 | 800/5A, 15VA, CL-1, RESIN CAST CT, ID-60mm, | LT CT | SWITCHGEAR | AE-LT-RC-WPL-800/5A | AE | _ | NA | Nos | None | Inventory | 800/5A, 15VA, CL-1, RESIN CAST CT, ID-60mm,
4153 | 800/5A, 15VA, CL-0.5, RESIN CAST CT | LT CT | SWITCHGEAR | AE-LT-RC-WPL-800/5A-CL-0.5 | AE | _ | NA | Nos |  | Inventory | 800/5A, 15VA, CL-0.5, RESIN CAST CT
4154 | 400V/ R3/110V/ R3 VOLTAGE FACTOR 1.2 CL0.2 & CL3P, 30VA(15VA-15VA), Two Core,3PH | LT CT | SWITCHGEAR | AE-LT-RES-PT-400V/ R3/110V/ R3 | AE | _ | NA | Nos | None | Inventory | 400V/ R3/110V/ R3 VOLTAGE FACTOR 1.2 CL0.2 & CL3P, 30VA(15VA-15VA), Two Core,3PH
4155 | 800/110VAC,10VA,3 PHASE PT , Resin cast, Accuracy Cl-1 | LT CT | SWITCHGEAR | AE-LT-RES-PT-800V/110V AC | AE | _ | NA | Nos | None | Inventory | 800/110VAC,10VA,3 PHASE PT , Resin cast, Accuracy Cl-1
4199 | INTERNET LEASELINE, MINIMUM 2 STATIC IP REQUIRED, OTHER DETAILS AS PER THE OFFER DATED - 11.11.2020 | OWN USE ITEMS | ACCESSORIES | AIRTEL-INTERNET-LEASELINE | AIRTEL | - | - | Year |  | Non Inventory | INTERNET LEASELINE, MINIMUM 2 STATIC IP REQUIRED, OTHER DETAILS AS PER THE OFFER DATED - 11.11.2020
4200 | Al flexible | FLEXIBLE | WIRE & ACCESSORIES | AL FLEXIBLE | REPUTED | _ | NA | KGS | None | Inventory | Al flexible
4201 | ALUMINIUM 1.2 MM MIG WELDING WIRE | Welding ACC | ACCESSORIES | AL MIG WELDING WIRE 1.2MM | REPUTED | _ | NA | KGS | None | Inventory | ALUMINIUM 1.2 MM MIG WELDING WIRE
4202 | ALUMINIUM 100X10X3660MM CORNER RADIUS R5 | AL BUSBAR | BUSBAR & ACCESSORIES | AL-100X10X3660MM-R5 | REPUTED | _ | NA | KGS | None | Inventory | ALUMINIUM 100X10X3660MM CORNER RADIUS R5
4203 | ALUMINIUM 100X12X3660MM CORNER RADIUS R5 | AL BUSBAR | BUSBAR & ACCESSORIES | AL-100X12X3660MM-R5 | REPUTED | _ | NA | KGS | None | Inventory | ALUMINIUM 100X12X3660MM CORNER RADIUS R5
4204 | ALUMINIUM 100X6X3660MM CORNER RADIUS R3 | AL BUSBAR | BUSBAR & ACCESSORIES | AL-100X6X3660MM-R3 | REPUTED | _ | NA | KGS | None | Inventory | ALUMINIUM 100X6X3660MM CORNER RADIUS R3
4205 | ALUMINIUM 120X10X3660MM CORNER RADIUS R5 | AL BUSBAR | BUSBAR & ACCESSORIES | AL-120X10X3660MM-R5 | REPUTED | _ | NA | KGS | None | Inventory | ALUMINIUM 120X10X3660MM CORNER RADIUS R5
4206 | ALUMINIUM 125X10X3660MM CORNER RADIUS R5 | AL BUSBAR | BUSBAR & ACCESSORIES | AL-125X10X3660MM-R5 | REPUTED | _ | NA | KGS | None | Inventory | ALUMINIUM 125X10X3660MM CORNER RADIUS R5
4207 | ALUMINIUM 125X6X3660MM CORNER RADIUS FRC | AL BUSBAR | BUSBAR & ACCESSORIES | AL-125X6X3660MM | REPUTED | _ | NA | KGS | None | Inventory | ALUMINIUM 125X6X3660MM CORNER RADIUS FRC
4208 | ALUMINIUM 140X10X3660MM CORNER RADIUS R3 | AL BUSBAR | BUSBAR & ACCESSORIES | AL-140X10X3660MM-R3 | REPUTED | _ | NA | KGS | None | Inventory | ALUMINIUM 140X10X3660MM CORNER RADIUS R3
4209 | ALUMINIUM 150X10X3660MM CORNER RADIUS R5 | AL BUSBAR | BUSBAR & ACCESSORIES | AL-150X10X3660MM-R5 | REPUTED | _ | NA | KGS | None | Inventory | ALUMINIUM 150X10X3660MM CORNER RADIUS R5
4210 | ALUMINIUM 150X6X3660MM CORNER RADIUS R3 | AL BUSBAR | BUSBAR & ACCESSORIES | AL-150X6X3660MM-R3 | REPUTED | _ | NA | KGS | None | Inventory | ALUMINIUM 150X6X3660MM CORNER RADIUS R3
4211 | ALUMINIUM 160X10X3660MM CORNER RADIUS R3 | AL BUSBAR | BUSBAR & ACCESSORIES | AL-160X10X3660MM-R3 | REPUTED | _ | NA | KGS | None | Inventory | ALUMINIUM 160X10X3660MM CORNER RADIUS R3
4212 | ALUMINIUM 160X6X3660MM CORNER RADIUS R3 | AL BUSBAR | BUSBAR & ACCESSORIES | AL-160X6X3660MM-R3 | REPUTED | _ | NA | KGS | None | Inventory | ALUMINIUM 160X6X3660MM CORNER RADIUS R3
4213 | ALUMINIUM 180X10X3660MM CORNER RADIUS R3 | AL BUSBAR | BUSBAR & ACCESSORIES | AL-180X10X3660MM-R3 | REPUTED | _ | NA | KGS |  | Inventory | ALUMINIUM 180X10X3660MM CORNER RADIUS R3
4214 | ALUMINIUM 200X10X3660MM CORNER RADIUS R5 | AL BUSBAR | BUSBAR & ACCESSORIES | AL-200X10X3660MM-R5 | REPUTED | _ | NA | KGS | None | Inventory | ALUMINIUM 200X10X3660MM CORNER RADIUS R5
4215 | ALUMINIUM 20X10X3660MM CORNER RADIUS FRC | AL BUSBAR | BUSBAR & ACCESSORIES | AL-20X10X3660MM | REPUTED | _ | NA | KGS | None | Inventory | ALUMINIUM 20X10X3660MM CORNER RADIUS FRC
4216 | ALUMINIUM 20X12X3660MM CORNER RADIUS FRC | AL BUSBAR | BUSBAR & ACCESSORIES | AL-20X12X3660MM | REPUTED | - | - | KGS |  | Inventory | ALUMINIUM 20X12X3660MM CORNER RADIUS FRC
4217 | ALUMINIUM 20X3X3660MM CORNER RADIUS FRC | AL BUSBAR | BUSBAR & ACCESSORIES | AL-20X3X3660MM | REPUTED | _ | NA | KGS | None | Inventory | ALUMINIUM 20X3X3660MM CORNER RADIUS FRC
4218 | ALUMINIUM 20X6X3660MM CORNER RADIUS FRC | AL BUSBAR | BUSBAR & ACCESSORIES | AL-20X6X3660MM | REPUTED | _ | NA | KGS | None | Inventory | ALUMINIUM 20X6X3660MM CORNER RADIUS FRC
4219 | ALUMINIUM 25X10X3660MM CORNER RADIUS FRC | AL BUSBAR | BUSBAR & ACCESSORIES | AL-25X10X3660MM | REPUTED | _ | NA | KGS | None | Inventory | ALUMINIUM 25X10X3660MM CORNER RADIUS FRC
4220 | ALUMINIUM 25X12X3660MM CORNER RADIUS FRC | AL BUSBAR | BUSBAR & ACCESSORIES | AL-25X12X3660MM | REPUTED | _ | NA | KGS |  | Inventory | ALUMINIUM 25X12X3660MM CORNER RADIUS FRC
4221 | ALUMINIUM 25X3X3660MM CORNER RADIUS FRC | AL BUSBAR | BUSBAR & ACCESSORIES | AL-25X3X3660MM | REPUTED | _ | NA | KGS |  | Inventory | ALUMINIUM 25X3X3660MM CORNER RADIUS FRC
4222 | ALUMINIUM 25X6X3660MM CORNER RADIUS R2 | AL BUSBAR | BUSBAR & ACCESSORIES | AL-25X6X3660MM-R2 | REPUTED | _ | NA | KGS | None | Inventory | ALUMINIUM 25X6X3660MM CORNER RADIUS R2
4223 | ALUMINIUM 30X10X3660MM CORNER RADIUS R3 | AL BUSBAR | BUSBAR & ACCESSORIES | AL-30X10X3660MM-R3 | REPUTED | _ | NA | KGS | None | Inventory | ALUMINIUM 30X10X3660MM CORNER RADIUS R3
4224 | ALUMINIUM 30X12X3660MM CORNER RADIUS R3 | AL BUSBAR | BUSBAR & ACCESSORIES | AL-30X12X3660MM-R3 | REPUTED | _ | NA | KGS | None | Inventory | ALUMINIUM 30X12X3660MM CORNER RADIUS R3
4225 | ALUMINIUM 30X6X3660MM CORNER RADIUS R3 | AL BUSBAR | BUSBAR & ACCESSORIES | AL-30X6X3660MM-R3 | REPUTED | _ | NA | KGS | None | Inventory | ALUMINIUM 30X6X3660MM CORNER RADIUS R3
4226 | ALUMINIUM 40X10X3660MM CORNER RADIUS R3, long - 3660MM | AL BUSBAR | BUSBAR & ACCESSORIES | AL-40X10X3660MM-R3 | REPUTED | _ | NA | KGS |  | Inventory | ALUMINIUM 40X10X3660MM CORNER RADIUS R3, long - 3660MM
4227 | ALUMINIUM 40X10X3660MM CORNER RADIUS R5 | AL BUSBAR | BUSBAR & ACCESSORIES | AL-40X10X3660MM-R5 | REPUTED | _ | NA | KGS | None | Inventory | ALUMINIUM 40X10X3660MM CORNER RADIUS R5
4228 | ALUMINIUM 40X12X3660MM CORNER RADIUS R5 | AL BUSBAR | BUSBAR & ACCESSORIES | AL-40X12X3660MM-R5 | REPUTED | _ | NA | KGS | None | Inventory | ALUMINIUM 40X12X3660MM CORNER RADIUS R5
4229 | ALUMINIUM 40X6X3660MM CORNER RADIUS FRC | AL BUSBAR | BUSBAR & ACCESSORIES | AL-40X6X3660MM-FRC | REPUTED | _ | NA | KGS | None | Inventory | ALUMINIUM 40X6X3660MM CORNER RADIUS FRC
4230 | ALUMINIUM-F8350-50.8X36-R3 RADIUS-4.916KG/MTR | AL BUSBAR | BUSBAR & ACCESSORIES | AL-50.08X36 | REPUTED | _ | NA | KGS |  | Inventory | ALUMINIUM-F8350-50.8X36-R3 RADIUS-4.916KG/MTR
4231 | ALUMINIUM 50X10X3660MM CORNER RADIUS R5 | AL BUSBAR | BUSBAR & ACCESSORIES | AL-50X10X3660MM-R5 | REPUTED | _ | NA | KGS | None | Inventory | ALUMINIUM 50X10X3660MM CORNER RADIUS R5
4232 | ALUMINIUM 50X12X3660MM CORNER RADIUS R5 | AL BUSBAR | BUSBAR & ACCESSORIES | AL-50X12X3660MM-R5 | REPUTED | _ | NA | KGS | None | Inventory | ALUMINIUM 50X12X3660MM CORNER RADIUS R5
4233 | ALUMINIUM 50X6X3660MM CORNER RADIUS R3 | AL BUSBAR | BUSBAR & ACCESSORIES | AL-50X6X3660MM-R3 | REPUTED | _ | NA | KGS | None | Inventory | ALUMINIUM 50X6X3660MM CORNER RADIUS R3
4234 | ALUMINIUM 60X10X3660MM CORNER RADIUS R5 | AL BUSBAR | BUSBAR & ACCESSORIES | AL-60X10X3660MM-R5 | REPUTED | _ | NA | KGS | None | Inventory | ALUMINIUM 60X10X3660MM CORNER RADIUS R5
4235 | ALUMINIUM 60X12X3660MM CORNER RADIUS FRC | AL BUSBAR | BUSBAR & ACCESSORIES | AL-60X12X3660MM | REPUTED | _ | NA | KGS | None | Inventory | ALUMINIUM 60X12X3660MM CORNER RADIUS FRC
4236 | ALUMINIUM 60X6X3660MM CORNER RADIUS R3 | AL BUSBAR | BUSBAR & ACCESSORIES | AL-60X6X3660MM | REPUTED | _ | NA | KGS | None | Inventory | ALUMINIUM 60X6X3660MM CORNER RADIUS R3
4237 | ALUMINIUM 65X10X3660MM CORNER RADIUS R3 | AL BUSBAR | BUSBAR & ACCESSORIES | AL-65X10X3660MM-R3 | REPUTED | _ | NA | KGS | None | Inventory | ALUMINIUM 65X10X3660MM CORNER RADIUS R3
4238 | ALUMINIUM 75X10X3660MM CORNER RADIUS | AL BUSBAR | BUSBAR & ACCESSORIES | AL-75X10X3660MM-R5 | REPUTED | _ | NA | KGS |  | Inventory | ALUMINIUM 75X10X3660MM CORNER RADIUS
4239 | ALUMINIUM 75X6X3660MM CORNER RADIUS R3 | AL BUSBAR | BUSBAR & ACCESSORIES | AL-75X6X3660MM-R3 | REPUTED | _ | NA | KGS | None | Inventory | ALUMINIUM 75X6X3660MM CORNER RADIUS R3
4240 | ALUMINIUM 80X10X3660MM CORNER RADIUS R5 | AL BUSBAR | BUSBAR & ACCESSORIES | AL-80X10X3660MM-R5 | REPUTED | _ | NA | KGS | None | Inventory | ALUMINIUM 80X10X3660MM CORNER RADIUS R5
4241 | ALUMINIUM 80X12X3660MM CORNER RADIUS | AL BUSBAR | BUSBAR & ACCESSORIES | AL-80X12X3660MM-R5 | REPUTED | _ | NA | KGS |  | Inventory | ALUMINIUM 80X12X3660MM CORNER RADIUS
4242 | ALUMINIUM 80X6X3660MM CORNER RADIUS R3 | AL BUSBAR | BUSBAR & ACCESSORIES | AL-80X6X3660MM-R3 | REPUTED | _ | NA | KGS |  | Inventory | ALUMINIUM 80X6X3660MM CORNER RADIUS R3
4156 | LT CT, WINDOW, RATIO: 1000/1A, CORE 1 : 15 VA, Class 0.2S, Window Size- 80X40 MM, TERMINAL ON SHORTER SIDE | LT CT | SWITCHGEAR | AE-LT-RES-WI-1000/1A | AE | _ | NA | Nos | None | Inventory | LT CT, WINDOW, RATIO: 1000/1A, CORE 1 : 15 VA, Class 0.2S, Window Size- 80X40 MM, TERMINAL ON SHORTER SIDE
4157 | LT CT, WINDOW, RATIO: 1600/1-1A, CORE 1 : 15 VA, Class 0.2S, Core 2: 15 VA, Class 0.2S Window - 105X40 MM, TERMINAL ON SHORTER SIDE. | LT CT | SWITCHGEAR | AE-LT-RES-WI-1600/1-1A | AE | _ | NA | Nos | None | Inventory | LT CT, WINDOW, RATIO: 1600/1-1A, CORE 1 : 15 VA, Class 0.2S, Core 2: 15 VA, Class 0.2S Window - 105X40 MM, TERMINAL ON SHORTER SIDE.
4158 | LT CT, WINDOW, RATIO: 1600/1-1A, CORE 1 : 15 VA, Class 0.2S, Window Size- 105X40 MM, TERMINAL ON SHORTER SIDE | LT CT | SWITCHGEAR | AE-LT-RES-WI-1600/1A | AE | _ | NA | Nos | None | Inventory | LT CT, WINDOW, RATIO: 1600/1-1A, CORE 1 : 15 VA, Class 0.2S, Window Size- 105X40 MM, TERMINAL ON SHORTER SIDE
4159 | LT CT, WINDOW TYPE, RATIO: 1600/5A, 15 VA, Class 0.2S. | LT CT | SWITCHGEAR | AE-LT-RES-WI-1600A/5A | AE | _ | NA | Nos | None | Inventory | LT CT, WINDOW TYPE, RATIO: 1600/5A, 15 VA, Class 0.2S.
4160 | LT CT, WINDOW TYPE, RATIO: 2500/5A, 15 VA, Class 0.2S. | LT CT | SWITCHGEAR | AE-LT-RES-WI-2500/5A | AE | _ | NA | Nos | None | Inventory | LT CT, WINDOW TYPE, RATIO: 2500/5A, 15 VA, Class 0.2S.
4161 | LT CT, WINDOW TYPE, RATIO: 320/5A, 15 VA, Class 0.2S. | LT CT | SWITCHGEAR | AE-LT-RES-WI-320/5A | AE | _ | NA | Nos | None | Inventory | LT CT, WINDOW TYPE, RATIO: 320/5A, 15 VA, Class 0.2S.
4162 | LT CT, WINDOW TYPE, RATIO: 400/5A, 15 VA, Class 0.2S. | LT CT | SWITCHGEAR | AE-LT-RES-WI-400/5A | AE | _ | NA | Nos | None | Inventory | LT CT, WINDOW TYPE, RATIO: 400/5A, 15 VA, Class 0.2S.
4163 | LT CT, WINDOW TYPE, RATIO: 630/5A, 15 VA, Class 0.2S. | LT CT | SWITCHGEAR | AE-LT-RES-WI-630/5A | AE | _ | NA | Nos | None | Inventory | LT CT, WINDOW TYPE, RATIO: 630/5A, 15 VA, Class 0.2S.
4164 | LT CT, WINDOW TYPE, RATIO: 800/5A, 15 VA, Class 0.2S. | LT CT | SWITCHGEAR | AE-LT-RES-WI-800/5A | AE | _ | NA | Nos | None | Inventory | LT CT, WINDOW TYPE, RATIO: 800/5A, 15 VA, Class 0.2S.
4165 | LT CT, WPL, RATIO: 25/5A, 5 VA, Class 0.2S. | LT CT | SWITCHGEAR | AE-LT-RES-WPL-25/5A | AE | _ | NA | Nos | None | Inventory | LT CT, WPL, RATIO: 25/5A, 5 VA, Class 0.2S.
4166 | 10KVA 0.8/0.415KV Dyn11 Aux. Trafo S/C IMPEDANCE 4.5%, 3PHASE, COPPER WOUND, | LT CT | SWITCHGEAR | AE-LT-TR-10KVA 0.8/0.415KV | AE | _ | NA | Nos | None | Inventory | 10KVA 0.8/0.415KV Dyn11 Aux. Trafo S/C IMPEDANCE 4.5%, 3PHASE, COPPER WOUND,
4167 | 415/110V AC, 200VA, CL-1, 1PH. CONTROL TRANSFORMER, | LT CT | SWITCHGEAR | AE-LT-TR-AC 200VA | AE | _ | NA | Nos | None | Inventory | 415/110V AC, 200VA, CL-1, 1PH. CONTROL TRANSFORMER,
4168 | 415/110V AC,500 VA, CL-1, 1 PH. CONTROL TRANSFORMER, | LT CT | SWITCHGEAR | AE-LT-TR-AC 500VA | AE | _ | NA | Nos | None | Inventory | 415/110V AC,500 VA, CL-1, 1 PH. CONTROL TRANSFORMER,
4169 | 415/110V AC,750 VA, CL-1, 1 PH. CONTROL TRANSFORMER, | LT CT | SWITCHGEAR | AE-LT-TR-AC 750VA | AE | _ | NA | Nos | None | Inventory | 415/110V AC,750 VA, CL-1, 1 PH. CONTROL TRANSFORMER,
4170 | 415/110V AC, 2.5kVA,CL-1, 1 PH. CONTROL TRANSFORMER, | LT CT | SWITCHGEAR | AE-LT-TR-AC-2.5KVA | AE | _ | NA | Nos | None | Inventory | 415/110V AC, 2.5kVA,CL-1, 1 PH. CONTROL TRANSFORMER,
4171 | 415/110V AC, 2kVA,CL-1, 1 PH. CONTROL TRANSFORMER, | LT CT | SWITCHGEAR | AE-LT-TR-AC-2KVA | AE | _ | NA | Nos | None | Inventory | 415/110V AC, 2kVA,CL-1, 1 PH. CONTROL TRANSFORMER,
4172 | Potential Transformer Ratio : Primary-500V/RT3, Sec-110V/RT3, 50VA, CL1.0,3PH | PT | SWITCHGEAR | AE-LV-PT-500/RT3/110/RT3-CL-1-50VA-3PH | AE | - | - | Nos |  | Inventory | Potential Transformer Ratio : Primary-500V/RT3, Sec-110V/RT3, 50VA, CL1.0,3PH
4173 | Potential Transformer Ratio : Primary-500V/RT3, Sec-110V/RT3, 50VA, CL1.0,3PH, INS. CLASS E | PT | SWITCHGEAR | AE-LV-PT-500/RT3/110/RT3-CL-1-50VA-3PH-E | AE | - | - | Nos |  | Inventory | Potential Transformer Ratio : Primary-500V/RT3, Sec-110V/RT3, 50VA, CL1.0,3PH, INS. CLASS E
4174 | Phase -Sequence Indicator (PSI), 3PH, 110V AC,SIZE:96mmx96mm | METER | SWITCHGEAR | AE-PSI | AE | _ | NA | Nos |  | Inventory | Phase -Sequence Indicator (PSI), 3PH, 110V AC,SIZE:96mmx96mm
4175 | CHECK SYNCHRONISING RELAY, SERIES:SKD11, AUX SUPPLY:DC 24, PT SEC:AC 63.5/110V | METER | SWITCHGEAR | AE-SKD11 | AE | _ | NA | Nos |  | Inventory | CHECK SYNCHRONISING RELAY, SERIES:SKD11, AUX SUPPLY:DC 24, PT SEC:AC 63.5/110V
4176 | Synchroscope Electro-Mechanical , Operating Voltage-110V, Frequency- 50Hz, model - syn96m | METER | SWITCHGEAR | AE-SYN96M | AE | _ | NA | Nos |  | Inventory | Synchroscope Electro-Mechanical , Operating Voltage-110V, Frequency- 50Hz, model - syn96m
4177 | 15KVA 0.800 / 0.400 KV, DYN11 AUX. TRAFO DRY TYPE TRANSFORMER, 3phase, Open Type, Varnish Impregnated(VPI) | LT CT | SWITCHGEAR | AE-TR-15KVA 0.800 / 0.400 KV | AE | _ | NA | Nos | None | Inventory | 15KVA 0.800 / 0.400 KV, DYN11 AUX. TRAFO DRY TYPE TRANSFORMER, 3phase, Open Type, Varnish Impregnated(VPI)
4182 | CURRENT TRANSDUCER, SINGLE PHASE, ACC. CLASS-0.5, CTR: 200/1A, AUX VOLTAGE-110V DC, ANALOG OUTPUT 4-20mA., WITH SINGLE OUTPUT. | TRANSDUCER | SWITCHGEAR | AE-TR-1PH-CT-200/1A-0.5 | AE | - | - | Nos. |  | Inventory | CURRENT TRANSDUCER, SINGLE PHASE, ACC. CLASS-0.5, CTR: 200/1A, AUX VOLTAGE-110V DC, ANALOG OUTPUT 4-20mA., WITH SINGLE OUTPUT.
4183 | CURRENT TRANSDUCER, SINGLE PHASE, ACC CLASS : 0.5 , CTR : 2000/1A, WITH DUAL ANALOG OUTPUT (4-20mA). | TRANSDUCER | SWITCHGEAR | AE-TR-1PH-CT-2000/1A-0.5 | AE | - | - | Nos. |  | Inventory | CURRENT TRANSDUCER, SINGLE PHASE, ACC CLASS : 0.5 , CTR : 2000/1A, WITH DUAL ANALOG OUTPUT (4-20mA).
4184 | CURRENT TRANSDUCER, SINGLE PHASE, ACC CLASS : 0.5 , CTR : 2500/1A, WITH DUAL ANALOG OUTPUT (4-20mA). | TRANSDUCER | SWITCHGEAR | AE-TR-1PH-CT-2500/1A-0.5 | AE | - | - | Nos. |  | Inventory | CURRENT TRANSDUCER, SINGLE PHASE, ACC CLASS : 0.5 , CTR : 2500/1A, WITH DUAL ANALOG OUTPUT (4-20mA).
4185 | CURRENT TRANSDUCER, SINGLE PHASE, ACC CLASS : 0.5 , CTR : 3150/1A, WITH DUAL ANALOG OUTPUT (4-20mA). | TRANSDUCER | SWITCHGEAR | AE-TR-1PH-CT-3150/1A-0.5 | AE | - | - | Nos. |  | Inventory | CURRENT TRANSDUCER, SINGLE PHASE, ACC CLASS : 0.5 , CTR : 3150/1A, WITH DUAL ANALOG OUTPUT (4-20mA).
4186 | CURRENT TRANSDUCER, SINGLE PHASE, ACC. CLASS-0.5, CTR: 800/1A, AUX VOLTAGE-110V DC, ANALOG OUTPUT 4-20mA., WITH SINGLE OUTPUT. | TRANSDUCER | SWITCHGEAR | AE-TR-1PH-CT-800/1A-0.5 | AE | - | - | Nos. |  | Inventory | CURRENT TRANSDUCER, SINGLE PHASE, ACC. CLASS-0.5, CTR: 800/1A, AUX VOLTAGE-110V DC, ANALOG OUTPUT 4-20mA., WITH SINGLE OUTPUT.
4187 | VOLTAGE TRANSDUCER, SINGLE PHASE, ACC. CLASS-0.5, PTR: 15KV/110V, AUX VOLTAGE-110V DC, ANALOG OUTPUT 4-20mA., WITH SINGLE OUTPUT. | TRANSDUCER | SWITCHGEAR | AE-TR-1PH-VT-15KV/110V-0.5 | AE | - | - | Nos. |  | Inventory | VOLTAGE TRANSDUCER, SINGLE PHASE, ACC. CLASS-0.5, PTR: 15KV/110V, AUX VOLTAGE-110V DC, ANALOG OUTPUT 4-20mA., WITH SINGLE OUTPUT.
4188 | VOLTAGE TRANSDUCER, SINGLE PHASE, ACC CLASS : 0.5 , PTR : 6kV/110V AC, WITH DUAL ANALOG OUTPUT (4-20mA). | TRANSDUCER | SWITCHGEAR | AE-TR-1PH-VT-6KV/110V-0.5 | AE | - | - | Nos. |  | Inventory | VOLTAGE TRANSDUCER, SINGLE PHASE, ACC CLASS : 0.5 , PTR : 6kV/110V AC, WITH DUAL ANALOG OUTPUT (4-20mA).
4189 | KILOWATT TRANSDUCER, DIN RAIL MOUNTING, CTR -1A, PTR-11Kv/R3/110V/R3, AUX. VOLTAGE 110V DC | TRANSDUCER | SWITCHGEAR | AE-TR-3PH-KW-1A-11KV/R3/110V/R3-110VDC | AE | - | - | Nos. |  | Inventory | KILOWATT TRANSDUCER, DIN RAIL MOUNTING, CTR -1A, PTR-11Kv/R3/110V/R3, AUX. VOLTAGE 110V DC
4190 | KILOWATT TRANSDUCER, DIN RAIL MOUNTING, CTR - 400-200/1A, PTR-11Kv/R3/110V/R3, AUX. VOLTAGE 110V DC, 3 PHASE 4 WIRE 3 ELEMENT, ANALOG OUTPUT : 4 - 20mA | TRANSDUCER | SWITCHGEAR | AE-TR-3PH-KW-400-200/1A-11KV/R3/110V/R3-110VDC | AE | - | - | Nos. |  | Inventory | KILOWATT TRANSDUCER, DIN RAIL MOUNTING, CTR - 400-200/1A, PTR-11Kv/R3/110V/R3, AUX. VOLTAGE 110V DC, 3 PHASE 4 WIRE 3 ELEMENT, ANALOG OUTPUT : 4 - 20mA
4191 | KILOWATT TRANSDUCER, DIN RAIL MOUNTING, CTR -800/1A, PTR-11Kv/R3/110V/R3, AUX. VOLTAGE 110V DC, 3 PHASE 4 WIRE 3 ELEMENT, ANALOG OUTPUT : 4 - 20mA | TRANSDUCER | SWITCHGEAR | AE-TR-3PH-KW-800/1A-11KV/R3/110V/R3-110VDC | AE | - | - | Nos. |  | Inventory | KILOWATT TRANSDUCER, DIN RAIL MOUNTING, CTR -800/1A, PTR-11Kv/R3/110V/R3, AUX. VOLTAGE 110V DC, 3 PHASE 4 WIRE 3 ELEMENT, ANALOG OUTPUT : 4 - 20mA
4192 | MW TRANSDUCER, 3 PHASE 4 WIRE UNBALANCED LOAD, ACC CLASS : 0.5, PTR : 6kV/110V AC, PTR : 2000/1A, WITH DUAL ANALOG OUTPUT (4-20mA). | TRANSDUCER | SWITCHGEAR | AE-TR-3PH-MW-6KV/110V-2000/1A-0.5 | AE | - | - | Nos. |  | Inventory | MW TRANSDUCER, 3 PHASE 4 WIRE UNBALANCED LOAD, ACC CLASS : 0.5, PTR : 6kV/110V AC, PTR : 2000/1A, WITH DUAL ANALOG OUTPUT (4-20mA).
4193 | MW TRANSDUCER, 3 PHASE 4 WIRE UNBALANCED LOAD, ACC CLASS : 0.5, PTR : 6kV/110V AC, CTR : 2500/1A, WITH DUAL ANALOG OUTPUT (4-20mA). | TRANSDUCER | SWITCHGEAR | AE-TR-3PH-MW-6KV/110V-2500/1A-0.5 | AE | - | - | Nos. |  | Inventory | MW TRANSDUCER, 3 PHASE 4 WIRE UNBALANCED LOAD, ACC CLASS : 0.5, PTR : 6kV/110V AC, CTR : 2500/1A, WITH DUAL ANALOG OUTPUT (4-20mA).
4197 | Double Voltmeter, DV-SIF-96, OPERATING VOLTAGE-0-600V, PTR-415/ROOT3/110/ROOT3. | METER | SWITCHGEAR | AE-VM-DV-SIF-96 | AE | _ | NA | Nos |  | Inventory | Double Voltmeter, DV-SIF-96, OPERATING VOLTAGE-0-600V, PTR-415/ROOT3/110/ROOT3.
6444 | DIAL FOR AMMETER 90DEGREE | METER | SWITCHGEAR | DIAL | AE | _ | NA | Nos |  | Inventory | DIAL FOR AMMETER 90DEGREE
6454 | Three phase Dimmer stat with enclosure Input 440 V , Output 0 -470 V AC , Burden 2 A , Model 2D- | METER | SWITCHGEAR | DIMMER | AE | _ | NA | Nos | None | Inventory | Three phase Dimmer stat with enclosure Input 440 V , Output 0 -470 V AC , Burden 2 A , Model 2D-
8728 | Digital kWh Meter, CTR & PTR: Programmable type, CL. 1.0, Size : 96x96mm, | METER | SWITCHGEAR | KWHD 35342 | AE | _ | NA | Nos | None | Inventory | Digital kWh Meter, CTR & PTR: Programmable type, CL. 1.0, Size : 96x96mm,
13655 | PT 800/110V AC, 3PH, 10VA, CL-1 | LT CT | SWITCHGEAR | PT-AE-800/110VAC-3PH-CL-1 | AE | _ | NA | Nos |  | Inventory | PT 800/110V AC, 3PH, 10VA, CL-1
13656 | PT 800/230/R3V, 75VA CL-0.5, 3PH delta to star | LT CT | SWITCHGEAR | PT-AE-800/230/R3V-3PH-CL-0.5 | AE | _ | NA | Nos |  | Inventory | PT 800/230/R3V, 75VA CL-0.5, 3PH delta to star
4243 | 10-WINDOW ALARM ANNUNCIATOR (30), FOR BOTH TRIP & NONTRIP ALARM, WITH BUILT IN, ACCEPT, RESET, TEST PUSH BUTTONS, AUX. VOLTAGE: 18-90V AC/DC | ANNUNCIATOR | SWITCHGEAR | AL-AN-10W-18-90V | ALAN | _ | NA | Nos |  | Inventory | 10-WINDOW ALARM ANNUNCIATOR (30), FOR BOTH TRIP & NONTRIP ALARM, WITH BUILT IN, ACCEPT, RESET, TEST PUSH BUTTONS, AUX. VOLTAGE: 18-90V AC/DC
4244 | 10-WINDOW ALARM ANNUNCIATOR (30), FOR BOTH TRIP & NONTRIP ALARM, WITH BUILT IN, ACCEPT, RESET, TEST PUSH BUTTONS, AUX. VOLTAGE: 18-90V AC/DC WITH RS-485 | ANNUNCIATOR | SWITCHGEAR | AL-AN-10W-18-90V-RS485 | ALAN | _ | NA | Nos |  | Inventory | 10-WINDOW ALARM ANNUNCIATOR (30), FOR BOTH TRIP & NONTRIP ALARM, WITH BUILT IN, ACCEPT, RESET, TEST PUSH BUTTONS, AUX. VOLTAGE: 18-90V AC/DC WITH RS-485
4245 | 10-WINDOW ALARM ANNUNCIATOR (30), FOR BOTH TRIP & NONTRIP ALARM, WITH BUILT IN, ACCEPT, RESET, TEST PUSH BUTTONS, AUX. VOLTAGE: 18-90V AC/DC WITH DC FAIL | ANNUNCIATOR | SWITCHGEAR | AL-AN-10W-18-90V-WI-DF | ALAN | _ | NA | Nos |  | Inventory | 10-WINDOW ALARM ANNUNCIATOR (30), FOR BOTH TRIP & NONTRIP ALARM, WITH BUILT IN, ACCEPT, RESET, TEST PUSH BUTTONS, AUX. VOLTAGE: 18-90V AC/DC WITH DC FAIL
4246 | 10-WINDOW ALARM ANNUNCIATOR (30), FOR BOTH TRIP & NONTRIP ALARM, WITH BUILT IN, ACCEPT, RESET, TEST PUSH BUTTONS, AUX. VOLTAGE: 88-285V AC/DC WITH RS485 PORT | ANNUNCIATOR | SWITCHGEAR | AL-AN-10W-88-285V-RS485 | ALAN | _ | NA | Nos |  | Inventory | 10-WINDOW ALARM ANNUNCIATOR (30), FOR BOTH TRIP & NONTRIP ALARM, WITH BUILT IN, ACCEPT, RESET, TEST PUSH BUTTONS, AUX. VOLTAGE: 88-285V AC/DC WITH RS485 PORT
4247 | 10-WINDOW ALARM ANNUNCIATOR (30), FOR BOTH TRIP & NONTRIP ALARM, WITH BUILT IN, ACCEPT, RESET, TEST PUSH BUTTONS, AUX. VOLTAGE: 88-285V AC/DC RS485 WITH DC FAIL/AC FAIL | ANNUNCIATOR | SWITCHGEAR | AL-AN-10W-88-285V-RS485-WI-ADF | ALAN | _ | NA | Nos |  | Inventory | 10-WINDOW ALARM ANNUNCIATOR (30), FOR BOTH TRIP & NONTRIP ALARM, WITH BUILT IN, ACCEPT, RESET, TEST PUSH BUTTONS, AUX. VOLTAGE: 88-285V AC/DC RS485 WITH DC FAIL/AC FAIL
4248 | 10-WINDOW ALARM ANNUNCIATOR (30), FOR BOTH TRIP & NONTRIP ALARM, WITH BUILT IN, ACCEPT, RESET, TEST PUSH BUTTONS, AUX. VOLTAGE: 110V DC. WITH DC FAIL FUNCTION, AUX. VOLTAGE : 230V AC. | ANNUNCIATOR | SWITCHGEAR | AL-AN-10W-88-285V-WI-DF | ALAN | - | - | Nos. |  | Inventory | 10-WINDOW ALARM ANNUNCIATOR (30), FOR BOTH TRIP & NONTRIP ALARM, WITH BUILT IN, ACCEPT, RESET, TEST PUSH BUTTONS, AUX. VOLTAGE: 110V DC. WITH DC FAIL FUNCTION, AUX. VOLTAGE : 230V AC.
4249 | 12-WINDOW ALARM ANNUNCIATOR (30), FOR BOTH TRIP & NONTRIP ALARM, WITH BUILT IN, ACCEPT, RESET, TEST PUSH BUTTONS, AUX. VOLTAGE: 18-90V AC/DC | ANNUNCIATOR | SWITCHGEAR | AL-AN-12W-18-90V | ALAN | _ | NA | Nos |  | Inventory | 12-WINDOW ALARM ANNUNCIATOR (30), FOR BOTH TRIP & NONTRIP ALARM, WITH BUILT IN, ACCEPT, RESET, TEST PUSH BUTTONS, AUX. VOLTAGE: 18-90V AC/DC
4250 | 12-WINDOW ALARM ANNUNCIATOR (30), FOR BOTH TRIP & NONTRIP ALARM, WITH BUILT IN, ACCEPT, RESET, TEST PUSH BUTTONS, AUX. VOLTAGE: 18-90V AC/DC RS485 | ANNUNCIATOR | SWITCHGEAR | AL-AN-12W-18-90V-RS485 | ALAN | _ | NA | Nos |  | Inventory | 12-WINDOW ALARM ANNUNCIATOR (30), FOR BOTH TRIP & NONTRIP ALARM, WITH BUILT IN, ACCEPT, RESET, TEST PUSH BUTTONS, AUX. VOLTAGE: 18-90V AC/DC RS485
4251 | 12-WINDOW ALARM ANNUNCIATOR (30), FOR BOTH TRIP & NONTRIP ALARM, WITH BUILT IN, ACCEPT, RESET, TEST PUSH BUTTONS, AUX. VOLTAGE: 18-90V AC/DC RS485 WITH DC FAIL/AC FAIL | ANNUNCIATOR | SWITCHGEAR | AL-AN-12W-18-90V-RS485-WI-ADF | ALAN | _ | NA | Nos |  | Inventory | 12-WINDOW ALARM ANNUNCIATOR (30), FOR BOTH TRIP & NONTRIP ALARM, WITH BUILT IN, ACCEPT, RESET, TEST PUSH BUTTONS, AUX. VOLTAGE: 18-90V AC/DC RS485 WITH DC FAIL/AC FAIL
4252 | 12-WINDOW ALARM ANNUNCIATOR (30), FOR BOTH TRIP & NONTRIP ALARM, WITH BUILT IN, ACCEPT, RESET, TEST PUSH BUTTONS,SOURCE 1:- AUX. VOLTAGE: 18-90V AC/DC & SOURCE 2:- AUX. VOLTAGE: 230V AC, RS485 WITH DC FAIL | ANNUNCIATOR | SWITCHGEAR | AL-AN-12W-18-90V-RS485-WI-DF | ALAN | _ | NA | Nos |  | Inventory | 12-WINDOW ALARM ANNUNCIATOR (30), FOR BOTH TRIP & NONTRIP ALARM, WITH BUILT IN, ACCEPT, RESET, TEST PUSH BUTTONS,SOURCE 1:- AUX. VOLTAGE: 18-90V AC/DC & SOURCE 2:- AUX. VOLTAGE: 230V AC, RS485 WITH DC FAIL
4253 | 12-WINDOW ALARM ANNUNCIATOR (30), FOR BOTH TRIP & NONTRIP ALARM, WITH BUILT IN, ACCEPT, RESET, TEST PUSH BUTTONS, AUX. VOLTAGE: 18-90V AC/DC WITH DC FAIL | ANNUNCIATOR | SWITCHGEAR | AL-AN-12W-18-90V-WI-DF | ALAN | _ | NA | Nos |  | Inventory | 12-WINDOW ALARM ANNUNCIATOR (30), FOR BOTH TRIP & NONTRIP ALARM, WITH BUILT IN, ACCEPT, RESET, TEST PUSH BUTTONS, AUX. VOLTAGE: 18-90V AC/DC WITH DC FAIL
4254 | 12-WINDOW ALARM ANNUNCIATOR (30), FOR BOTH TRIP & NONTRIP ALARM, WITH BUILT IN, ACCEPT, RESET, TEST PUSH BUTTONS, AUX. VOLTAGE: 88-285V AC/DC | ANNUNCIATOR | SWITCHGEAR | AL-AN-12W-88-285V | ALAN | _ | NA | Nos |  | Inventory | 12-WINDOW ALARM ANNUNCIATOR (30), FOR BOTH TRIP & NONTRIP ALARM, WITH BUILT IN, ACCEPT, RESET, TEST PUSH BUTTONS, AUX. VOLTAGE: 88-285V AC/DC
4255 | 12-WINDOW ALARM ANNUNCIATOR (30), FOR BOTH TRIP & NONTRIP ALARM, WITH BUILT IN, ACCEPT, RESET, TEST PUSH BUTTONS, AUX. VOLTAGE: 88-285V AC/DC RS485 | ANNUNCIATOR | SWITCHGEAR | AL-AN-12W-88-285V-RS485 | ALAN | _ | NA | Nos |  | Inventory | 12-WINDOW ALARM ANNUNCIATOR (30), FOR BOTH TRIP & NONTRIP ALARM, WITH BUILT IN, ACCEPT, RESET, TEST PUSH BUTTONS, AUX. VOLTAGE: 88-285V AC/DC RS485
4256 | 12-WINDOW ALARM ANNUNCIATOR (30), FOR BOTH TRIP & NONTRIP ALARM, WITH BUILT IN, ACCEPT, RESET, TEST PUSH BUTTONS, AUX. VOLTAGE: 88-285V AC/DC RS485 WITH DC FAIL/AC FAIL | ANNUNCIATOR | SWITCHGEAR | AL-AN-12W-88-285V-RS485-WI-ADF | ALAN | _ | NA | Nos |  | Inventory | 12-WINDOW ALARM ANNUNCIATOR (30), FOR BOTH TRIP & NONTRIP ALARM, WITH BUILT IN, ACCEPT, RESET, TEST PUSH BUTTONS, AUX. VOLTAGE: 88-285V AC/DC RS485 WITH DC FAIL/AC FAIL
4257 | 12-WINDOW ALARM ANNUNCIATOR (30), FOR BOTH TRIP & NONTRIP ALARM, WITH BUILT IN, ACCEPT, RESET, TEST PUSH BUTTONS, AUX. VOLTAGE: 88-285V AC/DC RS485 WITH AC FAIL | ANNUNCIATOR | SWITCHGEAR | AL-AN-12W-88-285V-RS485-WI-AF | ALAN | _ | NA | Nos |  | Inventory | 12-WINDOW ALARM ANNUNCIATOR (30), FOR BOTH TRIP & NONTRIP ALARM, WITH BUILT IN, ACCEPT, RESET, TEST PUSH BUTTONS, AUX. VOLTAGE: 88-285V AC/DC RS485 WITH AC FAIL
4258 | 12-WINDOW ALARM ANNUNCIATOR (30), FOR BOTH TRIP & NONTRIP ALARM, WITH BUILT IN, ACCEPT, RESET, TEST PUSH BUTTONS, AUX. VOLTAGE: 88-285V AC/DC RS485 WITH DC FAIL | ANNUNCIATOR | SWITCHGEAR | AL-AN-12W-88-285V-RS485-WI-DF | ALAN | _ | NA | Nos |  | Inventory | 12-WINDOW ALARM ANNUNCIATOR (30), FOR BOTH TRIP & NONTRIP ALARM, WITH BUILT IN, ACCEPT, RESET, TEST PUSH BUTTONS, AUX. VOLTAGE: 88-285V AC/DC RS485 WITH DC FAIL
4259 | 12-WINDOW ALARM ANNUNCIATOR (30), FOR BOTH TRIP & NONTRIP ALARM, WITH BUILT IN, ACCEPT, RESET, TEST PUSH BUTTONS, AUX. VOLTAGE: 88-285V AC/DC WITH DC FAIL | ANNUNCIATOR | SWITCHGEAR | AL-AN-12W-88-285V-WI-DF | ALAN | _ | NA | Nos |  | Inventory | 12-WINDOW ALARM ANNUNCIATOR (30), FOR BOTH TRIP & NONTRIP ALARM, WITH BUILT IN, ACCEPT, RESET, TEST PUSH BUTTONS, AUX. VOLTAGE: 88-285V AC/DC WITH DC FAIL
4260 | 14-WINDOW ALARM ANNUNCIATOR (30), FOR BOTH TRIP & NONTRIP ALARM, WITH BUILT IN, ACCEPT, RESET, TEST PUSH BUTTONS, AUX. VOLTAGE: 18-90V AC/DC | ANNUNCIATOR | SWITCHGEAR | AL-AN-14W-18-90V | ALAN | _ | NA | Nos |  | Inventory | 14-WINDOW ALARM ANNUNCIATOR (30), FOR BOTH TRIP & NONTRIP ALARM, WITH BUILT IN, ACCEPT, RESET, TEST PUSH BUTTONS, AUX. VOLTAGE: 18-90V AC/DC
4261 | 14-WINDOW ALARM ANNUNCIATOR (30), FOR BOTH TRIP & NONTRIP ALARM, WITH BUILT IN, ACCEPT, RESET, TEST PUSH BUTTONS, AUX. VOLTAGE: 18-90V AC/DC RS485 | ANNUNCIATOR | SWITCHGEAR | AL-AN-14W-18-90V-RS485 | ALAN | _ | NA | Nos |  | Inventory | 14-WINDOW ALARM ANNUNCIATOR (30), FOR BOTH TRIP & NONTRIP ALARM, WITH BUILT IN, ACCEPT, RESET, TEST PUSH BUTTONS, AUX. VOLTAGE: 18-90V AC/DC RS485
4262 | 14-WINDOW ALARM ANNUNCIATOR (30), FOR BOTH TRIP & NONTRIP ALARM, WITH BUILT IN, ACCEPT, RESET, TEST PUSH BUTTONS, AUX. VOLTAGE: 18-90V AC/DC RS485 WITH DC FAIL/AC FAIL | ANNUNCIATOR | SWITCHGEAR | AL-AN-14W-18-90V-RS485-WI-ADF | ALAN | _ | NA | Nos |  | Inventory | 14-WINDOW ALARM ANNUNCIATOR (30), FOR BOTH TRIP & NONTRIP ALARM, WITH BUILT IN, ACCEPT, RESET, TEST PUSH BUTTONS, AUX. VOLTAGE: 18-90V AC/DC RS485 WITH DC FAIL/AC FAIL
4263 | 14-WINDOW ALARM ANNUNCIATOR (30), FOR BOTH TRIP & NONTRIP ALARM, WITH BUILT IN, ACCEPT, RESET, TEST PUSH BUTTONS, AUX. VOLTAGE: 18-90V AC/DC RS485 WITH DC FAIL | ANNUNCIATOR | SWITCHGEAR | AL-AN-14W-18-90V-RS485-WI-DF | ALAN | _ | NA | Nos |  | Inventory | 14-WINDOW ALARM ANNUNCIATOR (30), FOR BOTH TRIP & NONTRIP ALARM, WITH BUILT IN, ACCEPT, RESET, TEST PUSH BUTTONS, AUX. VOLTAGE: 18-90V AC/DC RS485 WITH DC FAIL
4264 | 14-WINDOW ALARM ANNUNCIATOR (30), FOR BOTH TRIP & NONTRIP ALARM, WITH BUILT IN, ACCEPT, RESET, TEST PUSH BUTTONS, AUX. VOLTAGE: 18-90V AC/DC WITH DC FAIL | ANNUNCIATOR | SWITCHGEAR | AL-AN-14W-18-90V-WI-DF | ALAN | _ | NA | Nos |  | Inventory | 14-WINDOW ALARM ANNUNCIATOR (30), FOR BOTH TRIP & NONTRIP ALARM, WITH BUILT IN, ACCEPT, RESET, TEST PUSH BUTTONS, AUX. VOLTAGE: 18-90V AC/DC WITH DC FAIL
4265 | 14-WINDOW ALARM ANNUNCIATOR (30), FOR BOTH TRIP & NONTRIP ALARM, WITH BUILT IN, ACCEPT, RESET, TEST PUSH BUTTONS, AUX. VOLTAGE: 88-285V AC/DC | ANNUNCIATOR | SWITCHGEAR | AL-AN-14W-88-285V | ALAN | _ | NA | Nos |  | Inventory | 14-WINDOW ALARM ANNUNCIATOR (30), FOR BOTH TRIP & NONTRIP ALARM, WITH BUILT IN, ACCEPT, RESET, TEST PUSH BUTTONS, AUX. VOLTAGE: 88-285V AC/DC
4266 | 14-WINDOW ALARM ANNUNCIATOR (30), FOR BOTH TRIP & NONTRIP ALARM, WITH BUILT IN, ACCEPT, RESET, TEST PUSH BUTTONS, AUX. VOLTAGE: 88-285V AC/DC RS485 | ANNUNCIATOR | SWITCHGEAR | AL-AN-14W-88-285V-RS485 | ALAN | _ | NA | Nos |  | Inventory | 14-WINDOW ALARM ANNUNCIATOR (30), FOR BOTH TRIP & NONTRIP ALARM, WITH BUILT IN, ACCEPT, RESET, TEST PUSH BUTTONS, AUX. VOLTAGE: 88-285V AC/DC RS485
4267 | 14-WINDOW ALARM ANNUNCIATOR (30), FOR BOTH TRIP & NONTRIP ALARM, WITH BUILT IN, ACCEPT, RESET, TEST PUSH BUTTONS, AUX. VOLTAGE: 88-285V AC/DC RS485 WITH DC FAIL/AC FAIL | ANNUNCIATOR | SWITCHGEAR | AL-AN-14W-88-285V-RS485-WI-ADF | ALAN | _ | NA | Nos |  | Inventory | 14-WINDOW ALARM ANNUNCIATOR (30), FOR BOTH TRIP & NONTRIP ALARM, WITH BUILT IN, ACCEPT, RESET, TEST PUSH BUTTONS, AUX. VOLTAGE: 88-285V AC/DC RS485 WITH DC FAIL/AC FAIL
4268 | 14-WINDOW ALARM ANNUNCIATOR (30), FOR BOTH TRIP & NONTRIP ALARM, WITH BUILT IN, ACCEPT, RESET, TEST PUSH BUTTONS, AUX. VOLTAGE: 88-285V AC/DC RS485 WITH DC FAIL | ANNUNCIATOR | SWITCHGEAR | AL-AN-14W-88-285V-RS485-WI-DF | ALAN | _ | NA | Nos |  | Inventory | 14-WINDOW ALARM ANNUNCIATOR (30), FOR BOTH TRIP & NONTRIP ALARM, WITH BUILT IN, ACCEPT, RESET, TEST PUSH BUTTONS, AUX. VOLTAGE: 88-285V AC/DC RS485 WITH DC FAIL
4269 | 14-WINDOW ALARM ANNUNCIATOR (30), FOR BOTH TRIP & NONTRIP ALARM, WITH BUILT IN, ACCEPT, RESET, TEST PUSH BUTTONS, AUX. VOLTAGE: 88-285V AC/DC WITH DC FAIL | ANNUNCIATOR | SWITCHGEAR | AL-AN-14W-88-285V-WI-DF | ALAN | _ | NA | Nos |  | Inventory | 14-WINDOW ALARM ANNUNCIATOR (30), FOR BOTH TRIP & NONTRIP ALARM, WITH BUILT IN, ACCEPT, RESET, TEST PUSH BUTTONS, AUX. VOLTAGE: 88-285V AC/DC WITH DC FAIL
4270 | 15-WINDOW ALARM ANNUNCIATOR, (30), FOR BOTH TRIP & NON-TRIP ALARM, AUX. VOLTAGE:24V DC, WITH BUILT IN, ACCEPT, RESET, TEST PUSH BUTTONS, WITH DC FAIL FUNCTION. | ANNUNCIATOR | SWITCHGEAR | AL-AN-15W-18-90V | ALAN | _ | NA | Nos |  | Inventory | 15-WINDOW ALARM ANNUNCIATOR, (30), FOR BOTH TRIP & NON-TRIP ALARM, AUX. VOLTAGE:24V DC, WITH BUILT IN, ACCEPT, RESET, TEST PUSH BUTTONS, WITH DC FAIL FUNCTION.
4271 | 15-WINDOW ALARM ANNUNCIATOR (30), FOR BOTH TRIP & NONTRIP ALARM, WITH BUILT IN, ACCEPT, RESET, TEST PUSH BUTTONS,SOURCE 1:- AUX. VOLTAGE: 18-90V AC/DC & SOURCE 2:- AUX. VOLTAGE: 230V AC , WITH DC FAIL, WITH RS485 PORT | ANNUNCIATOR | SWITCHGEAR | AL-AN-15W-18-90V-RS485-WI-DF | ALAN | _ | NA | Nos |  | Inventory | 15-WINDOW ALARM ANNUNCIATOR (30), FOR BOTH TRIP & NONTRIP ALARM, WITH BUILT IN, ACCEPT, RESET, TEST PUSH BUTTONS,SOURCE 1:- AUX. VOLTAGE: 18-90V AC/DC & SOURCE 2:- AUX. VOLTAGE: 230V AC , WITH DC FAIL, WITH RS485 PORT
4272 | 16-WINDOW ALARM ANNUNCIATOR (30), FOR BOTH TRIP & NONTRIP ALARM, WITH BUILT IN, ACCEPT, RESET, TEST PUSH BUTTONS, AUX. VOLTAGE: 18-90V AC/DC | ANNUNCIATOR | SWITCHGEAR | AL-AN-16W-18-90V | ALAN | _ | NA | Nos |  | Inventory | 16-WINDOW ALARM ANNUNCIATOR (30), FOR BOTH TRIP & NONTRIP ALARM, WITH BUILT IN, ACCEPT, RESET, TEST PUSH BUTTONS, AUX. VOLTAGE: 18-90V AC/DC
4273 | 16-WINDOW ALARM ANNUNCIATOR (30), FOR BOTH TRIP & NONTRIP ALARM, WITH BUILT IN, ACCEPT, RESET, TEST PUSH BUTTONS, AUX. VOLTAGE: 18-90V AC/DC RS485 | ANNUNCIATOR | SWITCHGEAR | AL-AN-16W-18-90V-RS485 | ALAN | _ | NA | Nos |  | Inventory | 16-WINDOW ALARM ANNUNCIATOR (30), FOR BOTH TRIP & NONTRIP ALARM, WITH BUILT IN, ACCEPT, RESET, TEST PUSH BUTTONS, AUX. VOLTAGE: 18-90V AC/DC RS485
4274 | 16-WINDOW ALARM ANNUNCIATOR (30), FOR BOTH TRIP & NONTRIP ALARM, WITH BUILT IN, ACCEPT, RESET, TEST PUSH BUTTONS, AUX. VOLTAGE: 18-90V AC/DC RS485 WITH DC FAIL/AC FAIL | ANNUNCIATOR | SWITCHGEAR | AL-AN-16W-18-90V-RS485-WI-ADF | ALAN | _ | NA | Nos |  | Inventory | 16-WINDOW ALARM ANNUNCIATOR (30), FOR BOTH TRIP & NONTRIP ALARM, WITH BUILT IN, ACCEPT, RESET, TEST PUSH BUTTONS, AUX. VOLTAGE: 18-90V AC/DC RS485 WITH DC FAIL/AC FAIL
4275 | 16-WINDOW ALARM ANNUNCIATOR (30), FOR BOTH TRIP & NONTRIP ALARM, WITH BUILT IN, ACCEPT, RESET, TEST PUSH BUTTONS, AUX. VOLTAGE: 18-90V AC/DC RS485 WITH DC FAIL | ANNUNCIATOR | SWITCHGEAR | AL-AN-16W-18-90V-RS485-WI-DF | ALAN | _ | NA | Nos |  | Inventory | 16-WINDOW ALARM ANNUNCIATOR (30), FOR BOTH TRIP & NONTRIP ALARM, WITH BUILT IN, ACCEPT, RESET, TEST PUSH BUTTONS, AUX. VOLTAGE: 18-90V AC/DC RS485 WITH DC FAIL
4276 | 16-WINDOW ALARM ANNUNCIATOR (30), FOR BOTH TRIP & NONTRIP ALARM, WITH BUILT IN, ACCEPT, RESET, TEST PUSH BUTTONS, AUX. VOLTAGE: 88-285V AC/DC | ANNUNCIATOR | SWITCHGEAR | AL-AN-16W-88-285V | ALAN | _ | NA | Nos |  | Inventory | 16-WINDOW ALARM ANNUNCIATOR (30), FOR BOTH TRIP & NONTRIP ALARM, WITH BUILT IN, ACCEPT, RESET, TEST PUSH BUTTONS, AUX. VOLTAGE: 88-285V AC/DC
4277 | 16-WINDOW ALARM ANNUNCIATOR (30), FOR BOTH TRIP & NONTRIP ALARM, WITH BUILT IN, ACCEPT, RESET, TEST PUSH BUTTONS, AUX. VOLTAGE: 88-285V AC/DC RS485 | ANNUNCIATOR | SWITCHGEAR | AL-AN-16W-88-285V-RS485 | ALAN | _ | NA | Nos |  | Inventory | 16-WINDOW ALARM ANNUNCIATOR (30), FOR BOTH TRIP & NONTRIP ALARM, WITH BUILT IN, ACCEPT, RESET, TEST PUSH BUTTONS, AUX. VOLTAGE: 88-285V AC/DC RS485
4278 | 16-WINDOW ALARM ANNUNCIATOR (30), FOR BOTH TRIP & NONTRIP ALARM, WITH BUILT IN, ACCEPT, RESET, TEST PUSH BUTTONS, AUX. VOLTAGE: 88-285V AC/DC RS485 WITH DC FAIL/AC FAIL | ANNUNCIATOR | SWITCHGEAR | AL-AN-16W-88-285V-RS485-WI-ADF | ALAN | _ | NA | Nos |  | Inventory | 16-WINDOW ALARM ANNUNCIATOR (30), FOR BOTH TRIP & NONTRIP ALARM, WITH BUILT IN, ACCEPT, RESET, TEST PUSH BUTTONS, AUX. VOLTAGE: 88-285V AC/DC RS485 WITH DC FAIL/AC FAIL
4279 | 16-WINDOW ALARM ANNUNCIATOR (30), FOR BOTH TRIP & NONTRIP ALARM, WITH BUILT IN, ACCEPT, RESET, TEST PUSH BUTTONS, AUX. VOLTAGE: 88-285V AC/DC RS485 WITH AC FAIL | ANNUNCIATOR | SWITCHGEAR | AL-AN-16W-88-285V-RS485-WI-AF | ALAN | _ | NA | Nos |  | Inventory | 16-WINDOW ALARM ANNUNCIATOR (30), FOR BOTH TRIP & NONTRIP ALARM, WITH BUILT IN, ACCEPT, RESET, TEST PUSH BUTTONS, AUX. VOLTAGE: 88-285V AC/DC RS485 WITH AC FAIL
4280 | 16-WINDOW ALARM ANNUNCIATOR (30), FOR BOTH TRIP & NONTRIP ALARM, WITH BUILT IN, ACCEPT, RESET, TEST PUSH BUTTONS, AUX. VOLTAGE: 88-285V AC/DC RS485 WITH DC FAIL | ANNUNCIATOR | SWITCHGEAR | AL-AN-16W-88-285V-RS485-WI-DF | ALAN | _ | NA | Nos |  | Inventory | 16-WINDOW ALARM ANNUNCIATOR (30), FOR BOTH TRIP & NONTRIP ALARM, WITH BUILT IN, ACCEPT, RESET, TEST PUSH BUTTONS, AUX. VOLTAGE: 88-285V AC/DC RS485 WITH DC FAIL
4281 | 16-WINDOW ALARM ANNUNCIATOR (30), FOR BOTH TRIP & NONTRIP ALARM, WITH BUILT IN, ACCEPT, RESET, TEST PUSH BUTTONS, AUX. VOLTAGE: 88-285V AC/DC, WITH DC FAIL | ANNUNCIATOR | SWITCHGEAR | AL-AN-16W-88-285V-WI-DF | ALAN | - | - | Nos. |  | Inventory | 16-WINDOW ALARM ANNUNCIATOR (30), FOR BOTH TRIP & NONTRIP ALARM, WITH BUILT IN, ACCEPT, RESET, TEST PUSH BUTTONS, AUX. VOLTAGE: 88-285V AC/DC, WITH DC FAIL
4282 | 18-WINDOW ALARM ANNUNCIATOR (30), FOR BOTH TRIP & NONTRIP ALARM, WITH BUILT IN, ACCEPT, RESET, TEST PUSH BUTTONS, AUX. VOLTAGE: 18-90V AC/DC | ANNUNCIATOR | SWITCHGEAR | AL-AN-18W-18-90V | ALAN | _ | NA | Nos |  | Inventory | 18-WINDOW ALARM ANNUNCIATOR (30), FOR BOTH TRIP & NONTRIP ALARM, WITH BUILT IN, ACCEPT, RESET, TEST PUSH BUTTONS, AUX. VOLTAGE: 18-90V AC/DC
4283 | 18-WINDOW ALARM ANNUNCIATOR (30), FOR BOTH TRIP & NONTRIP ALARM, WITH BUILT IN, ACCEPT, RESET, TEST PUSH BUTTONS, AUX. VOLTAGE: 18-90V AC/DC RS485 | ANNUNCIATOR | SWITCHGEAR | AL-AN-18W-18-90V-RS485 | ALAN | _ | NA | Nos |  | Inventory | 18-WINDOW ALARM ANNUNCIATOR (30), FOR BOTH TRIP & NONTRIP ALARM, WITH BUILT IN, ACCEPT, RESET, TEST PUSH BUTTONS, AUX. VOLTAGE: 18-90V AC/DC RS485
4284 | 18-WINDOW ALARM ANNUNCIATOR (30), FOR BOTH TRIP & NONTRIP ALARM, WITH BUILT IN, ACCEPT, RESET, TEST PUSH BUTTONS, AUX. VOLTAGE: 18-90V AC/DC RS485 WITH DC FAIL/AC FAIL | ANNUNCIATOR | SWITCHGEAR | AL-AN-18W-18-90V-RS485-WI-ADF | ALAN | _ | NA | Nos |  | Inventory | 18-WINDOW ALARM ANNUNCIATOR (30), FOR BOTH TRIP & NONTRIP ALARM, WITH BUILT IN, ACCEPT, RESET, TEST PUSH BUTTONS, AUX. VOLTAGE: 18-90V AC/DC RS485 WITH DC FAIL/AC FAIL
4285 | 18-WINDOW ALARM ANNUNCIATOR (30), FOR BOTH TRIP & NONTRIP ALARM, WITH BUILT IN, ACCEPT, RESET, TEST PUSH BUTTONS, AUX. VOLTAGE: 18-90V AC/DC RS485 WITH DC FAIL | ANNUNCIATOR | SWITCHGEAR | AL-AN-18W-18-90V-RS485-WI-DF | ALAN | _ | NA | Nos |  | Inventory | 18-WINDOW ALARM ANNUNCIATOR (30), FOR BOTH TRIP & NONTRIP ALARM, WITH BUILT IN, ACCEPT, RESET, TEST PUSH BUTTONS, AUX. VOLTAGE: 18-90V AC/DC RS485 WITH DC FAIL
4286 | 18-WINDOW ALARM ANNUNCIATOR (30), FOR BOTH TRIP & NONTRIP ALARM, WITH BUILT IN, ACCEPT, RESET, TEST PUSH BUTTONS, AUX. VOLTAGE: 18-90V AC/DC WITH WHITE WINDOW FOR DC FAIL | ANNUNCIATOR | SWITCHGEAR | AL-AN-18W-18-90V-WI-DF | ALAN | _ | NA | Nos. |  | Inventory | 18-WINDOW ALARM ANNUNCIATOR (30), FOR BOTH TRIP & NONTRIP ALARM, WITH BUILT IN, ACCEPT, RESET, TEST PUSH BUTTONS, AUX. VOLTAGE: 18-90V AC/DC WITH WHITE WINDOW FOR DC FAIL
4287 | 18-WINDOW ALARM ANNUNCIATOR (30), FOR BOTH TRIP & NONTRIP ALARM, WITH BUILT IN, ACCEPT, RESET, TEST PUSH BUTTONS, AUX. VOLTAGE: 88-285V AC/DC | ANNUNCIATOR | SWITCHGEAR | AL-AN-18W-88-285V | ALAN | _ | NA | Nos |  | Inventory | 18-WINDOW ALARM ANNUNCIATOR (30), FOR BOTH TRIP & NONTRIP ALARM, WITH BUILT IN, ACCEPT, RESET, TEST PUSH BUTTONS, AUX. VOLTAGE: 88-285V AC/DC
4288 | 18-WINDOW ALARM ANNUNCIATOR (30), FOR BOTH TRIP & NONTRIP ALARM, WITH BUILT IN, ACCEPT, RESET, TEST PUSH BUTTONS, AUX. VOLTAGE: 88-285V AC/DC RS485 | ANNUNCIATOR | SWITCHGEAR | AL-AN-18W-88-285V-RS485 | ALAN | _ | NA | Nos |  | Inventory | 18-WINDOW ALARM ANNUNCIATOR (30), FOR BOTH TRIP & NONTRIP ALARM, WITH BUILT IN, ACCEPT, RESET, TEST PUSH BUTTONS, AUX. VOLTAGE: 88-285V AC/DC RS485
4289 | 18-WINDOW ALARM ANNUNCIATOR (30), FOR BOTH TRIP & NONTRIP ALARM, WITH BUILT IN, ACCEPT, RESET, TEST PUSH BUTTONS, AUX. VOLTAGE: 88-285V AC/DC RS485 WITH DC FAIL/AC FAIL | ANNUNCIATOR | SWITCHGEAR | AL-AN-18W-88-285V-RS485-WI-ADF | ALAN | _ | NA | Nos |  | Inventory | 18-WINDOW ALARM ANNUNCIATOR (30), FOR BOTH TRIP & NONTRIP ALARM, WITH BUILT IN, ACCEPT, RESET, TEST PUSH BUTTONS, AUX. VOLTAGE: 88-285V AC/DC RS485 WITH DC FAIL/AC FAIL
4290 | 18-WINDOW ALARM ANNUNCIATOR (30), FOR BOTH TRIP & NONTRIP ALARM, WITH BUILT IN, ACCEPT, RESET, TEST PUSH BUTTONS, AUX. VOLTAGE: 88-285V AC/DC RS485 WITH DC FAIL | ANNUNCIATOR | SWITCHGEAR | AL-AN-18W-88-285V-RS485-WI-DF | ALAN | _ | NA | Nos |  | Inventory | 18-WINDOW ALARM ANNUNCIATOR (30), FOR BOTH TRIP & NONTRIP ALARM, WITH BUILT IN, ACCEPT, RESET, TEST PUSH BUTTONS, AUX. VOLTAGE: 88-285V AC/DC RS485 WITH DC FAIL
4291 | 20-WINDOW ALARM ANNUNCIATOR (30), FOR BOTH TRIP & NONTRIP ALARM, WITH BUILT IN, ACCEPT, RESET, TEST PUSH BUTTONS, AUX. VOLTAGE: 18-90V AC/DC | ANNUNCIATOR | SWITCHGEAR | AL-AN-20W-18-90V | ALAN | _ | NA | Nos |  | Inventory | 20-WINDOW ALARM ANNUNCIATOR (30), FOR BOTH TRIP & NONTRIP ALARM, WITH BUILT IN, ACCEPT, RESET, TEST PUSH BUTTONS, AUX. VOLTAGE: 18-90V AC/DC
4292 | 20-WINDOW ALARM ANNUNCIATOR (30), FOR BOTH TRIP & NONTRIP ALARM, WITH BUILT IN, ACCEPT, RESET, TEST PUSH BUTTONS, AUX. VOLTAGE: 18-90V AC/DC RS485 | ANNUNCIATOR | SWITCHGEAR | AL-AN-20W-18-90V-RS485 | ALAN | _ | NA | Nos |  | Inventory | 20-WINDOW ALARM ANNUNCIATOR (30), FOR BOTH TRIP & NONTRIP ALARM, WITH BUILT IN, ACCEPT, RESET, TEST PUSH BUTTONS, AUX. VOLTAGE: 18-90V AC/DC RS485
4293 | 20-WINDOW ALARM ANNUNCIATOR (30), FOR BOTH TRIP & NONTRIP ALARM, WITH BUILT IN, ACCEPT, RESET, TEST PUSH BUTTONS, AUX. VOLTAGE: 88-285V AC/DC | ANNUNCIATOR | SWITCHGEAR | AL-AN-20W-88-285V | ALAN | _ | NA | Nos |  | Inventory | 20-WINDOW ALARM ANNUNCIATOR (30), FOR BOTH TRIP & NONTRIP ALARM, WITH BUILT IN, ACCEPT, RESET, TEST PUSH BUTTONS, AUX. VOLTAGE: 88-285V AC/DC
4294 | 20-WINDOW ALARM ANNUNCIATOR (30), FOR BOTH TRIP & NONTRIP ALARM, WITH BUILT IN, ACCEPT, RESET, TEST PUSH BUTTONS, AUX. VOLTAGE: 88-285V AC/DC RS485 | ANNUNCIATOR | SWITCHGEAR | AL-AN-20W-88-285V-RS485 | ALAN | _ | NA | Nos |  | Inventory | 20-WINDOW ALARM ANNUNCIATOR (30), FOR BOTH TRIP & NONTRIP ALARM, WITH BUILT IN, ACCEPT, RESET, TEST PUSH BUTTONS, AUX. VOLTAGE: 88-285V AC/DC RS485
4295 | 24-WINDOW ALARM ANNUNCIATOR (30), FOR BOTH TRIP & NONTRIP ALARM, WITH BUILT IN, ACCEPT, RESET, TEST PUSH BUTTONS, AUX. VOLTAGE: 18-90V AC/DC | ANNUNCIATOR | SWITCHGEAR | AL-AN-24W-18-90V | ALAN | _ | NA | Nos |  | Inventory | 24-WINDOW ALARM ANNUNCIATOR (30), FOR BOTH TRIP & NONTRIP ALARM, WITH BUILT IN, ACCEPT, RESET, TEST PUSH BUTTONS, AUX. VOLTAGE: 18-90V AC/DC
4296 | 24-WINDOW ALARM ANNUNCIATOR (30), FOR BOTH TRIP & NONTRIP ALARM, WITH BUILT IN, ACCEPT, RESET, TEST PUSH BUTTONS, AUX. VOLTAGE: 18-90V AC/DC RS485 | ANNUNCIATOR | SWITCHGEAR | AL-AN-24W-18-90V-RS485 | ALAN | _ | NA | Nos |  | Inventory | 24-WINDOW ALARM ANNUNCIATOR (30), FOR BOTH TRIP & NONTRIP ALARM, WITH BUILT IN, ACCEPT, RESET, TEST PUSH BUTTONS, AUX. VOLTAGE: 18-90V AC/DC RS485
4297 | 24-WINDOW ALARM ANNUNCIATOR (30), FOR BOTH TRIP & NONTRIP ALARM, WITH BUILT IN, ACCEPT, RESET, TEST PUSH BUTTONS, AUX. VOLTAGE: 18-90V AC/DC RS485 WITH DC FAIL/AC FAIL | ANNUNCIATOR | SWITCHGEAR | AL-AN-24W-18-90V-RS485-WI-ADF | ALAN | _ | NA | Nos |  | Inventory | 24-WINDOW ALARM ANNUNCIATOR (30), FOR BOTH TRIP & NONTRIP ALARM, WITH BUILT IN, ACCEPT, RESET, TEST PUSH BUTTONS, AUX. VOLTAGE: 18-90V AC/DC RS485 WITH DC FAIL/AC FAIL
4298 | 24-WINDOW ALARM ANNUNCIATOR (30), FOR BOTH TRIP & NONTRIP ALARM, WITH BUILT IN, ACCEPT, RESET, TEST PUSH BUTTONS, AUX. VOLTAGE: 18-90V AC/DC RS485 WITH DC FAIL | ANNUNCIATOR | SWITCHGEAR | AL-AN-24W-18-90V-RS485-WI-DF | ALAN | _ | NA | Nos |  | Inventory | 24-WINDOW ALARM ANNUNCIATOR (30), FOR BOTH TRIP & NONTRIP ALARM, WITH BUILT IN, ACCEPT, RESET, TEST PUSH BUTTONS, AUX. VOLTAGE: 18-90V AC/DC RS485 WITH DC FAIL
4299 | 24-WINDOW ALARM ANNUNCIATOR (30), FOR BOTH TRIP & NONTRIP ALARM, WITH BUILT IN, ACCEPT, RESET, TEST PUSH BUTTONS, AUX. VOLTAGE: 18-90V AC/DC, WITH DC FAIL | ANNUNCIATOR | SWITCHGEAR | AL-AN-24W-18-90V-WI-DF | ALAN | _ | NA | Nos |  | Inventory | 24-WINDOW ALARM ANNUNCIATOR (30), FOR BOTH TRIP & NONTRIP ALARM, WITH BUILT IN, ACCEPT, RESET, TEST PUSH BUTTONS, AUX. VOLTAGE: 18-90V AC/DC, WITH DC FAIL
4300 | 24-WINDOW ALARM ANNUNCIATOR (30), FOR BOTH TRIP & NONTRIP ALARM, WITH BUILT IN, ACCEPT, RESET, TEST PUSH BUTTONS, AUX. VOLTAGE: 88-285V AC/DC | ANNUNCIATOR | SWITCHGEAR | AL-AN-24W-88-285V | ALAN | _ | NA | Nos |  | Inventory | 24-WINDOW ALARM ANNUNCIATOR (30), FOR BOTH TRIP & NONTRIP ALARM, WITH BUILT IN, ACCEPT, RESET, TEST PUSH BUTTONS, AUX. VOLTAGE: 88-285V AC/DC
4341 | ALUMINIUM EXPLOSION VENT COVER | AL-SHEET | METAL | AL-EXPL-VEN-COVER | REPUTED | - | - | Nos |  | Inventory | ALUMINIUM EXPLOSION VENT COVER
4301 | 24-WINDOW ALARM ANNUNCIATOR (30), FOR BOTH TRIP & NONTRIP ALARM, WITH BUILT IN, ACCEPT, RESET, TEST PUSH BUTTONS, AUX. VOLTAGE: 88-285V AC/DC RS485 | ANNUNCIATOR | SWITCHGEAR | AL-AN-24W-88-285V-RS485 | ALAN | _ | NA | Nos |  | Inventory | 24-WINDOW ALARM ANNUNCIATOR (30), FOR BOTH TRIP & NONTRIP ALARM, WITH BUILT IN, ACCEPT, RESET, TEST PUSH BUTTONS, AUX. VOLTAGE: 88-285V AC/DC RS485
4302 | 24-WINDOW ALARM ANNUNCIATOR (30), FOR BOTH TRIP & NONTRIP ALARM, WITH BUILT IN, ACCEPT, RESET, TEST PUSH BUTTONS, AUX. VOLTAGE: 88-285V AC/DC RS485 WITH DC FAIL/AC FAIL | ANNUNCIATOR | SWITCHGEAR | AL-AN-24W-88-285V-RS485-WI-ADF | ALAN | _ | NA | Nos |  | Inventory | 24-WINDOW ALARM ANNUNCIATOR (30), FOR BOTH TRIP & NONTRIP ALARM, WITH BUILT IN, ACCEPT, RESET, TEST PUSH BUTTONS, AUX. VOLTAGE: 88-285V AC/DC RS485 WITH DC FAIL/AC FAIL
4303 | 24-WINDOW ALARM ANNUNCIATOR (30), FOR BOTH TRIP & NONTRIP ALARM, WITH BUILT IN, ACCEPT, RESET, TEST PUSH BUTTONS, AUX. VOLTAGE: 88-285V AC/DC RS485 WITH DC FAIL | ANNUNCIATOR | SWITCHGEAR | AL-AN-24W-88-285V-RS485-WI-DF | ALAN | _ | NA | Nos |  | Inventory | 24-WINDOW ALARM ANNUNCIATOR (30), FOR BOTH TRIP & NONTRIP ALARM, WITH BUILT IN, ACCEPT, RESET, TEST PUSH BUTTONS, AUX. VOLTAGE: 88-285V AC/DC RS485 WITH DC FAIL
4345 | BUSBAR AS PER SIZE | AL BUSBAR | BUSBAR & ACCESSORIES | AL-LV-0146 | REPUTED | _ | NA | Nos |  | Inventory | BUSBAR AS PER SIZE
4304 | 30-WINDOW ALARM ANNUNCIATOR (30), FOR BOTH TRIP & NONTRIP ALARM, WITH BUILT IN, ACCEPT, RESET, TEST PUSH BUTTONS, AUX. VOLTAGE: 88-285V AC/DC | ANNUNCIATOR | SWITCHGEAR | AL-AN-30W-88-285V | ALAN | - | - | Nos. |  | Inventory | 30-WINDOW ALARM ANNUNCIATOR (30), FOR BOTH TRIP & NONTRIP ALARM, WITH BUILT IN, ACCEPT, RESET, TEST PUSH BUTTONS, AUX. VOLTAGE: 88-285V AC/DC
4305 | 36-WINDOW ALARM ANNUNCIATOR (30), FOR BOTH TRIP & NONTRIP ALARM, WITH BUILT IN, ACCEPT, RESET, TEST PUSH BUTTONS, AUX. VOLTAGE: 88-285V AC/DC RS485 | ANNUNCIATOR | SWITCHGEAR | AL-AN-36W-88-285V-RS485 | ALAN | _ | NA | Nos. |  | Inventory | 36-WINDOW ALARM ANNUNCIATOR (30), FOR BOTH TRIP & NONTRIP ALARM, WITH BUILT IN, ACCEPT, RESET, TEST PUSH BUTTONS, AUX. VOLTAGE: 88-285V AC/DC RS485
4306 | 4-WINDOW ALARM ANNUNCIATOR (30), FOR BOTH TRIP & NONTRIP ALARM, WITH BUILT IN, ACCEPT, RESET, TEST PUSH BUTTONS, AUX. VOLTAGE: 18-90V AC/DC | ANNUNCIATOR | SWITCHGEAR | AL-AN-4W-18-90V | ALAN | _ | NA | Nos |  | Inventory | 4-WINDOW ALARM ANNUNCIATOR (30), FOR BOTH TRIP & NONTRIP ALARM, WITH BUILT IN, ACCEPT, RESET, TEST PUSH BUTTONS, AUX. VOLTAGE: 18-90V AC/DC
4307 | 4-WINDOW ALARM ANNUNCIATOR (30), FOR BOTH TRIP & NONTRIP ALARM, WITH BUILT IN, ACCEPT, RESET, TEST PUSH BUTTONS, AUX. VOLTAGE: 18-90V AC/DC RS485 | ANNUNCIATOR | SWITCHGEAR | AL-AN-4W-18-90V-RS485 | ALAN | _ | NA | Nos |  | Inventory | 4-WINDOW ALARM ANNUNCIATOR (30), FOR BOTH TRIP & NONTRIP ALARM, WITH BUILT IN, ACCEPT, RESET, TEST PUSH BUTTONS, AUX. VOLTAGE: 18-90V AC/DC RS485
4308 | 4-WINDOW ALARM ANNUNCIATOR (30), FOR BOTH TRIP & NONTRIP ALARM, WITH BUILT IN, ACCEPT, RESET, TEST PUSH BUTTONS, AUX. VOLTAGE: 18-90V AC/DC RS485 WITH DC FAIL/AC FAIL | ANNUNCIATOR | SWITCHGEAR | AL-AN-4W-18-90V-RS485-WI-ADF | ALAN | _ | NA | Nos |  | Inventory | 4-WINDOW ALARM ANNUNCIATOR (30), FOR BOTH TRIP & NONTRIP ALARM, WITH BUILT IN, ACCEPT, RESET, TEST PUSH BUTTONS, AUX. VOLTAGE: 18-90V AC/DC RS485 WITH DC FAIL/AC FAIL
4309 | 4-WINDOW ALARM ANNUNCIATOR (30), FOR BOTH TRIP & NONTRIP ALARM, WITH BUILT IN, ACCEPT, RESET, TEST PUSH BUTTONS, AUX. VOLTAGE: 18-90V AC/DC RS485 WITH DC FAIL | ANNUNCIATOR | SWITCHGEAR | AL-AN-4W-18-90V-RS485-WI-DF | ALAN | _ | NA | Nos |  | Inventory | 4-WINDOW ALARM ANNUNCIATOR (30), FOR BOTH TRIP & NONTRIP ALARM, WITH BUILT IN, ACCEPT, RESET, TEST PUSH BUTTONS, AUX. VOLTAGE: 18-90V AC/DC RS485 WITH DC FAIL
4310 | 4-WINDOW ALARM ANNUNCIATOR (30), FOR BOTH TRIP & NONTRIP ALARM, WITH BUILT IN, ACCEPT, RESET, TEST PUSH BUTTONS, AUX. VOLTAGE: 88-285V AC/DC | ANNUNCIATOR | SWITCHGEAR | AL-AN-4W-88-285V | ALAN | _ | NA | Nos |  | Inventory | 4-WINDOW ALARM ANNUNCIATOR (30), FOR BOTH TRIP & NONTRIP ALARM, WITH BUILT IN, ACCEPT, RESET, TEST PUSH BUTTONS, AUX. VOLTAGE: 88-285V AC/DC
4311 | 4-WINDOW ALARM ANNUNCIATOR (30), FOR BOTH TRIP & NONTRIP ALARM, WITH BUILT IN, ACCEPT, RESET, TEST PUSH BUTTONS, AUX. VOLTAGE: 88-285V AC/DC RS485 | ANNUNCIATOR | SWITCHGEAR | AL-AN-4W-88-285V-RS485 | ALAN | _ | NA | Nos |  | Inventory | 4-WINDOW ALARM ANNUNCIATOR (30), FOR BOTH TRIP & NONTRIP ALARM, WITH BUILT IN, ACCEPT, RESET, TEST PUSH BUTTONS, AUX. VOLTAGE: 88-285V AC/DC RS485
4312 | 4-WINDOW ALARM ANNUNCIATOR (30), FOR BOTH TRIP & NONTRIP ALARM, WITH BUILT IN, ACCEPT, RESET, TEST PUSH BUTTONS, AUX. VOLTAGE: 88-285V AC/DC RS485 WITH DC FAIL/AC FAIL | ANNUNCIATOR | SWITCHGEAR | AL-AN-4W-88-285V-RS485-WI-ADF | ALAN | _ | NA | Nos |  | Inventory | 4-WINDOW ALARM ANNUNCIATOR (30), FOR BOTH TRIP & NONTRIP ALARM, WITH BUILT IN, ACCEPT, RESET, TEST PUSH BUTTONS, AUX. VOLTAGE: 88-285V AC/DC RS485 WITH DC FAIL/AC FAIL
4313 | 4-WINDOW ALARM ANNUNCIATOR (30), FOR BOTH TRIP & NONTRIP ALARM, WITH BUILT IN, ACCEPT, RESET, TEST PUSH BUTTONS, AUX. VOLTAGE: 88-285V AC/DC RS485 WITH DC FAIL | ANNUNCIATOR | SWITCHGEAR | AL-AN-4W-88-285V-RS485-WI-DF | ALAN | _ | NA | Nos |  | Inventory | 4-WINDOW ALARM ANNUNCIATOR (30), FOR BOTH TRIP & NONTRIP ALARM, WITH BUILT IN, ACCEPT, RESET, TEST PUSH BUTTONS, AUX. VOLTAGE: 88-285V AC/DC RS485 WITH DC FAIL
4314 | 6-WINDOW ALARM ANNUNCIATOR (30), FOR BOTH TRIP & NONTRIP ALARM, WITH BUILT IN, ACCEPT, RESET, TEST PUSH BUTTONS, AUX. VOLTAGE: 18-90V AC/DC | ANNUNCIATOR | SWITCHGEAR | AL-AN-6W-18-90V | ALAN | _ | NA | Nos |  | Inventory | 6-WINDOW ALARM ANNUNCIATOR (30), FOR BOTH TRIP & NONTRIP ALARM, WITH BUILT IN, ACCEPT, RESET, TEST PUSH BUTTONS, AUX. VOLTAGE: 18-90V AC/DC
4315 | 6-WINDOW ALARM ANNUNCIATOR (30), FOR BOTH TRIP & NONTRIP ALARM, WITH BUILT IN, ACCEPT, RESET, TEST PUSH BUTTONS, AUX. VOLTAGE: 18-90V AC/DC RS485 | ANNUNCIATOR | SWITCHGEAR | AL-AN-6W-18-90V-RS485 | ALAN | _ | NA | Nos |  | Inventory | 6-WINDOW ALARM ANNUNCIATOR (30), FOR BOTH TRIP & NONTRIP ALARM, WITH BUILT IN, ACCEPT, RESET, TEST PUSH BUTTONS, AUX. VOLTAGE: 18-90V AC/DC RS485
4316 | 6-WINDOW ALARM ANNUNCIATOR (30), FOR BOTH TRIP & NONTRIP ALARM, WITH BUILT IN, ACCEPT, RESET, TEST PUSH BUTTONS, AUX. VOLTAGE: 18-90V AC/DC RS485 WITH DC FAIL/AC FAIL | ANNUNCIATOR | SWITCHGEAR | AL-AN-6W-18-90V-RS485-WI-ADF | ALAN | _ | NA | Nos |  | Inventory | 6-WINDOW ALARM ANNUNCIATOR (30), FOR BOTH TRIP & NONTRIP ALARM, WITH BUILT IN, ACCEPT, RESET, TEST PUSH BUTTONS, AUX. VOLTAGE: 18-90V AC/DC RS485 WITH DC FAIL/AC FAIL
4317 | 6-WINDOW ALARM ANNUNCIATOR (30), FOR BOTH TRIP & NONTRIP ALARM, WITH BUILT IN, ACCEPT, RESET, TEST PUSH BUTTONS, AUX. VOLTAGE: 18-90V AC/DC RS485 WITH DC FAIL | ANNUNCIATOR | SWITCHGEAR | AL-AN-6W-18-90V-RS485-WI-DF | ALAN | _ | NA | Nos |  | Inventory | 6-WINDOW ALARM ANNUNCIATOR (30), FOR BOTH TRIP & NONTRIP ALARM, WITH BUILT IN, ACCEPT, RESET, TEST PUSH BUTTONS, AUX. VOLTAGE: 18-90V AC/DC RS485 WITH DC FAIL
4318 | 6-WINDOW ALARM ANNUNCIATOR (30), FOR BOTH TRIP & NONTRIP ALARM, WITH BUILT IN, ACCEPT, RESET, TEST PUSH BUTTONS, AUX. VOLTAGE: 18-90V AC/DC WITH DC FAIL | ANNUNCIATOR | SWITCHGEAR | AL-AN-6W-18-90V-WI-DF | ALAN | _ | NA | Nos |  | Inventory | 6-WINDOW ALARM ANNUNCIATOR (30), FOR BOTH TRIP & NONTRIP ALARM, WITH BUILT IN, ACCEPT, RESET, TEST PUSH BUTTONS, AUX. VOLTAGE: 18-90V AC/DC WITH DC FAIL
4319 | 6-WINDOW ALARM ANNUNCIATOR (30), FOR BOTH TRIP & NONTRIP ALARM, WITH BUILT IN, ACCEPT, RESET, TEST PUSH BUTTONS, AUX. VOLTAGE: 88-285V AC/DC | ANNUNCIATOR | SWITCHGEAR | AL-AN-6W-88-285V | ALAN | _ | NA | Nos |  | Inventory | 6-WINDOW ALARM ANNUNCIATOR (30), FOR BOTH TRIP & NONTRIP ALARM, WITH BUILT IN, ACCEPT, RESET, TEST PUSH BUTTONS, AUX. VOLTAGE: 88-285V AC/DC
4320 | 6-WINDOW ALARM ANNUNCIATOR (30), FOR BOTH TRIP & NONTRIP ALARM, WITH BUILT IN, ACCEPT, RESET, TEST PUSH BUTTONS, AUX. VOLTAGE: 88-285V AC/DC RS485 | ANNUNCIATOR | SWITCHGEAR | AL-AN-6W-88-285V-RS485 | ALAN | _ | NA | Nos |  | Inventory | 6-WINDOW ALARM ANNUNCIATOR (30), FOR BOTH TRIP & NONTRIP ALARM, WITH BUILT IN, ACCEPT, RESET, TEST PUSH BUTTONS, AUX. VOLTAGE: 88-285V AC/DC RS485
4321 | 6-WINDOW ALARM ANNUNCIATOR (30), FOR BOTH TRIP & NONTRIP ALARM, WITH BUILT IN, ACCEPT, RESET, TEST PUSH BUTTONS, AUX. VOLTAGE: 88-285V AC/DC RS485 WITH DC FAIL/AC FAIL | ANNUNCIATOR | SWITCHGEAR | AL-AN-6W-88-285V-RS485-WI-ADF | ALAN | _ | NA | Nos |  | Inventory | 6-WINDOW ALARM ANNUNCIATOR (30), FOR BOTH TRIP & NONTRIP ALARM, WITH BUILT IN, ACCEPT, RESET, TEST PUSH BUTTONS, AUX. VOLTAGE: 88-285V AC/DC RS485 WITH DC FAIL/AC FAIL
4322 | 6-WINDOW ALARM ANNUNCIATOR (30), FOR BOTH TRIP & NONTRIP ALARM, WITH BUILT IN, ACCEPT, RESET, TEST PUSH BUTTONS, AUX. VOLTAGE: 88-285V AC/DC RS485 WITH DC FAIL | ANNUNCIATOR | SWITCHGEAR | AL-AN-6W-88-285V-RS485-WI-DF | ALAN | _ | NA | Nos |  | Inventory | 6-WINDOW ALARM ANNUNCIATOR (30), FOR BOTH TRIP & NONTRIP ALARM, WITH BUILT IN, ACCEPT, RESET, TEST PUSH BUTTONS, AUX. VOLTAGE: 88-285V AC/DC RS485 WITH DC FAIL
4323 | 6-WINDOW ALARM ANNUNCIATOR (30), FOR BOTH TRIP & NONTRIP ALARM, WITH BUILT IN, ACCEPT, RESET, TEST PUSH BUTTONS, AUX. VOLTAGE: 88-285V AC/DC WITH DC FAIL | ANNUNCIATOR | SWITCHGEAR | AL-AN-6W-88-285V-WI-DF | ALAN | _ | NA | Nos |  | Inventory | 6-WINDOW ALARM ANNUNCIATOR (30), FOR BOTH TRIP & NONTRIP ALARM, WITH BUILT IN, ACCEPT, RESET, TEST PUSH BUTTONS, AUX. VOLTAGE: 88-285V AC/DC WITH DC FAIL
4324 | 7-WINDOW ALARM ANNUNCIATOR (30), FOR BOTH TRIP & NONTRIP ALARM, WITH BUILT IN, ACCEPT, RESET, TEST PUSH BUTTONS, AUX. VOLTAGE: 18-90V C/DC | ANNUNCIATOR | SWITCHGEAR | AL-AN-7W-18-90V | ALAN | _ | NA | Nos |  | Inventory | 7-WINDOW ALARM ANNUNCIATOR (30), FOR BOTH TRIP & NONTRIP ALARM, WITH BUILT IN, ACCEPT, RESET, TEST PUSH BUTTONS, AUX. VOLTAGE: 18-90V C/DC
4325 | 7-WINDOW ALARM ANNUNCIATOR (30), FOR BOTH TRIP & NONTRIP ALARM, WITH BUILT IN, ACCEPT, RESET, TEST PUSH BUTTONS, AUX. VOLTAGE: 88-285V AC/DC,RS485 | ANNUNCIATOR | SWITCHGEAR | AL-AN-7W-88-285V-RS485 | ALAN | _ | NA | Nos |  | Inventory | 7-WINDOW ALARM ANNUNCIATOR (30), FOR BOTH TRIP & NONTRIP ALARM, WITH BUILT IN, ACCEPT, RESET, TEST PUSH BUTTONS, AUX. VOLTAGE: 88-285V AC/DC,RS485
4326 | 7-WINDOW ALARM ANNUNCIATOR (30), FOR BOTH TRIP & NONTRIP ALARM, WITH BUILT IN, ACCEPT, RESET, TEST PUSH BUTTONS, AUX. VOLTAGE: 88-285V AC/DC WITH DC FAIL,RS485 | ANNUNCIATOR | SWITCHGEAR | AL-AN-7W-88-285V-RS485-WI-DF | ALAN | _ | NA | Nos |  | Inventory | 7-WINDOW ALARM ANNUNCIATOR (30), FOR BOTH TRIP & NONTRIP ALARM, WITH BUILT IN, ACCEPT, RESET, TEST PUSH BUTTONS, AUX. VOLTAGE: 88-285V AC/DC WITH DC FAIL,RS485
4369 | AL-ROD-60-MM-DIA | AL BUSBAR | BUSBAR & ACCESSORIES | AL-ROD-60-MM-DIA | - | - | - | MTRS |  | Inventory | AL-ROD-60-MM-DIA
4370 | ALUMINIUM ROUND BUSBAR-OD-60MMXID-40MM,SUITBALE FOR VD4 BKR.-1250A | AL BUSBAR | BUSBAR & ACCESSORIES | AL-ROUND-MAIN-B.B-OD60MM | REPUTED | _ | NA | KGS |  | Inventory | ALUMINIUM ROUND BUSBAR-OD-60MMXID-40MM,SUITBALE FOR VD4 BKR.-1250A
4371 | ALUMINIUM ROUND BUSBAR-OD-60MMXID-40MM,SUITBALE FOR VD4 BKR-1250A | AL BUSBAR | BUSBAR & ACCESSORIES | AL-ROUND-OD60MM | REPUTED | _ | NA | MTRS |  | Inventory | ALUMINIUM ROUND BUSBAR-OD-60MMXID-40MM,SUITBALE FOR VD4 BKR-1250A
4372 | ALUMINIUM ROUND BUSBAR-OD-60MM SUITBALE FOR VD4 BKR-1250A | AL BUSBAR | BUSBAR & ACCESSORIES | AL-ROUND-OD60MM-B.B | REPUTED | _ | NA | MTRS |  | Inventory | ALUMINIUM ROUND BUSBAR-OD-60MM SUITBALE FOR VD4 BKR-1250A
4373 | ALUMINIUM SHEET SIZE: 2400X1200, THICKNESS: 1.2 Make : REPUTED | AL-SHEET | METAL | AL-SHT-2400X1200X1.2 | REPUTED | _ | NA | KGS |  | Inventory | ALUMINIUM SHEET SIZE: 2400X1200, THICKNESS: 1.2 Make : REPUTED
4374 | ALUMINIUM SHEET SIZE: 2400X1200, THICKNESS: 1.6 | AL-SHEET | METAL | AL-SHT-2400X1200X1.6 | REPUTED | _ | NA | KGS |  | Inventory | ALUMINIUM SHEET SIZE: 2400X1200, THICKNESS: 1.6
4375 | ALUMINIUM SHEET SIZE: 2400X1200, THICKNESS: 2.0 Make : REPUTED | AL-SHEET | METAL | AL-SHT-2400X1200X2.0 | REPUTED | _ | NA | KGS |  | Inventory | ALUMINIUM SHEET SIZE: 2400X1200, THICKNESS: 2.0 Make : REPUTED
4376 | ALUMINIUM SHEET SIZE: 2400X1200, THICKNESS: 5.0 | AL-SHEET | METAL | AL-SHT-2400X1200X5.0 | REPUTED | _ | NA | KGS |  | Inventory | ALUMINIUM SHEET SIZE: 2400X1200, THICKNESS: 5.0
4377 | ALUMINIUM SHEET SIZE: 2400X1200, THICKNESS: 6.0 | AL-SHEET | METAL | AL-SHT-2400X1200X6.0 | REPUTED | _ | NA | KGS |  | Inventory | ALUMINIUM SHEET SIZE: 2400X1200, THICKNESS: 6.0
4378 | ALUMINIUM SHEET SIZE: 2440X1220, THICKNESS: 1.0 Make : REPUTED | AL-SHEET | METAL | AL-SHT-2440X1220X1.0 | REPUTED | _ | NA | KGS |  | Inventory | ALUMINIUM SHEET SIZE: 2400X1200, THICKNESS: 1.0 Make : REPUTED
4379 | ALUMINIUM SHEET SIZE: 2440X1220, THICKNESS: 3.0 Make : REPUTED | AL-SHEET | METAL | AL-SHT-2440X1220X3.0 | REPUTED | _ | NA | KGS |  | Inventory | ALUMINIUM SHEET SIZE: 2400X1200, THICKNESS: 3.0 Make : REPUTED
4380 | ALUMINIUM SHEET SIZE: 2440X1220, THICKNESS: 4.0 Make : REPUTED | AL-SHEET | METAL | AL-SHT-2440X1220X4.0 | REPUTED | _ | NA | KGS |  | Inventory | ALUMINIUM SHEET SIZE: 2440X1220, THICKNESS: 4.0 Make : REPUTED
4381 | ALUMINIUM SHEET SIZE: 2440X1220, THICKNESS: 6.0 | AL-SHEET | METAL | AL-SHT-2440X1220X6.0 | REPUTED | _ | NA | KGS |  | Inventory | ALUMINIUM SHEET SIZE: 2440X1220, THICKNESS: 6.0
4382 | ALUMINIUM SHEET SIZE: 2500X1250, THICKNESS: 4.0 Make : REPUTED | AL-SHEET | METAL | AL-SHT-2500X1250X4.0 | REPUTED | _ | NA | KGS |  | Inventory | ALUMINIUM SHEET SIZE: 2500X1250, THICKNESS: 4.0 Make : REPUTED
4327 | 8-WINDOW ALARM ANNUNCIATOR (30), FOR BOTH TRIP & NONTRIP ALARM, WITH BUILT IN, ACCEPT, RESET, TEST PUSH BUTTONS, AUX. VOLTAGE: 18-90V AC/DC | ANNUNCIATOR | SWITCHGEAR | AL-AN-8W-18-90V | ALAN | _ | NA | Nos |  | Inventory | 8-WINDOW ALARM ANNUNCIATOR (30), FOR BOTH TRIP & NONTRIP ALARM, WITH BUILT IN, ACCEPT, RESET, TEST PUSH BUTTONS, AUX. VOLTAGE: 18-90V AC/DC
4384 | Intermediate Coat - AL177N | POWDER | POWDER & PAINT | AL177N | Akzo Nobel | - | - | KGS |  | Inventory | Intermediate Coat - AL177N
4328 | 8-WINDOW ALARM ANNUNCIATOR (30), FOR BOTH TRIP & NONTRIP ALARM, WITH BUILT IN, ACCEPT, RESET, TEST PUSH BUTTONS, AUX. VOLTAGE: 18-90V AC/DC RS485 | ANNUNCIATOR | SWITCHGEAR | AL-AN-8W-18-90V-RS485 | ALAN | _ | NA | Nos |  | Inventory | 8-WINDOW ALARM ANNUNCIATOR (30), FOR BOTH TRIP & NONTRIP ALARM, WITH BUILT IN, ACCEPT, RESET, TEST PUSH BUTTONS, AUX. VOLTAGE: 18-90V AC/DC RS485
4329 | 8-WINDOW ALARM ANNUNCIATOR (30), FOR BOTH TRIP & NONTRIP ALARM, WITH BUILT IN, ACCEPT, RESET, TEST PUSH BUTTONS, AUX. VOLTAGE: 18-90V AC/DC RS485 WITH DC FAIL/AC FAIL | ANNUNCIATOR | SWITCHGEAR | AL-AN-8W-18-90V-RS485-WI-ADF | ALAN | _ | NA | Nos |  | Inventory | 8-WINDOW ALARM ANNUNCIATOR (30), FOR BOTH TRIP & NONTRIP ALARM, WITH BUILT IN, ACCEPT, RESET, TEST PUSH BUTTONS, AUX. VOLTAGE: 18-90V AC/DC RS485 WITH DC FAIL/AC FAIL
4387 | ALLEN KEY SET FOR BENDING MACHINE | SHOP | TOOLS | ALLEN KEY SET | REPUTED | _ | NA | Nos | None | Inventory | ALLEN KEY SET FOR BENDING MACHINE
4388 | ALLEN-KEY | SHOP | TOOLS | ALLEN-KEY | REPUTED | _ | NA | Nos |  | Non Inventory | ALLEN-KEY
4389 | 10x55 ALLEN KEY BOLT | MS HARD | HARDWARE & ACCESSORIES | ALLEN-KEY-10X55 | REPUTED | BOLT | NA | Nos |  | Inventory | 10x55 ALLEN KEY BOLT
4390 | 12x100 ALLEN KEY BOLT | MS HARD | HARDWARE & ACCESSORIES | ALLEN-KEY-12X100 | REPUTED | BOLT | NA | Nos |  | Inventory | 12x100 ALLEN KEY BOLT
4391 | 12X60 ALLEN KEY BOLT . | LOCAL | HARDWARE & ACCESSORIES | ALLEN-KEY-12X60 | REPUTED | BOLT | NA | Nos |  | Inventory | 12X60 ALLEN KEY BOLT .
4392 | 12X70 ALLEN KEY BOLT . | LOCAL | HARDWARE & ACCESSORIES | ALLEN-KEY-12X70 | REPUTED | BOLT | NA | Nos |  | Inventory | 12X70 ALLEN KEY BOLT .
4393 | 4X25 ALLEN KEY BOLT | MS HARD | HARDWARE & ACCESSORIES | ALLEN-KEY-4X25 | REPUTED | BOLT | NA | Nos | None | Inventory | 4X25 ALLEN KEY BOLT
4394 | 4X30 ALLEN KEY BOLT | MS HARD | HARDWARE & ACCESSORIES | ALLEN-KEY-4X30 | REPUTED | BOLT | NA | Nos | None | Inventory | 4X30 ALLEN KEY BOLT
4395 | 6x10 ALLEN KEY BOLT | MS HARD | HARDWARE & ACCESSORIES | ALLEN-KEY-6X10 | REPUTED | BOLT | NA | Nos |  | Inventory | 6x10 ALLEN KEY BOLT
4396 | 8X35 ALLEN KEY BOLT | MS HARD | HARDWARE & ACCESSORIES | ALLEN-KEY-8X35 | REPUTED | BOLT | NA | Nos | None | Inventory | 8X35 ALLEN KEY BOLT
4397 | 8X45 ALLEN KEY BOLT . | LOCAL | HARDWARE & ACCESSORIES | ALLEN-KEY-8X45 | REPUTED | BOLT | NA | Nos |  | Inventory | 8X45 ALLEN KEY BOLT .
4398 | 8X50 ALLEN KEY BOLT | MS HARD | HARDWARE & ACCESSORIES | ALLEN-KEY-8X50 | REPUTED | BOLT | NA | Nos |  | Inventory | 8X50 ALLEN KEY BOLT
4330 | 8-WINDOW ALARM ANNUNCIATOR (30), FOR BOTH TRIP & NONTRIP ALARM, WITH BUILT IN, ACCEPT, RESET, TEST PUSH BUTTONS, SOURCE 1:- AUX. VOLTAGE: 18-90V AC/DC & SOURCE 2:- AUX. VOLTAGE: 230V AC , RS485 PORT WITH DC FAIL | ANNUNCIATOR | SWITCHGEAR | AL-AN-8W-18-90V-RS485-WI-DF | ALAN | _ | NA | Nos |  | Inventory | 8-WINDOW ALARM ANNUNCIATOR (30), FOR BOTH TRIP & NONTRIP ALARM, WITH BUILT IN, ACCEPT, RESET, TEST PUSH BUTTONS, SOURCE 1:- AUX. VOLTAGE: 18-90V AC/DC & SOURCE 2:- AUX. VOLTAGE: 230V AC , RS485 PORT WITH DC FAIL
4331 | 8-WINDOW ALARM ANNUNCIATOR (30), FOR BOTH TRIP & NONTRIP ALARM, WITH BUILT IN, ACCEPT, RESET, TEST PUSH BUTTONS, AUX. VOLTAGE: 18-90V AC/DC WITH DC FAIL | ANNUNCIATOR | SWITCHGEAR | AL-AN-8W-18-90V-WI-DF | ALAN | _ | NA | Nos |  | Inventory | 8-WINDOW ALARM ANNUNCIATOR (30), FOR BOTH TRIP & NONTRIP ALARM, WITH BUILT IN, ACCEPT, RESET, TEST PUSH BUTTONS, AUX. VOLTAGE: 18-90V AC/DC WITH DC FAIL
4332 | 8-WINDOW ALARM ANNUNCIATOR (30), FOR BOTH TRIP & NONTRIP ALARM, WITH BUILT IN, ACCEPT, RESET, TEST PUSH BUTTONS, AUX. VOLTAGE: 88-285V AC/DC | ANNUNCIATOR | SWITCHGEAR | AL-AN-8W-88-285V | ALAN | _ | NA | Nos |  | Inventory | 8-WINDOW ALARM ANNUNCIATOR (30), FOR BOTH TRIP & NONTRIP ALARM, WITH BUILT IN, ACCEPT, RESET, TEST PUSH BUTTONS, AUX. VOLTAGE: 88-285V AC/DC
4333 | 8-WINDOW ALARM ANNUNCIATOR (30), FOR BOTH TRIP & NONTRIP ALARM, WITH BUILT IN, ACCEPT, RESET, TEST PUSH BUTTONS, AUX. VOLTAGE: 88-285V AC/DC RS485 | ANNUNCIATOR | SWITCHGEAR | AL-AN-8W-88-285V-RS485 | ALAN | _ | NA | Nos |  | Inventory | 8-WINDOW ALARM ANNUNCIATOR (30), FOR BOTH TRIP & NONTRIP ALARM, WITH BUILT IN, ACCEPT, RESET, TEST PUSH BUTTONS, AUX. VOLTAGE: 88-285V AC/DC RS485
4334 | 8-WINDOW ALARM ANNUNCIATOR (30), FOR BOTH TRIP & NONTRIP ALARM, WITH BUILT IN, ACCEPT, RESET, TEST PUSH BUTTONS, AUX. VOLTAGE: 88-285V AC/DC RS485 WITH DC FAIL/AC FAIL | ANNUNCIATOR | SWITCHGEAR | AL-AN-8W-88-285V-RS485-WI-ADF | ALAN | _ | NA | Nos |  | Inventory | 8-WINDOW ALARM ANNUNCIATOR (30), FOR BOTH TRIP & NONTRIP ALARM, WITH BUILT IN, ACCEPT, RESET, TEST PUSH BUTTONS, AUX. VOLTAGE: 88-285V AC/DC RS485 WITH DC FAIL/AC FAIL
4335 | 8-WINDOW ALARM ANNUNCIATOR (30), FOR BOTH TRIP & NONTRIP ALARM, WITH BUILT IN, ACCEPT, RESET, TEST PUSH BUTTONS, AUX. VOLTAGE: 88-285V AC/DC RS485 WITH AC FAIL | ANNUNCIATOR | SWITCHGEAR | AL-AN-8W-88-285V-RS485-WI-AF | ALAN | _ | NA | Nos |  | Inventory | 8-WINDOW ALARM ANNUNCIATOR (30), FOR BOTH TRIP & NONTRIP ALARM, WITH BUILT IN, ACCEPT, RESET, TEST PUSH BUTTONS, AUX. VOLTAGE: 88-285V AC/DC RS485 WITH AC FAIL
4336 | 8-WINDOW ALARM ANNUNCIATOR (30), FOR BOTH TRIP & NONTRIP ALARM, WITH BUILT IN, ACCEPT, RESET, TEST PUSH BUTTONS, AUX. VOLTAGE: 88-285V AC/DC RS485 WITH DC FAIL | ANNUNCIATOR | SWITCHGEAR | AL-AN-8W-88-285V-RS485-WI-DF | ALAN | _ | NA | Nos |  | Inventory | 8-WINDOW ALARM ANNUNCIATOR (30), FOR BOTH TRIP & NONTRIP ALARM, WITH BUILT IN, ACCEPT, RESET, TEST PUSH BUTTONS, AUX. VOLTAGE: 88-285V AC/DC RS485 WITH DC FAIL
4337 | 8-WINDOW ALARM ANNUNCIATOR (30), FOR BOTH TRIP & NONTRIP ALARM, WITH BUILT IN, ACCEPT, RESET, TEST PUSH BUTTONS, AUX. VOLTAGE: 88-285V AC/DC WITH DC FAIL | ANNUNCIATOR | SWITCHGEAR | AL-AN-8W-88-285V-WI-DF | ALAN | _ | NA | Nos |  | Inventory | 8-WINDOW ALARM ANNUNCIATOR (30), FOR BOTH TRIP & NONTRIP ALARM, WITH BUILT IN, ACCEPT, RESET, TEST PUSH BUTTONS, AUX. VOLTAGE: 88-285V AC/DC WITH DC FAIL
4338 | BELL AUH- 2448 | HOOTER | SWITCHGEAR | AL-BELL-2448 | ALAN | _ | NA | Nos | None | Inventory | BELL AUH- 2448
4339 | BUZZER AUH-01 | HOOTER | SWITCHGEAR | AL-BUZZ-AUH01 | ALAN | _ | NA | Nos | None | Inventory | BUZZER AUH-01
4340 | ELECTRONIC BUZZER, AUX. VOLTAGE: 18-285 VAC/DC, SIZE 96X96mm. | HOOTER | SWITCHGEAR | AL-BUZZER-SIZE-96X96MM | ALAN | _ | NA | Nos |  | Inventory | ELECTRONIC BUZZER, AUX. VOLTAGE: 18-285 VAC/DC, SIZE 96X96mm.
4342 | AUH-01 | HOOTER | SWITCHGEAR | AL-HOO-AUH-01 | ALAN | _ | NA | Nos |  | Inventory | AUH-01
4343 | ARH-02 | HOOTER | SWITCHGEAR | AL-HOO-AUH-02 | ALAN | _ | NA | Nos | None | Inventory | ARH-02
4344 | AUH-2448 | HOOTER | SWITCHGEAR | AL-HOO-AUH2448 | ALAN | _ | NA | Nos | None | Inventory | AUH-2448
4346 | POWERPACK I/P 110V AC, O/P 110V DC | POWER PACK | SWITCHGEAR | AL-PP-110/110VDC | ALAN | _ | NA | Nos | None | Inventory | POWERPACK I/P 110V AC, O/P 110V DC
4347 | POWERPACK I/P 110V AC, O/P 220V DC | POWER PACK | SWITCHGEAR | AL-PP-110/220VDC | ALAN | _ | NA | Nos | None | Inventory | POWERPACK I/P 110V AC, O/P 220V DC
4348 | POWERPACK I/P 110V AC, O/P 24V DC | POWER PACK | SWITCHGEAR | AL-PP-110/24VDC | ALAN | _ | NA | Nos | None | Inventory | POWERPACK I/P 110V AC, O/P 24V DC
4349 | POWERPACK I/P 110V AC, O/P 30V DC | POWER PACK | SWITCHGEAR | AL-PP-110/30VDC | ALAN | _ | NA | Nos | None | Inventory | POWERPACK I/P 110V AC, O/P 30V DC
4350 | POWERPACK I/P 110V AC, O/P 48V DC | POWER PACK | SWITCHGEAR | AL-PP-110/48VDC | ALAN | _ | NA | Nos | None | Inventory | POWERPACK I/P 110V AC, O/P 48V DC
4351 | POWER PACK UNIT INPUT- 230V AC, OUTPUT- 110VDC, BATTERY BACKUP: 10MIN. | POWER PACK | SWITCHGEAR | AL-PP-230/110VDC | ALAN | _ | NA | Nos |  | Inventory | POWER PACK UNIT INPUT- 230V AC, OUTPUT- 110VDC, BATTERY BACKUP: 10MIN.
4352 | POWERPACK, I/P 230V AC, O/P 110V DC, 100W, 1A, Backup: 10mins., @100W, | POWER PACK | SWITCHGEAR | AL-PP-230/110VDC-10MIN | ALAN | _ | NA | Nos |  | Inventory | POWERPACK, I/P 230V AC, O/P 110V DC, 100W, 1A, Backup: 10mins., @100W,
4353 | POWER PACK UNIT INPUT- 230V AC, OUTPUT - 110V DC, CONTINUOUS LOAD-50W, BATTERY BACKUP=2 HRS | POWER PACK | SWITCHGEAR | AL-PP-230/110VDC-2HR | ALAN | _ | NA | Nos. |  | Inventory | POWER PACK UNIT INPUT- 230V AC, OUTPUT - 110V DC, CONTINUOUS LOAD-50W, BATTERY BACKUP=2 HRS
4354 | POWERPACK, I/P 230V AC, O/P 110V DC, 100W, 1A, Backup: 30mins., @100W, | POWER PACK | SWITCHGEAR | AL-PP-230/110VDC-30MIN | ALAN | _ | NA | Nos | None | Inventory | POWERPACK, I/P 230V AC, O/P 110V DC, 100W, 1A, Backup: 30mins., @100W,
4355 | POWERPACK, I/P 230V AC, O/P 110V DC, 100W, 1A, Backup: 30mins., @100W,WITH 17AH BATTERY | POWER PACK | SWITCHGEAR | AL-PP-230/110VDC-30MIN-17AH | ALAN | _ | NA | Nos |  | Inventory | POWERPACK, I/P 230V AC, O/P 110V DC, 100W, 1A, Backup: 30mins., @100W,WITH 17AH BATTERY
4356 | POWER PACK UNIT INPUT- 230V AC, OUTPUT - 110V DC, BURDEN: 100W, BATTERY BACKUP=4 HRS, Ah=26Ah | POWER PACK | SWITCHGEAR | AL-PP-230/110VDC-4HR | ALAN | _ | NA | Nos. |  | Inventory | POWER PACK UNIT INPUT- 230V AC, OUTPUT - 110V DC, BURDEN: 100W, BATTERY BACKUP=4 HRS, Ah=26Ah
4357 | POWERPACK I/P 230V AC, O/P 110V DC, BATTERY BACKUP 60 MINUTES, | POWER PACK | SWITCHGEAR | AL-PP-230/110VDC-60-MIN- | ALAN | _ | NA | Nos |  | Inventory | POWERPACK I/P 230V AC, O/P 110V DC, BATTERY BACKUP 60 MINUTES,
4358 | POWERPACK I/P 230V AC, O/P 220V DC | POWER PACK | SWITCHGEAR | AL-PP-230/220VDC | ALAN | _ | NA | Nos | None | Inventory | POWERPACK I/P 230V AC, O/P 220V DC
4359 | POWERPACK I/P 230V AC, O/P 24V DC | POWER PACK | SWITCHGEAR | AL-PP-230/24VDC | ALAN | _ | NA | Nos | None | Inventory | POWERPACK I/P 230V AC, O/P 24V DC
4360 | POWERPACK, I/P 230V AC, O/P 24V DC, 100W, 1A, Backup: 30mins., @100W, | POWER PACK | SWITCHGEAR | AL-PP-230/24VDC-30MIN | ALAN | _ | NA | Nos | None | Inventory | POWERPACK, I/P 230V AC, O/P 24V DC, 100W, 1A, Backup: 30mins., @100W,
4361 | POWER PACK UNIT INPUT- 230V AC, OUTPUT - 24V DC, BURDEN: 100W, BATTERY BACKUP=60 MINUTES. | POWER PACK | SWITCHGEAR | AL-PP-230/24VDC-60MIN | ALAN | _ | NA | Nos |  | Inventory | POWER PACK UNIT INPUT- 230V AC, OUTPUT - 24V DC, BURDEN: 100W, BATTERY BACKUP=60 MINUTES.
4362 | POWERPACK I/P 230V AC, O/P 30V DC | POWER PACK | SWITCHGEAR | AL-PP-230/30VDC | ALAN | _ | NA | Nos | None | Inventory | POWERPACK I/P 230V AC, O/P 30V DC
4363 | POWERPACK I/P 230V AC, O/P 48V DC | POWER PACK | SWITCHGEAR | AL-PP-230/48VDC | ALAN | _ | NA | Nos | None | Inventory | POWERPACK I/P 230V AC, O/P 48V DC
4364 | POWER PACK UNIT INPUT- 230V AC, OUTPUT - 110V DC, BATTERY BACKUP=30 MINUTES. | POWER PACK | SWITCHGEAR | AL-PP-230VAC/110VDC-30MIN | ALAN | - | NA | Nos. |  | Inventory | POWER PACK UNIT INPUT- 230V AC, OUTPUT - 110V DC, BATTERY BACKUP=30 MINUTES.
4365 | POWER PACK UNIT INPUT- 230V AC, OUTPUT - 110V DC, BATTERY BACKUP<=60 MINUTES. | POWER PACK | SWITCHGEAR | AL-PP-230VAC/110VDC-60MIN | ALAN | - | NA | Nos. |  | Inventory | POWER PACK UNIT INPUT- 230V AC, OUTPUT - 110V DC, BATTERY BACKUP<=60 MINUTES.
4366 | POWER PACK UNIT INPUT- 230V AC OR 110VAC, OUTPUT - 110V DC, BATTERY BACKUP<=10 MINUTES. | POWER PACK | SWITCHGEAR | AL-PP-230VAC_110VAC/110VDC-10MIN | ALAN | - | NA | Nos. |  | Inventory | POWER PACK UNIT INPUT- 230V AC OR 110VAC, OUTPUT - 110V DC, BATTERY BACKUP<=10 MINUTES.
4367 | BATTERY CHARGER UNIT INPUT I - 190-285 V AC, OUTPUT- 24 V DC (VOLTAGE BASED ON BATTERY VOLTAGE) CONTINUOUS - 10A, INDICATION - a)INPUT POWER ON, b)OUTPUT ON, c)LOAD ON BATTERY, d)BATTERY REVERSE, e)BATTERY REVERSE ALARM, P.F CONTACTS FOR FAULT CONDITION (CONTACT RATING 3A / 250 V AC / 24 V DC) - a) AC FAIL / CHARGER FAIL, b) BATTERY LOW, | POWER PACK | SWITCHGEAR | AL-PP-BC-230V AC/24V DC | ALAN | _ | NA | Nos | None | Inventory | BATTERY CHARGER UNIT INPUT I - 190-285 V AC, OUTPUT- 24 V DC (VOLTAGE BASED ON BATTERY VOLTAGE) CONTINUOUS - 10A, INDICATION - a)INPUT POWER ON, b)OUTPUT ON, c)LOAD ON BATTERY, d)BATTERY REVERSE, e)BATTERY REVERSE ALARM, P.F CONTACTS FOR FAULT CONDITION (CONTACT RATING 3A / 250 V AC / 24 V DC) - a) AC FAIL / CHARGER FAIL, b) BATTERY LOW,
4368 | POWER SUPPLY,230V AC,110V DC,5A | - | SWITCHGEAR | AL-PS-230/110VDC | ALAN | - | - | Nos |  | Inventory | POWER SUPPLY,230V AC,110V DC,5A
4481 | 16WINDOW ANNUNCIATOR 88-285V AC/DC,code no.2D0B16SSR0AHH | ANNUNCIATOR | SWITCHGEAR | ANN-MD01-00315-A0 | ALAN | _ | NA | Nos | None | Inventory | 16WINDOW ANNUNCIATOR 88-285V AC/DC,code no.2D0B16SSR0AHH
4198 | AIR VENT | FAN | SWITCHGEAR | AIR-VENT | ALLIED MOULDED | - | - | Nos |  | Inventory | AIR VENT
2848 | 6A, 3-PIN SOCKET WITH 1 SWITCHES BOX, 230V AC | Indus Socket | SWITCHGEAR | 3PIN-SOCKET-1SW-ANC | ANCHOR | - | - | Nos. |  | Inventory | 6A, 3-PIN SOCKET WITH 1 SWITCHES BOX, 230V AC
2849 | PLUG SOCKET 230V AC 1P+N+E 5A | Indus Socket | SWITCHGEAR | 3PIN-SOCKET-ANC | ANCHOR | - | - | Nos. |  | Inventory | PLUG SOCKET 230V AC 1P+N+E 5A
3591 | 3-SWITCH COMBINED BOX, WITH 15A, 5 PIN SOCKET, 230V AC, MAKE :ANCHOR | Indus Socket | SWITCHGEAR | 5PIN-SOCKET-15A-3SW-ANC | ANCHOR | _ | NA | Nos |  | Inventory | 3-SWITCH COMBINED BOX, WITH 15A, 5 PIN SOCKET, 230V AC, MAKE :ANCHOR
3595 | 3-SWITCH COMBINED BOX, WITH 5 PIN SOCKET, 5A, 230V AC, MAKE :ANCHOR | Indus Socket | SWITCHGEAR | 5PIN-SOCKET-3SW-ANC | ANCHOR | _ | NA | Nos |  | Inventory | 3-SWITCH COMBINED BOX, WITH 5 PIN SOCKET, 5A, 230V AC, MAKE :ANCHOR
3596 | 15A 5 PIN SWITCH & SOCKET | Indus Socket | SWITCHGEAR | 5PIN-SOCKET-SW-ANC | ANCHOR | - | - | Nos. |  | Inventory | 15A 5 PIN SWITCH & SOCKET
4443 | 25sq.mm, Ring type Non-Insulated LUG-E10, AL | LUG | WIRE & ACCESSORIES | ALS-219 | DOWELLS | _ | NA | Nos |  | Inventory | 25sq.mm, Ring type Non-Insulated LUG-E10, AL
4444 | 70sq.mm, Ring type Non-Insulated LUG-E10, AL | LUG | WIRE & ACCESSORIES | ALS-225 | DOWELLS | _ | NA | Nos |  | Inventory | 70sq.mm, Ring type Non-Insulated LUG-E10, AL
4445 | 95sq.mm, Ring type Non-Insulated LUG-E10, AL | LUG | WIRE & ACCESSORIES | ALS-227 | DOWELLS | _ | NA | Nos |  | Inventory | 95sq.mm, Ring type Non-Insulated LUG-E10, AL
4446 | 240sq.mm, Ring type Non-Insulated LUG-E12, AL | LUG | WIRE & ACCESSORIES | ALS-236 | DOWELLS | _ | NA | Nos |  | Inventory | 240sq.mm, Ring type Non-Insulated LUG-E12, AL
4447 | 120sq.mm, Ring type Non-Insulated LUG-E10, AL | LUG | WIRE & ACCESSORIES | ALS-257 | DOWELLS | _ | NA | Nos |  | Inventory | 120sq.mm, Ring type Non-Insulated LUG-E10, AL
4448 | 150sq.mm, Ring type Non-Insulated LUG-E10, AL | LUG | WIRE & ACCESSORIES | ALS-258 | DOWELLS | _ | NA | Nos |  | Inventory | 150sq.mm, Ring type Non-Insulated LUG-E10, AL
4449 | 50sq.mm, Ring type Non-Insulated LUG-E10, AL | LUG | WIRE & ACCESSORIES | ALS-312 | DOWELLS | _ | NA | Nos |  | Inventory | 50sq.mm, Ring type Non-Insulated LUG-E10, AL
4450 | ALUMINUIM SPINDLE | RACK-ITEM | ACCESSORIES | ALU-SPINDLE | REPUTED | - | - | Nos |  | Inventory | ALUMINUIM SPINDLE
4451 | ALUMINIUM BUSHING RING FOR 33KV VD4 1250A | BROUGHTOUT | ACCESSORIES | ALU_RING_1250A | TSPL | _ | NA | Nos |  | Inventory | ALUMINIUM BUSHING RING FOR 33KV VD4 1250A
4452 | ALUMINIUM BUSHING RING FOR 33KV VD4 1600A | BROUGHTOUT | ACCESSORIES | ALU_RING_1600A | TSPL | _ | NA | Nos |  | Inventory | ALUMINIUM BUSHING RING FOR 33KV VD4 1600A
4453 | ALUMINIUM CHANNEL-75X40X6 | ANGEL | METAL | ALUMINIUM-CHANNEL-75X40X6 | REPUTED | _ | NA | KGS |  | Inventory | ALUMINIUM CHANNEL-75X40X6
4454 | ALUZINC SHEET SIZE 1250MM X 2500MM X 1MM THK, | ALUZINC | METAL | ALUZINC-1250X2500X1 | DOMBU | - | - | KGS |  | Inventory | ALUZINC SHEET SIZE 1250MM X 2500MM X 1MM THK,
4455 | ALUZINC SHEET SIZE 1250MM X 2500MM X 1.5MM THK, | ALUZINC | METAL | ALUZINC-1250X2500X1.5 | DOMBU | - | - | KGS |  | Inventory | ALUZINC SHEET SIZE 1250MM X 2500MM X 1.5MM THK,
4456 | ALUZINC SHEET SIZE 1250MM X 2500MM X 2MM THK, | ALUZINC | METAL | ALUZINC-1250X2500X2 | DOMBU | - | - | KGS |  | Inventory | ALUZINC SHEET SIZE 1250MM X 2500MM X 2MM THK,
4457 | ALUZINC SHEET SIZE 1250MM X 2500MM X2.5MM THK, | ALUZINC | METAL | ALUZINC-1250X2500X2.5 | DOMBU | - | - | KGS |  | Inventory | ALUZINC SHEET SIZE 1250MM X 2500MM X2.5MM THK,
4458 | ALUZINC SHEET SIZE 1250MM X 3000MM X2MM THK, | ALUZINC | METAL | ALUZINC-1250X3000X2 | DOMBU | - | - | KGS |  | Inventory | ALUZINC SHEET SIZE 1250MM X 3000MM X2MM THK,
3626 | ROMA SWITCH 6 AMP | Indus Socket | SWITCHGEAR | 6A-SWITCH | ANCHOR | - | - | Nos. |  | Inventory | ROMA SWITCH 6 AMP
4468 | 5-PIN SOCKET WITH 3 SWITCHES BOX | Indus Socket | SWITCHGEAR | ANCHOR-5PIN-SOCKET-3SW | ANCHOR | - | - | Nos. |  | Inventory | 5-PIN SOCKET WITH 3 SWITCHES BOX
4461 | Primer - ALZ66N | POWDER | POWDER & PAINT | ALZ66N | Akzo Nobel | - | - | KGS |  | Inventory | Primer - ALZ66N
4462 | - | SERVICE | - | AMC | REPUTED | - | - | Year |  | Non Inventory | -
6429 | ROMA DEKO PLATE | Indus Socket | SWITCHGEAR | DEKO_PLATE | ANCHOR | - | - | Nos. |  | Inventory | ROMA DEKO PLATE
15672 | 13 AMP, UNIVERSAL TYPE SOCKET: MAKE: ANCHOR ROMA | Indus Socket | SWITCHGEAR | UNIVERSAL_SOCKET_13A | ANCHOR | - | - | Nos. |  | Inventory | 13 AMP, UNIVERSAL TYPE SOCKET: MAKE: ANCHOR ROMA
4491 | SPACE HEATER 230V AC, 100W | SPACE HEATER | SWITCHGEAR | APT-SP-HE-100WATT-230V | APT CONTROLS | _ | NA | Nos |  | Inventory | SPACE HEATER 230V AC, 100W
4492 | SPACE HEATER 230V AC, 200W | SPACE HEATER | SWITCHGEAR | APT-SP-HE-200WATT-230V | APT CONTROLS | _ | NA | Nos |  | Inventory | SPACE HEATER 230V AC, 200W
4493 | THERMOSTAT, SETTING : 0-75 DEG. CEN. 20A, 230V AC, 50 HZ. | THERMOSTAT | SWITCHGEAR | APT-THERMOSTAT-20A-230V | APT CONTROLS | _ | NA | Nos |  | Inventory | THERMOSTAT, SETTING : 0-75 DEG. CEN. 20A, 230V AC, 50 HZ.
3733 | TYPE: A21T, TRANSFORMER DIFFERENTIAL PROTECTION RELAY, NON DRAWOUT,FUNCTIONS: (50+51+50N+51N+87T), FLUSH MOUNTING, AUX. VOLTAGE: 110V DC,CONTACTS: 6 BI + 6 BO, In: 1A, WITH RS-485 PORT. | RELAY | SWITCHGEAR | A21T | ASHIDA | _ | NA | Nos |  | Inventory | TYPE: A21T, TRANSFORMER DIFFERENTIAL PROTECTION RELAY, NON DRAWOUT,FUNCTIONS: (50+51+50N+51N+87T), FLUSH MOUNTING, AUX. VOLTAGE: 110V DC,CONTACTS: 6 BI + 6 BO, In: 1A, WITH RS-485 PORT.
3734 | MULTIFUNTION RELAY, FUNCTION:(50+51+50N+51N), CONTACTS: 4BI+4BO, 5A, MODBUS PROTOCOL WITH RS485 AUX VOLT: 24V DC, | RELAY | SWITCHGEAR | A22F 24V DC | ASHIDA | _ | NA | Nos | None | Inventory | MULTIFUNTION RELAY, FUNCTION:(50+51+50N+51N), CONTACTS: 4BI+4BO, 5A, MODBUS PROTOCOL WITH RS485 AUX VOLT: 24V DC,
3735 | TYPE :A22F, 3P, NUMERICAL MULTIFUNCTION RELAY, FUNCTIONS : (50+51+50N+51N+95), COMMUNICABLE NON-DRAWOUT TYPE, FLUSH MOUNTING, CONTACTS : 4 DI + 4 DO AUX. VOLTAGE : 110V DC, In: 1A., FREQ.: 50 HZ.,WITH RS 485 REAR PORT. | RELAY | SWITCHGEAR | A22FB001000030B | ASHIDA | _ | NA | Nos |  | Inventory | TYPE :A22F, 3P, NUMERICAL MULTIFUNCTION RELAY, FUNCTIONS : (50+51+50N+51N+95), COMMUNICABLE NON-DRAWOUT TYPE, FLUSH MOUNTING, CONTACTS : 4 DI + 4 DO AUX. VOLTAGE : 110V DC, In: 1A., FREQ.: 50 HZ.,WITH RS 485 REAR PORT.
4471 | ANGEL-100X100X6, Make : REPUTED | ANGEL | METAL | ANGEL-100X100X6 | BALBIR | _ | NA | KGS |  | Inventory | ANGEL-100X100X6, Make : REPUTED
4472 | ANGEL - 20X20X3, Make : REPUTED | ANGEL | METAL | ANGEL-20X20X3 | BALBIR | _ | NA | KGS |  | Inventory | ANGEL - 20X20X3, Make : REPUTED
4473 | ANGEL - 25X25X4, Make : REPUTED | ANGEL | METAL | ANGEL-25X25X4 | BALBIR | _ | NA | KGS |  | Inventory | ANGEL - 25X25X4, Make : REPUTED
4474 | ANGEL - 40X40X5, Make : REPUTED | ANGEL | METAL | ANGEL-40X40X5 | BALBIR | _ | NA | KGS |  | Inventory | ANGEL - 40X40X5, Make : REPUTED
4475 | ANGEL - 40X40X6, Make : BALBIR | ANGEL | METAL | ANGEL-40X40X6 | BALBIR | _ | NA | KGS |  | Inventory | ANGEL - 40X40X6, Make : BALBIR
4476 | ANGEL-50X50X6, Make : BALBIR | ANGEL | METAL | ANGEL-50X50X6 | BALBIR | _ | NA | KGS |  | Inventory | ANGEL-50X50X6, Make : BALBIR
4477 | ANGEL-50X50X8, Make : BALBIR | ANGEL | METAL | ANGEL-50X50X8 | BALBIR | _ | NA | KGS |  | Inventory | ANGEL-50X50X8, Make : BALBIR
4478 | ANGEL-60X60X6, Make : REPUTED | ANGEL | METAL | ANGEL-60X60X6 | BALBIR | _ | NA | KGS |  | Inventory | ANGEL-60X60X6, Make : REPUTED
4479 | ANGEL-65X65X6, Make : REPUTED | ANGEL | METAL | ANGEL-65X65X6 | BALBIR | _ | NA | KGS |  | Inventory | ANGEL-65X65X6, Make : REPUTED
4480 | ANGEL-65X65X8, Make : REPUTED | ANGEL | METAL | ANGEL-65X65X8 | BALBIR | _ | NA | KGS |  | Inventory | ANGEL-65X65X8, Make : REPUTED
4042 | NUMERICAL MULTIFUNCTION RELAY,FUNCTIONS: OC/EF, FLUSH MOUNTING, TYPE-ADR-111A FLUSH MOUNTING, AUX. VOLTAGE: 24V-240V AC/DC, In: 1A/5A, CONTACT-3NO | RELAY | SWITCHGEAR | ADR111A–AM–110–01–04–28–03–00–00 | ASHIDA | _ | NA | Nos |  | Inventory | NUMERICAL MULTIFUNCTION RELAY,FUNCTIONS: OC/EF, FLUSH MOUNTING, TYPE-ADR-111A FLUSH MOUNTING, AUX. VOLTAGE: 24V-240V AC/DC, In: 1A/5A, CONTACT-3NO
4482 | Price Schedule for Office Area dated. 21.6.21 | CAPITAL GOODS | TOOLS | ANNEXURE-I | REPUTED | _ | NA | SET |  | Non Inventory | Price Schedule for Office Area dated. 21.6.21
4483 | Price Schedule for Production Area dated 17/6/21 | CAPITAL GOODS | TOOLS | ANNEXURE-II | REPUTED | _ | NA | SET |  | Non Inventory | Price Schedule for Production Area dated 17/6/21
4484 | Price Schedule for MEP dated 21/6/21 | CAPITAL GOODS | TOOLS | ANNEXURE-III | REPUTED | _ | NA | SET |  | Non Inventory | Price Schedule for MEP dated 21/6/21
4043 | U/V O/V RELAY - NUMERICAL TYPE, IDMT & INST O/C + E/F RELAY, FUNCTION: 50+51+50N+51N+95, FLUSH MOUNTING, PLUG IN TYPE, AUX VOLTAGE: 24 - 250V AC/ DC, Vn: 110VAC, NON-COMMUNICABLE TYPE | RELAY | SWITCHGEAR | ADR132A | ASHIDA | _ | NA | Nos |  | Inventory | U/V O/V RELAY - NUMERICAL TYPE, IDMT & INST O/C + E/F RELAY, FUNCTION: 50+51+50N+51N+95, FLUSH MOUNTING, PLUG IN TYPE, AUX VOLTAGE: 24 - 250V AC/ DC, Vn: 110VAC, NON-COMMUNICABLE TYPE
4486 | ANTI VIBRATION PAD 40X6MM | Gasket | ACCESSORIES | ANTI VIBRATION PAD 40X6MM | REPUTED | _ | NA | MTRS | None | Inventory | ANTI VIBRATION PAD 40X6MM
4487 | ANTI VIBRATION PAD 40X15MM | Gasket | ACCESSORIES | ANTI_VIBRATION_PAD_40X15MM | REPUTED | _ | NA | MTRS |  | Inventory | ANTI VIBRATION PAD 40X15MM
4488 | SHROUD AP061 | SHROUD | BUSBAR & ACCESSORIES | AP061 | ARMAPLAST | _ | NA | Nos | None | Inventory | SHROUD AP061
4489 | MOUNTING ACCESSORIES FOR SIDE PANELS__1 | ArTuK | LV PANEL | APR14/20 | ABB | - | - | KGS |  | Inventory | MOUNTING ACCESSORIES FOR SIDE PANELS__1
4490 | LEATHER APRON | Welding ACC | ACCESSORIES | APRON | REPUTED | _ | NA | Nos | None | Inventory | LEATHER APRON
4044 | NUMERICAL TYPE RELAY, UNDER & OVER VOLTAGE , (27+59), FLUSH MOUNTNG, 2 NO CONTACTS S/R, AUX VOLT: 24V DC, Vn-110VAC | RELAY | SWITCHGEAR | ADR132A 24V DC | ASHIDA | _ | NA | Nos | None | Inventory | NUMERICAL TYPE RELAY, UNDER & OVER VOLTAGE , (27+59), FLUSH MOUNTNG, 2 NO CONTACTS S/R, AUX VOLT: 24V DC, Vn-110VAC
4045 | O/C E/F RELAY - 3P, NUMERICAL RELAY, NON COMMUMNICALE , IDMT O/C & E/F RELAY, NON DRAWOUT TYPE, CT SEC:1/5A , AUX VOLTAGE : 24-250V AC/DC | RELAY | SWITCHGEAR | ADR141C | ASHIDA | _ | NA | Nos | None | Inventory | O/C E/F RELAY - 3P, NUMERICAL RELAY, NON COMMUMNICALE , IDMT O/C & E/F RELAY, NON DRAWOUT TYPE, CT SEC:1/5A , AUX VOLTAGE : 24-250V AC/DC
4046 | U/V O/V RELAY - NUMERICAL TYPE , FUNCTION: 27+59;, FLUSH MOUNTING, PLUG IN TYPE, AUX VOLTAGE: 24 - 250V AC/ DC, Vn: 110VAC, RS485 COMMUNICABLE TYPE | RELAY | SWITCHGEAR | ADR232A | ASHIDA | _ | NA | Nos |  | Inventory | U/V O/V RELAY - NUMERICAL TYPE , FUNCTION: 27+59;, FLUSH MOUNTING, PLUG IN TYPE, AUX VOLTAGE: 24 - 250V AC/ DC, Vn: 110VAC, RS485 COMMUNICABLE TYPE
4494 | HINGES FOR ArTu k EXTERNAL REAR DOOR | HINGE | ACCESSORIES | AR2K-DHE-853294 | REPUTED | _ | NA | Nos |  | Inventory | HINGES FOR ArTu k EXTERNAL REAR DOOR
4495 | AR2K LT HINGE TYPE, 1)SOCKET, 2) BUSH, 3) PIN - COMPLETE SET. | HINGE | ACCESSORIES | AR2K-LT-HINGE | REPUTED | _ | NA | Nos |  | Inventory | AR2K LT HINGE TYPE, 1)SOCKET, 2) BUSH, 3) PIN - COMPLETE SET.
4496 | STUD-M10X120 | AR2K | HARDWARE & ACCESSORIES | AR2K-M10X120-STUD | REPUTED | - | - | Nos |  | Inventory | STUD-M10X120
4497 | STUD-M10X140 | AR2K | HARDWARE & ACCESSORIES | AR2K-M10X140-STUD | REPUTED | - | - | Nos |  | Inventory | STUD-M10X140
4498 | STUD-M10X160 | AR2K | HARDWARE & ACCESSORIES | AR2K-M10X160-STUD | REPUTED | - | - | Nos |  | Inventory | STUD-M10X160
4499 | STUD-M10X210 | AR2K | HARDWARE & ACCESSORIES | AR2K-M10X210-STUD | REPUTED | - | - | Nos |  | Inventory | STUD-M10X210
4500 | STUD-M10X230 | AR2K | HARDWARE & ACCESSORIES | AR2K-M10X230-STUD | REPUTED | - | - | Nos |  | Inventory | STUD-M10X230
4501 | STUD-M10X270 | AR2K | HARDWARE & ACCESSORIES | AR2K-M10X270-STUD | REPUTED | - | - | Nos |  | Inventory | STUD-M10X270
4502 | SPACER BUSH-M12X23 | AR2K | HARDWARE & ACCESSORIES | AR2K-M12X23-BUSH | REPUTED | - | - | Nos |  | Inventory | SPACER BUSH-M12X23
4503 | SOCKET HEAD CAP SCREW(ALLEN)-M12X30 | AR2K | HARDWARE & ACCESSORIES | AR2K-M12X30 | REPUTED | - | - | Nos |  | Inventory | SOCKET HEAD CAP SCREW(ALLEN)-M12X30
4504 | PHILLIPS FLANGE HEAD STDS-M4X13 | AR2K | HARDWARE & ACCESSORIES | AR2K-M4X13 | REPUTED | - | - | Nos |  | Inventory | PHILLIPS FLANGE HEAD STDS-M4X13
4505 | HEX WASHER HEAD NUT | AR2K | HARDWARE & ACCESSORIES | AR2K-M6-WASHER | REPUTED | - | - | Nos |  | Inventory | HEX WASHER HEAD NUT
4506 | HEX WASHER HEAD EARTHING SCREW | AR2K | HARDWARE & ACCESSORIES | AR2K-M6X10 | REPUTED | - | - | Nos |  | Inventory | HEX WASHER HEAD EARTHING SCREW
4507 | COMBI HEAD SCREW-M6X10 | AR2K | HARDWARE & ACCESSORIES | AR2K-M6X10-CHS | REPUTED | - | - | Nos |  | Inventory | COMBI HEAD SCREW-M6X10
4508 | HEXALOBULAR HEAD TRILO SCREW | AR2K | HARDWARE & ACCESSORIES | AR2K-M6X12 | REPUTED | - | - | Nos |  | Inventory | HEXALOBULAR HEAD TRILO SCREW
4509 | SOCKET HEAD CAP SCREW(ALLEN) | AR2K | HARDWARE & ACCESSORIES | AR2K-M6X16 | REPUTED | - | - | Nos |  | Inventory | SOCKET HEAD CAP SCREW(ALLEN)
4510 | SOCKET BUTTON HEAD CAP SCREW-M6X20 | AR2K | HARDWARE & ACCESSORIES | AR2K-M6X20 | REPUTED | - | - | Nos |  | Inventory | SOCKET BUTTON HEAD CAP SCREW-M6X20
4511 | COMBI WITH SHOULDER SCREW-M6X24 | AR2K | HARDWARE & ACCESSORIES | AR2K-M6X24 | REPUTED | - | - | Nos |  | Inventory | COMBI WITH SHOULDER SCREW-M6X24
4512 | COMBI POZI HEAD SCREW-M6X25 | AR2K | HARDWARE & ACCESSORIES | AR2K-M6X25 | REPUTED | - | - | Nos |  | Inventory | COMBI POZI HEAD SCREW-M6X25
4513 | ALLEN CSK HEAD BOLT-M8X12 | AR2K | HARDWARE & ACCESSORIES | AR2K-M8X12-ALLEN | REPUTED | - | - | Nos |  | Inventory | ALLEN CSK HEAD BOLT-M8X12
4514 | AR2K_INNER DOOR KNOB_20mmDIA_M6X25 | AR2K | HARDWARE & ACCESSORIES | AR2K_DOOR_KNOB_20MMDIA_M6X25 | REPUTED | - | - | Nos |  | Inventory | AR2K_INNER DOOR KNOB_20mmDIA_M6X25
4047 | ADR233 - TRANSFORMER DIFF. PROTECTION 3POLE, PROTECTION: (87T)FLUSH MOUNTING, CONTACT 2 NO FOR RELAY OPERATED + 1 NC FOR RELAY, FAULTY, RATED CURRENT 1A, AUX VOLTAGE - 110V DC, WITH COMMUNICABLE RS485 MODBUS, DRAWOUT TYPE, | RELAY | SWITCHGEAR | ADR233A | ASHIDA | _ | NA | Nos | None | Inventory | ADR233 - TRANSFORMER DIFF. PROTECTION 3POLE, PROTECTION: (87T)FLUSH MOUNTING, CONTACT 2 NO FOR RELAY OPERATED + 1 NC FOR RELAY, FAULTY, RATED CURRENT 1A, AUX VOLTAGE - 110V DC, WITH COMMUNICABLE RS485 MODBUS, DRAWOUT TYPE,
4048 | ADR233B - TRANSFORMER DIFF. PROTECTION 3POLE, PROTECTION: (87T+50+51+50N+51N)FLUSH MOUNTING, 7DO+4DI , RATED CURRENT 5A, AUX VOLTAGE - 110V DC, WITH COMMUNICABLE RS485 MODBUS, DRAWOUT TYPE, | RELAY | SWITCHGEAR | ADR233B | ASHIDA | _ | NA | Nos | None | Inventory | ADR233B - TRANSFORMER DIFF. PROTECTION 3POLE, PROTECTION: (87T+50+51+50N+51N)FLUSH MOUNTING, 7DO+4DI , RATED CURRENT 5A, AUX VOLTAGE - 110V DC, WITH COMMUNICABLE RS485 MODBUS, DRAWOUT TYPE,
4049 | ADR241A - O/C E/F RELAY - (50+51+50N+51N+95) 3P, FLUSH CONTACT 3C/O+ 1NO FOR TRIPING S/R WITH LED, AUXVOLTS - 24-240V AC / DC, 1/5AFREQ - 50Hz, WITH RS485 PORT | RELAY | SWITCHGEAR | ADR241A | ASHIDA | _ | NA | Nos | None | Inventory | ADR241A - O/C E/F RELAY - (50+51+50N+51N+95) 3P, FLUSH CONTACT 3C/O+ 1NO FOR TRIPING S/R WITH LED, AUXVOLTS - 24-240V AC / DC, 1/5AFREQ - 50Hz, WITH RS485 PORT
4050 | O/C E/F RELAY - (50+51+50N+51N+95) 3P NON DRAWOUT TYPE, FLUSH CONTACT 3C/O + 1NO FOR TRIPING S/R WITH LED, AUX VOLTS - 24-240V AC / DC, 1/5A FREQ - 50Hz, WITH RS485 PORT | RELAY | SWITCHGEAR | ADR241C | ASHIDA | _ | NA | Nos | None | Inventory | O/C E/F RELAY - (50+51+50N+51N+95) 3P NON DRAWOUT TYPE, FLUSH CONTACT 3C/O + 1NO FOR TRIPING S/R WITH LED, AUX VOLTS - 24-240V AC / DC, 1/5A FREQ - 50Hz, WITH RS485 PORT
4519 | ASH JUNCTION ACCESERIES CORNER FRAME | ArTuK | LV PANEL | ASH | ABB | - | - | KGS |  | Inventory | ASH JUNCTION ACCESERIES CORNER FRAME
4520 | ADDITIONAL TRIPPITNG COIL SUITABLE FOR VD4 BREAKER, VOLTAGE - 110V DC | BREAKER COILS | ACCESSORIES | ATC-110VDC | ABB | _ | NA | Nos | None | Inventory | ADDITIONAL TRIPPITNG COIL SUITABLE FOR VD4 BREAKER, VOLTAGE - 110V DC
4521 | ADDITIONAL TRIPPITNG COIL SUITABLE FOR VD4 BREAKER, VOLTAGE - 220V DC/AC | BREAKER COILS | ACCESSORIES | ATC-220VDC | ABB | _ | NA | Nos | None | Inventory | ADDITIONAL TRIPPITNG COIL SUITABLE FOR VD4 BREAKER, VOLTAGE - 220V DC/AC
4522 | ADDITIONAL TRIPPITNG COIL SUITABLE FOR VD4 BREAKER, VOLTAGE - 230V AC | BREAKER COILS | ACCESSORIES | ATC-230VAC | ABB | _ | NA | Nos | None | Inventory | ADDITIONAL TRIPPITNG COIL SUITABLE FOR VD4 BREAKER, VOLTAGE - 230V AC
4523 | ADDITIONAL TRIPPITNG COIL SUITABLE FOR VD4 BREAKER, VOLTAGE - 24V DC | BREAKER COILS | ACCESSORIES | ATC-24VDC | ABB | _ | NA | Nos | None | Inventory | ADDITIONAL TRIPPITNG COIL SUITABLE FOR VD4 BREAKER, VOLTAGE - 24V DC
4524 | ADDITIONAL TRIPPITNG COIL SUITABLE FOR VD4 BREAKER, VOLTAGE - 30V DC | BREAKER COILS | ACCESSORIES | ATC-30VDC | ABB | _ | NA | Nos |  | Inventory | ADDITIONAL TRIPPITNG COIL SUITABLE FOR VD4 BREAKER, VOLTAGE - 30V DC
4525 | ADDITIONAL TRIPPITNG COIL SUITABLE FOR VD4 BREAKER, VOLTAGE - 48V DC | BREAKER COILS | ACCESSORIES | ATC-48VDC | ABB | _ | NA | Nos | None | Inventory | ADDITIONAL TRIPPITNG COIL SUITABLE FOR VD4 BREAKER, VOLTAGE - 48V DC
4526 | ADDITIONAL TRIPPING COIL BRACKET. | BROUGHTOUT | ACCESSORIES | ATC-BRACKET | TSPL | _ | NA | Nos |  | Inventory | ADDITIONAL TRIPPING COIL BRACKET.
4051 | TYPE : ADR 241C, 3P, NUMERICAL MULTIFUNCTION RELAY, FUNCTIONS : (50+51+50N+51N+95), COMMUNICABLE NON-DRAWOUT TYPE, FLUSH MOUNTING, CONTACTS : 2 BI + 4 BO AUX. VOLTAGE : 24V DC, In: 1A., FREQ.: 50 HZ.,WITH RS 422 PORT. | RELAY | SWITCHGEAR | ADR241C WITH RS422 | ASHIDA | _ | NA | Nos | None | Inventory | TYPE : ADR 241C, 3P, NUMERICAL MULTIFUNCTION RELAY, FUNCTIONS : (50+51+50N+51N+95), COMMUNICABLE NON-DRAWOUT TYPE, FLUSH MOUNTING, CONTACTS : 2 BI + 4 BO AUX. VOLTAGE : 24V DC, In: 1A., FREQ.: 50 HZ.,WITH RS 422 PORT.
4528 | 80A SP 15kA MCB C-curve | MCB | LV_Switchgear | AU15S10803C | L&T | 80A | CNAcurve | Nos. | None | Inventory | 80A SP 15kA MCB C-curve
4529 | 100A SP 15kA MCB C-curve | MCB | LV_Switchgear | AU15S11003C | L&T | 100A | CNAcurve | Nos. | None | Inventory | 100A SP 15kA MCB C-curve
4530 | 125A SP 15kA MCB C-curve | MCB | LV_Switchgear | AU15S11253C | L&T | 125A | CNAcurve | Nos. | None | Inventory | 125A SP 15kA MCB C-curve
4531 | 80A DP 15kA MCB C-curve | MCB | LV_Switchgear | AU15S20803C | L&T | 80A | CNAcurve | Nos. | None | Inventory | 80A DP 15kA MCB C-curve
4532 | 100A DP 15kA MCB C-curve | MCB | LV_Switchgear | AU15S21003C | L&T | 100A | CNAcurve | Nos. | None | Inventory | 100A DP 15kA MCB C-curve
4533 | 125A DP 15kA MCB C-curve | MCB | LV_Switchgear | AU15S21253C | L&T | 125A | CNAcurve | Nos. | None | Inventory | 125A DP 15kA MCB C-curve
4534 | 80A TP 15kA MCB C-curve | MCB | LV_Switchgear | AU15S30803C | L&T | 80A | CNAcurve | Nos. | None | Inventory | 80A TP 15kA MCB C-curve
4535 | 100A TP 15kA MCB C-curve | MCB | LV_Switchgear | AU15S31003C | L&T | 100A | CNAcurve | Nos. | None | Inventory | 100A TP 15kA MCB C-curve
4536 | 125A TP 15kA MCB C-curve | MCB | LV_Switchgear | AU15S31253C | L&T | 125A | CNAcurve | Nos. | None | Inventory | 125A TP 15kA MCB C-curve
4537 | 80A FP 15kA MCB C-curve | MCB | LV_Switchgear | AU15S40803C | L&T | 80A | CNAcurve | Nos. | None | Inventory | 80A FP 15kA MCB C-curve
4538 | 100A FP 15kA MCB C-curve | MCB | LV_Switchgear | AU15S41003C | L&T | 100A | CNAcurve | Nos. | None | Inventory | 100A FP 15kA MCB C-curve
4539 | 125A FP 15kA MCB C-curve | MCB | LV_Switchgear | AU15S41253C | L&T | 125A | CNAcurve | Nos. | None | Inventory | 125A FP 15kA MCB C-curve
4052 | ADR241S - O/C E/F RELAY - (50+51+50N+51N+95) 3P, FLUSH, SELF POWERED, 1/5A FREQ, | RELAY | SWITCHGEAR | ADR241S | ASHIDA | _ | NA | Nos | None | Inventory | ADR241S - O/C E/F RELAY - (50+51+50N+51N+95) 3P, FLUSH, SELF POWERED, 1/5A FREQ,
4527 | TCS RELAY, (95), 2NO+2NCH/R FLAG OUTPUT CONTACTE, AUX. VOLTAGE-24V DC, | RELAY | SWITCHGEAR | ATSR31A 24V DC | ASHIDA | _ | NA | Nos | None | Inventory | TCS RELAY, (95), 2NO+2NCH/R FLAG OUTPUT CONTACTE, AUX. VOLTAGE-24V DC,
4542 | Trip alarm contact 1NO + 1NC mounting add-on block for 80A-125A MCBs, RCBOs and Adi RCCBs,240V AC,24V DC | MCB Accessories | LV_Switchgear | AUATAC240 | L&T | 0 | Aux./Trip Contact | Nos. | None | Inventory | Trip alarm contact 1NO + 1NC mounting add-on block for 80A-125A MCBs, RCBOs and Adi RCCBs,240V AC,24V DC
4543 | Auxiliary contact 1NO + 1NC mounting add-on block for 80A-125A MCBs, RCBOs and Adi RCCBs,240V AC,24V DC | MCB Accessories | LV_Switchgear | AUAXAC240 | L&T | 0 | Aux./Trip Contact | Nos. | None | Inventory | Auxiliary contact 1NO + 1NC mounting add-on block for 80A-125A MCBs, RCBOs and Adi RCCBs,240V AC,24V DC
4544 | 25A DP CO MCB type manual Changeover Switch | Changeover Switch | LV_Switchgear | AUC00202500 | L&T | 25A | Manual | Nos. | None | Inventory | 25A DP CO MCB type manual Changeover Switch
4545 | 40A DP CO MCB type manual Changeover Switch | Changeover Switch | LV_Switchgear | AUC00204000 | L&T | 40A | Manual | Nos. | None | Inventory | 40A DP CO MCB type manual Changeover Switch
4546 | 63A DP CO MCB type manual Changeover Switch | Changeover Switch | LV_Switchgear | AUC00206300 | L&T | 63A | Manual | Nos. | None | Inventory | 63A DP CO MCB type manual Changeover Switch
4680 | 3 ELEMENT AUX RELAY, CONTACT :4NO WITH H/R, TYPE FLUG ON EACH ELEMENT, AUX VOLT: 24V DC, | RELAY | SWITCHGEAR | AVA33 24V DC | ASHIDA | _ | NA | Nos | None | Inventory | 3 ELEMENT AUX RELAY, CONTACT :4NO WITH H/R, TYPE FLUG ON EACH ELEMENT, AUX VOLT: 24V DC,
4548 | 63A FP CO MCB type manual Changeover Switch | Changeover Switch | LV_Switchgear | AUC00406300 | L&T | 63A | Manual | Nos. | None | Inventory | 63A FP CO MCB type manual Changeover Switch
4549 | 6A DP 10kA RCBO with 10mA trip sensitivity, Type AC | RCBO | LV_Switchgear | AUF3C200601 | L&T | 6A | 10mA | Nos. | None | Inventory | 6A DP 10kA RCBO with 10mA trip sensitivity, Type AC
4550 | 6A DP 10kA RCBO with 30mA trip sensitivity, Type AC | RCBO | LV_Switchgear | AUF3C200603 | L&T | 6A | 30mA | Nos. | None | Inventory | 6A DP 10kA RCBO with 30mA trip sensitivity, Type AC
4551 | 6A DP 10kA RCBO with 100mA trip sensitivity, Type AC | RCBO | LV_Switchgear | AUF3C200610 | L&T | 6A | 100mA | Nos. | None | Inventory | 6A DP 10kA RCBO with 100mA trip sensitivity, Type AC
4552 | 6A DP 10kA RCBO with 300mA trip sensitivity, Type AC | RCBO | LV_Switchgear | AUF3C200630 | L&T | 6A | 300mA | Nos. | None | Inventory | 6A DP 10kA RCBO with 300mA trip sensitivity, Type AC
4553 | 10A DP 10kA RCBO with 10mA trip sensitivity, Type AC | RCBO | LV_Switchgear | AUF3C201001 | L&T | 10A | 10mA | Nos. | None | Inventory | 10A DP 10kA RCBO with 10mA trip sensitivity, Type AC
4554 | 10A DP 10kA RCBO with 30mA trip sensitivity, Type AC | RCBO | LV_Switchgear | AUF3C201003 | L&T | 10A | 30mA | Nos. | None | Inventory | 10A DP 10kA RCBO with 30mA trip sensitivity, Type AC
4555 | 10A DP 10kA RCBO with 100mA trip sensitivity, Type AC | RCBO | LV_Switchgear | AUF3C201010 | L&T | 10A | 100mA | Nos. | None | Inventory | 10A DP 10kA RCBO with 100mA trip sensitivity, Type AC
4556 | 10A DP 10kA RCBO with 300mA trip sensitivity, Type AC | RCBO | LV_Switchgear | AUF3C201030 | L&T | 10A | 300mA | Nos. | None | Inventory | 10A DP 10kA RCBO with 300mA trip sensitivity, Type AC
4557 | 16A DP 10kA RCBO with 10mA trip sensitivity, Type AC | RCBO | LV_Switchgear | AUF3C201601 | L&T | 16A | 10mA | Nos. | None | Inventory | 16A DP 10kA RCBO with 10mA trip sensitivity, Type AC
4558 | 16A DP 10kA RCBO with 30mA trip sensitivity, Type AC | RCBO | LV_Switchgear | AUF3C201603 | L&T | 16A | 30mA | Nos. | None | Inventory | 16A DP 10kA RCBO with 30mA trip sensitivity, Type AC
4559 | 16A DP 10kA RCBO with 100mA trip sensitivity, Type AC | RCBO | LV_Switchgear | AUF3C201610 | L&T | 16A | 100mA | Nos. | None | Inventory | 16A DP 10kA RCBO with 100mA trip sensitivity, Type AC
4560 | 16A DP 10kA RCBO with 300mA trip sensitivity, Type AC | RCBO | LV_Switchgear | AUF3C201630 | L&T | 16A | 300mA | Nos. | None | Inventory | 16A DP 10kA RCBO with 300mA trip sensitivity, Type AC
4561 | 20A DP 10kA RCBO with 30mA trip sensitivity, Type AC | RCBO | LV_Switchgear | AUF3C202003 | L&T | 20A | 30mA | Nos. | None | Inventory | 20A DP 10kA RCBO with 30mA trip sensitivity, Type AC
4562 | 20A DP 10kA RCBO with 100mA trip sensitivity, Type AC | RCBO | LV_Switchgear | AUF3C202010 | L&T | 20A | 100mA | Nos. | None | Inventory | 20A DP 10kA RCBO with 100mA trip sensitivity, Type AC
4563 | 20A DP 10kA RCBO with 300mA trip sensitivity, Type AC | RCBO | LV_Switchgear | AUF3C202030 | L&T | 20A | 300mA | Nos. | None | Inventory | 20A DP 10kA RCBO with 300mA trip sensitivity, Type AC
4564 | 25A DP 10kA RCBO with 30mA trip sensitivity, Type AC | RCBO | LV_Switchgear | AUF3C202503 | L&T | 25A | 30mA | Nos. | None | Inventory | 25A DP 10kA RCBO with 30mA trip sensitivity, Type AC
4565 | 25A DP 10kA RCBO with 100mA trip sensitivity, Type AC | RCBO | LV_Switchgear | AUF3C202510 | L&T | 25A | 100mA | Nos. | None | Inventory | 25A DP 10kA RCBO with 100mA trip sensitivity, Type AC
4566 | 25A DP 10kA RCBO with 300mA trip sensitivity, Type AC | RCBO | LV_Switchgear | AUF3C202530 | L&T | 25A | 300mA | Nos. | None | Inventory | 25A DP 10kA RCBO with 300mA trip sensitivity, Type AC
4567 | 32A DP 10kA RCBO with 30mA trip sensitivity, Type AC | RCBO | LV_Switchgear | AUF3C203203 | L&T | 32A | 30mA | Nos. | None | Inventory | 32A DP 10kA RCBO with 30mA trip sensitivity, Type AC
4568 | 32A DP 10kA RCBO with 100mA trip sensitivity, Type AC | RCBO | LV_Switchgear | AUF3C203210 | L&T | 32A | 100mA | Nos. | None | Inventory | 32A DP 10kA RCBO with 100mA trip sensitivity, Type AC
4569 | 32A DP 10kA RCBO with 300mA trip sensitivity, Type AC | RCBO | LV_Switchgear | AUF3C203230 | L&T | 32A | 300mA | Nos. | None | Inventory | 32A DP 10kA RCBO with 300mA trip sensitivity, Type AC
4570 | 40A DP 10kA RCBO with 30mA trip sensitivity, Type AC | RCBO | LV_Switchgear | AUF3C204003 | L&T | 40A | 30mA | Nos. | None | Inventory | 40A DP 10kA RCBO with 30mA trip sensitivity, Type AC
4571 | 40A DP 10kA RCBO with 100mA trip sensitivity, Type AC | RCBO | LV_Switchgear | AUF3C204010 | L&T | 40A | 100mA | Nos. | None | Inventory | 40A DP 10kA RCBO with 100mA trip sensitivity, Type AC
4572 | 40A DP 10kA RCBO with 300mA trip sensitivity, Type AC | RCBO | LV_Switchgear | AUF3C204030 | L&T | 40A | 300mA | Nos. | None | Inventory | 40A DP 10kA RCBO with 300mA trip sensitivity, Type AC
4573 | 63A DP 10kA RCBO with 30mA trip sensitivity, Type AC | RCBO | LV_Switchgear | AUF3C206303 | L&T | 63A | 30mA | Nos. | None | Inventory | 63A DP 10kA RCBO with 30mA trip sensitivity, Type AC
4574 | 63A DP 10kA RCBO with 100mA trip sensitivity, Type AC | RCBO | LV_Switchgear | AUF3C206310 | L&T | 63A | 100mA | Nos. | None | Inventory | 63A DP 10kA RCBO with 100mA trip sensitivity, Type AC
4575 | 63A DP 10kA RCBO with 300mA trip sensitivity, Type AC | RCBO | LV_Switchgear | AUF3C206330 | L&T | 63A | 300mA | Nos. | None | Inventory | 63A DP 10kA RCBO with 300mA trip sensitivity, Type AC
4576 | 16A FP 10kA RCBO with 30mA trip sensitivity, Type AC | RCBO | LV_Switchgear | AUF3C401603 | L&T | 16A | 30mA | Nos. | None | Inventory | 16A FP 10kA RCBO with 30mA trip sensitivity, Type AC
4577 | 16A FP 10kA RCBO with 100mA trip sensitivity, Type AC | RCBO | LV_Switchgear | AUF3C401610 | L&T | 16A | 100mA | Nos. | None | Inventory | 16A FP 10kA RCBO with 100mA trip sensitivity, Type AC
4578 | 16A FP 10kA RCBO with 300mA trip sensitivity, Type AC | RCBO | LV_Switchgear | AUF3C401630 | L&T | 16A | 300mA | Nos. | None | Inventory | 16A FP 10kA RCBO with 300mA trip sensitivity, Type AC
4579 | 20A FP 10kA RCBO with 30mA trip sensitivity, Type AC | RCBO | LV_Switchgear | AUF3C402003 | L&T | 20A | 30mA | Nos. | None | Inventory | 20A FP 10kA RCBO with 30mA trip sensitivity, Type AC
4580 | 20A FP 10kA RCBO with 100mA trip sensitivity, Type AC | RCBO | LV_Switchgear | AUF3C402010 | L&T | 20A | 100mA | Nos. | None | Inventory | 20A FP 10kA RCBO with 100mA trip sensitivity, Type AC
4581 | 20A FP 10kA RCBO with 300mA trip sensitivity, Type AC | RCBO | LV_Switchgear | AUF3C402030 | L&T | 20A | 300mA | Nos. | None | Inventory | 20A FP 10kA RCBO with 300mA trip sensitivity, Type AC
4582 | 25A FP 10kA RCBO with 30mA trip sensitivity, Type AC | RCBO | LV_Switchgear | AUF3C402503 | L&T | 25A | 30mA | Nos. | None | Inventory | 25A FP 10kA RCBO with 30mA trip sensitivity, Type AC
4583 | 25A FP 10kA RCBO with 100mA trip sensitivity, Type AC | RCBO | LV_Switchgear | AUF3C402510 | L&T | 25A | 100mA | Nos. | None | Inventory | 25A FP 10kA RCBO with 100mA trip sensitivity, Type AC
4584 | 25A FP 10kA RCBO with 300mA trip sensitivity, Type AC | RCBO | LV_Switchgear | AUF3C402530 | L&T | 25A | 300mA | Nos. | None | Inventory | 25A FP 10kA RCBO with 300mA trip sensitivity, Type AC
4585 | 32A FP 10kA RCBO with 30mA trip sensitivity, Type AC | RCBO | LV_Switchgear | AUF3C403203 | L&T | 32A | 30mA | Nos. | None | Inventory | 32A FP 10kA RCBO with 30mA trip sensitivity, Type AC
4586 | 32A FP 10kA RCBO with 100mA trip sensitivity, Type AC | RCBO | LV_Switchgear | AUF3C403210 | L&T | 32A | 100mA | Nos. | None | Inventory | 32A FP 10kA RCBO with 100mA trip sensitivity, Type AC
4587 | 32A FP 10kA RCBO with 300mA trip sensitivity, Type AC | RCBO | LV_Switchgear | AUF3C403230 | L&T | 32A | 300mA | Nos. | None | Inventory | 32A FP 10kA RCBO with 300mA trip sensitivity, Type AC
4588 | 40A FP 10kA RCBO with 30mA trip sensitivity, Type AC | RCBO | LV_Switchgear | AUF3C404003 | L&T | 40A | 30mA | Nos. | None | Inventory | 40A FP 10kA RCBO with 30mA trip sensitivity, Type AC
4589 | 40A FP 10kA RCBO with 100mA trip sensitivity, Type AC | RCBO | LV_Switchgear | AUF3C404010 | L&T | 40A | 100mA | Nos. | None | Inventory | 40A FP 10kA RCBO with 100mA trip sensitivity, Type AC
4590 | 40A FP 10kA RCBO with 300mA trip sensitivity, Type AC | RCBO | LV_Switchgear | AUF3C404030 | L&T | 40A | 300mA | Nos. | None | Inventory | 40A FP 10kA RCBO with 300mA trip sensitivity, Type AC
4591 | 63A FP 10kA RCBO with 30mA trip sensitivity, Type AC | RCBO | LV_Switchgear | AUF3C406303 | L&T | 63A | 30mA | Nos. | None | Inventory | 63A FP 10kA RCBO with 30mA trip sensitivity, Type AC
4592 | 63A FP 10kA RCBO with 100mA trip sensitivity, Type AC | RCBO | LV_Switchgear | AUF3C406310 | L&T | 63A | 100mA | Nos. | None | Inventory | 63A FP 10kA RCBO with 100mA trip sensitivity, Type AC
4593 | 63A FP 10kA RCBO with 300mA trip sensitivity, Type AC | RCBO | LV_Switchgear | AUF3C406330 | L&T | 63A | 300mA | Nos. | None | Inventory | 63A FP 10kA RCBO with 300mA trip sensitivity, Type AC
4594 | 80A FP 10kA RCBO with 30mA trip sensitivity, Type AC | RCBO | LV_Switchgear | AUF3C408003 | L&T | 80A | 30mA | Nos. | None | Inventory | 80A FP 10kA RCBO with 30mA trip sensitivity, Type AC
4595 | 80A FP 10kA RCBO with 100mA trip sensitivity, Type AC | RCBO | LV_Switchgear | AUF3C408010 | L&T | 80A | 100mA | Nos. | None | Inventory | 80A FP 10kA RCBO with 100mA trip sensitivity, Type AC
4596 | 80A FP 10kA RCBO with 300mA trip sensitivity, Type AC | RCBO | LV_Switchgear | AUF3C408030 | L&T | 80A | 300mA | Nos. | None | Inventory | 80A FP 10kA RCBO with 300mA trip sensitivity, Type AC
4597 | 100A FP 10kA RCBO with 30mA trip sensitivity, Type AC | RCBO | LV_Switchgear | AUF3C410003 | L&T | 100A | 30mA | Nos. | None | Inventory | 100A FP 10kA RCBO with 30mA trip sensitivity, Type AC
4598 | 100A FP 10kA RCBO with 100mA trip sensitivity, Type AC | RCBO | LV_Switchgear | AUF3C410010 | L&T | 100A | 100mA | Nos. | None | Inventory | 100A FP 10kA RCBO with 100mA trip sensitivity, Type AC
4599 | 100A FP 10kA RCBO with 300mA trip sensitivity, Type AC | RCBO | LV_Switchgear | AUF3C410030 | L&T | 100A | 300mA | Nos. | None | Inventory | 100A FP 10kA RCBO with 300mA trip sensitivity, Type AC
4600 | 6A DP Adi 10kA RCBO with 30mA trip sensitivity, Type Adi | RCBO | LV_Switchgear | AUF3D200603 | L&T | 6A | 30mA | Nos. | None | Inventory | 6A DP Adi 10kA RCBO with 30mA trip sensitivity, Type Adi
4601 | 6A DP Adi 10kA RCBO with 100mA trip sensitivity, Type Adi | RCBO | LV_Switchgear | AUF3D200610 | L&T | 6A | 100mA | Nos. | None | Inventory | 6A DP Adi 10kA RCBO with 100mA trip sensitivity, Type Adi
4602 | 6A DP Adi 10kA RCBO with 300mA trip sensitivity, Type Adi | RCBO | LV_Switchgear | AUF3D200630 | L&T | 6A | 300mA | Nos. | None | Inventory | 6A DP Adi 10kA RCBO with 300mA trip sensitivity, Type Adi
4603 | 10A DP Adi 10kA RCBO with 30mA trip sensitivity, Type Adi | RCBO | LV_Switchgear | AUF3D201003 | L&T | 10A | 30mA | Nos. | None | Inventory | 10A DP Adi 10kA RCBO with 30mA trip sensitivity, Type Adi
4604 | 10A DP Adi 10kA RCBO with 100mA trip sensitivity, Type Adi | RCBO | LV_Switchgear | AUF3D201010 | L&T | 10A | 100mA | Nos. | None | Inventory | 10A DP Adi 10kA RCBO with 100mA trip sensitivity, Type Adi
4605 | 10A DP Adi 10kA RCBO with 300mA trip sensitivity, Type Adi | RCBO | LV_Switchgear | AUF3D201030 | L&T | 10A | 300mA | Nos. | None | Inventory | 10A DP Adi 10kA RCBO with 300mA trip sensitivity, Type Adi
4606 | 16A DP Adi 10kA RCBO with 30mA trip sensitivity, Type Adi | RCBO | LV_Switchgear | AUF3D201603 | L&T | 16A | 30mA | Nos. | None | Inventory | 16A DP Adi 10kA RCBO with 30mA trip sensitivity, Type Adi
4607 | 16A DP Adi 10kA RCBO with 100mA trip sensitivity, Type Adi | RCBO | LV_Switchgear | AUF3D201610 | L&T | 16A | 100mA | Nos. | None | Inventory | 16A DP Adi 10kA RCBO with 100mA trip sensitivity, Type Adi
4608 | 16A DP Adi 10kA RCBO with 300mA trip sensitivity, Type Adi | RCBO | LV_Switchgear | AUF3D201630 | L&T | 16A | 300mA | Nos. | None | Inventory | 16A DP Adi 10kA RCBO with 300mA trip sensitivity, Type Adi
4609 | 20A DP Adi 10kA RCBO with 30mA trip sensitivity, Type Adi | RCBO | LV_Switchgear | AUF3D202003 | L&T | 20A | 30mA | Nos. | None | Inventory | 20A DP Adi 10kA RCBO with 30mA trip sensitivity, Type Adi
4610 | 20A DP Adi 10kA RCBO with 100mA trip sensitivity, Type Adi | RCBO | LV_Switchgear | AUF3D202010 | L&T | 20A | 100mA | Nos. | None | Inventory | 20A DP Adi 10kA RCBO with 100mA trip sensitivity, Type Adi
4611 | 20A DP Adi 10kA RCBO with 300mA trip sensitivity, Type Adi | RCBO | LV_Switchgear | AUF3D202030 | L&T | 20A | 300mA | Nos. | None | Inventory | 20A DP Adi 10kA RCBO with 300mA trip sensitivity, Type Adi
4612 | 25A DP Adi 10kA RCBO with 30mA trip sensitivity, Type Adi | RCBO | LV_Switchgear | AUF3D202503 | L&T | 25A | 30mA | Nos. | None | Inventory | 25A DP Adi 10kA RCBO with 30mA trip sensitivity, Type Adi
4613 | 25A DP Adi 10kA RCBO with 100mA trip sensitivity, Type Adi | RCBO | LV_Switchgear | AUF3D202510 | L&T | 25A | 100mA | Nos. | None | Inventory | 25A DP Adi 10kA RCBO with 100mA trip sensitivity, Type Adi
4614 | 25A DP Adi 10kA RCBO with 300mA trip sensitivity, Type Adi | RCBO | LV_Switchgear | AUF3D202530 | L&T | 25A | 300mA | Nos. | None | Inventory | 25A DP Adi 10kA RCBO with 300mA trip sensitivity, Type Adi
4615 | 32A DP Adi 10kA RCBO with 30mA trip sensitivity, Type Adi | RCBO | LV_Switchgear | AUF3D203203 | L&T | 32A | 30mA | Nos. | None | Inventory | 32A DP Adi 10kA RCBO with 30mA trip sensitivity, Type Adi
4616 | 32A DP Adi 10kA RCBO with 100mA trip sensitivity, Type Adi | RCBO | LV_Switchgear | AUF3D203210 | L&T | 32A | 100mA | Nos. | None | Inventory | 32A DP Adi 10kA RCBO with 100mA trip sensitivity, Type Adi
4617 | 32A DP Adi 10kA RCBO with 300mA trip sensitivity, Type Adi | RCBO | LV_Switchgear | AUF3D203230 | L&T | 32A | 300mA | Nos. | None | Inventory | 32A DP Adi 10kA RCBO with 300mA trip sensitivity, Type Adi
4618 | 40A DP Adi 10kA RCBO with 30mA trip sensitivity, Type Adi | RCBO | LV_Switchgear | AUF3D204003 | L&T | 40A | 30mA | Nos. | None | Inventory | 40A DP Adi 10kA RCBO with 30mA trip sensitivity, Type Adi
4619 | 40A DP Adi 10kA RCBO with 100mA trip sensitivity, Type Adi | RCBO | LV_Switchgear | AUF3D204010 | L&T | 40A | 100mA | Nos. | None | Inventory | 40A DP Adi 10kA RCBO with 100mA trip sensitivity, Type Adi
4620 | 40A DP Adi 10kA RCBO with 300mA trip sensitivity, Type Adi | RCBO | LV_Switchgear | AUF3D204030 | L&T | 40A | 300mA | Nos. | None | Inventory | 40A DP Adi 10kA RCBO with 300mA trip sensitivity, Type Adi
4621 | 63A DP Adi 10kA RCBO with 30mA trip sensitivity, Type Adi | RCBO | LV_Switchgear | AUF3D206303 | L&T | 63A | 30mA | Nos. | None | Inventory | 63A DP Adi 10kA RCBO with 30mA trip sensitivity, Type Adi
4622 | 63A DP Adi 10kA RCBO with 100mA trip sensitivity, Type Adi | RCBO | LV_Switchgear | AUF3D206310 | L&T | 63A | 100mA | Nos. | None | Inventory | 63A DP Adi 10kA RCBO with 100mA trip sensitivity, Type Adi
4623 | 63A DP Adi 10kA RCBO with 300mA trip sensitivity, Type Adi | RCBO | LV_Switchgear | AUF3D206330 | L&T | 63A | 300mA | Nos. | None | Inventory | 63A DP Adi 10kA RCBO with 300mA trip sensitivity, Type Adi
4624 | 16A FP Adi 10kA RCBO with 30mA trip sensitivity, Type Adi | RCBO | LV_Switchgear | AUF3D401603 | L&T | 16A | 30mA | Nos. | None | Inventory | 16A FP Adi 10kA RCBO with 30mA trip sensitivity, Type Adi
4625 | 16A FP Adi 10kA RCBO with 100mA trip sensitivity, Type Adi | RCBO | LV_Switchgear | AUF3D401610 | L&T | 16A | 100mA | Nos. | None | Inventory | 16A FP Adi 10kA RCBO with 100mA trip sensitivity, Type Adi
4626 | 16A FP Adi 10kA RCBO with 300mA trip sensitivity, Type Adi | RCBO | LV_Switchgear | AUF3D401630 | L&T | 16A | 300mA | Nos. | None | Inventory | 16A FP Adi 10kA RCBO with 300mA trip sensitivity, Type Adi
4627 | 20A FP Adi 10kA RCBO with 30mA trip sensitivity, Type Adi | RCBO | LV_Switchgear | AUF3D402003 | L&T | 20A | 30mA | Nos. | None | Inventory | 20A FP Adi 10kA RCBO with 30mA trip sensitivity, Type Adi
4628 | 20A FP Adi 10kA RCBO with 100mA trip sensitivity, Type Adi | RCBO | LV_Switchgear | AUF3D402010 | L&T | 20A | 100mA | Nos. | None | Inventory | 20A FP Adi 10kA RCBO with 100mA trip sensitivity, Type Adi
4629 | 20A FP Adi 10kA RCBO with 300mA trip sensitivity, Type Adi | RCBO | LV_Switchgear | AUF3D402030 | L&T | 20A | 300mA | Nos. | None | Inventory | 20A FP Adi 10kA RCBO with 300mA trip sensitivity, Type Adi
4630 | 25A FP Adi 10kA RCBO with 30mA trip sensitivity, Type Adi | RCBO | LV_Switchgear | AUF3D402503 | L&T | 25A | 30mA | Nos. | None | Inventory | 25A FP Adi 10kA RCBO with 30mA trip sensitivity, Type Adi
4631 | 25A FP Adi 10kA RCBO with 100mA trip sensitivity, Type Adi | RCBO | LV_Switchgear | AUF3D402510 | L&T | 25A | 100mA | Nos. | None | Inventory | 25A FP Adi 10kA RCBO with 100mA trip sensitivity, Type Adi
4632 | 25A FP Adi 10kA RCBO with 300mA trip sensitivity, Type Adi | RCBO | LV_Switchgear | AUF3D402530 | L&T | 25A | 300mA | Nos. | None | Inventory | 25A FP Adi 10kA RCBO with 300mA trip sensitivity, Type Adi
4633 | 32A FP Adi 10kA RCBO with 30mA trip sensitivity, Type Adi | RCBO | LV_Switchgear | AUF3D403203 | L&T | 32A | 30mA | Nos. | None | Inventory | 32A FP Adi 10kA RCBO with 30mA trip sensitivity, Type Adi
4634 | 32A FP Adi 10kA RCBO with 100mA trip sensitivity, Type Adi | RCBO | LV_Switchgear | AUF3D403210 | L&T | 32A | 100mA | Nos. | None | Inventory | 32A FP Adi 10kA RCBO with 100mA trip sensitivity, Type Adi
4635 | 32A FP Adi 10kA RCBO with 300mA trip sensitivity, Type Adi | RCBO | LV_Switchgear | AUF3D403230 | L&T | 32A | 300mA | Nos. | None | Inventory | 32A FP Adi 10kA RCBO with 300mA trip sensitivity, Type Adi
4636 | 40A FP Adi 10kA RCBO with 30mA trip sensitivity, Type Adi | RCBO | LV_Switchgear | AUF3D404003 | L&T | 40A | 30mA | Nos. | None | Inventory | 40A FP Adi 10kA RCBO with 30mA trip sensitivity, Type Adi
4637 | 40A FP Adi 10kA RCBO with 100mA trip sensitivity, Type Adi | RCBO | LV_Switchgear | AUF3D404010 | L&T | 40A | 100mA | Nos. | None | Inventory | 40A FP Adi 10kA RCBO with 100mA trip sensitivity, Type Adi
4638 | 40A FP Adi 10kA RCBO with 300mA trip sensitivity, Type Adi | RCBO | LV_Switchgear | AUF3D404030 | L&T | 40A | 300mA | Nos. | None | Inventory | 40A FP Adi 10kA RCBO with 300mA trip sensitivity, Type Adi
4639 | 63A FP Adi 10kA RCBO with 30mA trip sensitivity, Type Adi | RCBO | LV_Switchgear | AUF3D406303 | L&T | 63A | 30mA | Nos. | None | Inventory | 63A FP Adi 10kA RCBO with 30mA trip sensitivity, Type Adi
4640 | 63A FP Adi 10kA RCBO with 100mA trip sensitivity, Type Adi | RCBO | LV_Switchgear | AUF3D406310 | L&T | 63A | 100mA | Nos. | None | Inventory | 63A FP Adi 10kA RCBO with 100mA trip sensitivity, Type Adi
4641 | 63A FP Adi 10kA RCBO with 300mA trip sensitivity, Type Adi | RCBO | LV_Switchgear | AUF3D406330 | L&T | 63A | 300mA | Nos. | None | Inventory | 63A FP Adi 10kA RCBO with 300mA trip sensitivity, Type Adi
4642 | 80A FP Adi 10kA RCBO with 30mA trip sensitivity, Type Adi | RCBO | LV_Switchgear | AUF3D408003 | L&T | 80A | 30mA | Nos. | None | Inventory | 80A FP Adi 10kA RCBO with 30mA trip sensitivity, Type Adi
4643 | 80A FP Adi 10kA RCBO with 100mA trip sensitivity, Type Adi | RCBO | LV_Switchgear | AUF3D408010 | L&T | 80A | 100mA | Nos. | None | Inventory | 80A FP Adi 10kA RCBO with 100mA trip sensitivity, Type Adi
4644 | 80A FP Adi 10kA RCBO with 300mA trip sensitivity, Type Adi | RCBO | LV_Switchgear | AUF3D408030 | L&T | 80A | 300mA | Nos. | None | Inventory | 80A FP Adi 10kA RCBO with 300mA trip sensitivity, Type Adi
4645 | 100A FP Adi 10kA RCBO with 30mA trip sensitivity, Type Adi | RCBO | LV_Switchgear | AUF3D410003 | L&T | 100A | 30mA | Nos. | None | Inventory | 100A FP Adi 10kA RCBO with 30mA trip sensitivity, Type Adi
4646 | 100A FP Adi 10kA RCBO with 100mA trip sensitivity, Type Adi | RCBO | LV_Switchgear | AUF3D410010 | L&T | 100A | 100mA | Nos. | None | Inventory | 100A FP Adi 10kA RCBO with 100mA trip sensitivity, Type Adi
4647 | 100A FP Adi 10kA RCBO with 300mA trip sensitivity, Type Adi | RCBO | LV_Switchgear | AUF3D410030 | L&T | 100A | 300mA | Nos. | None | Inventory | 100A FP Adi 10kA RCBO with 300mA trip sensitivity, Type Adi
4648 | Over-voltage Coil/Release for 80A-125A MCBs, RCBOs and Adi RCCBs,240V AC | MCB/RCCB/RCBO Accessories | LV_Switchgear | AUOVAC240 | L&T | 0 | Overvoltage | Nos. | None | Inventory | Over-voltage Coil/Release for 80A-125A MCBs, RCBOs and Adi RCCBs,240V AC
4649 | Padlock Suitable for Lock Hasp 3.5 - 5 mm dia. Max for RCCBs,RCBOs, Changeover Switches up to 40A | MCB/RCCB/RCBO Accessories | LV_Switchgear | AUPD01 | L&T | 0 | Padlock | Nos. | None | Inventory | Padlock Suitable for Lock Hasp 3.5 - 5 mm dia. Max for RCCBs,RCBOs, Changeover Switches up to 40A
4650 | Padlock Suitable for Lock Hasp 3.5 - 5 mm dia. Max for MCBs 80A-125A, Changeover Switch 63A | MCB/RCCB/RCBO Accessories | LV_Switchgear | AUPD02 | L&T | 0 | Padlock | Nos. | None | Inventory | Padlock Suitable for Lock Hasp 3.5 - 5 mm dia. Max for MCBs 80A-125A, Changeover Switch 63A
4651 | 25A DP Adi RCCB with 30mA trip sensitivity, Type Adi-25/0.03 | RCCB | LV_Switchgear | AURAD202503 | L&T | 25A | 30mA | Nos. | None | Inventory | 25A DP Adi RCCB with 30mA trip sensitivity, Type Adi-25/0.03
4652 | 25A DP Adi RCCB with 100mA trip sensitivity, Type Adi-25/0.1 | RCCB | LV_Switchgear | AURAD202510 | L&T | 25A | 100mA | Nos. | None | Inventory | 25A DP Adi RCCB with 100mA trip sensitivity, Type Adi-25/0.1
4653 | 25A DP Adi RCCB with 300mA trip sensitivity, Type Adi-25/0.3 | RCCB | LV_Switchgear | AURAD202530 | L&T | 25A | 300mA | Nos. | None | Inventory | 25A DP Adi RCCB with 300mA trip sensitivity, Type Adi-25/0.3
4654 | 40A DP Adi RCCB with 30mA trip sensitivity, Type Adi-40/0.03 | RCCB | LV_Switchgear | AURAD204003 | L&T | 40A | 30mA | Nos. | None | Inventory | 40A DP Adi RCCB with 30mA trip sensitivity, Type Adi-40/0.03
4655 | 40A DP Adi RCCB with 100mA trip sensitivity, Type Adi-40/0.1 | RCCB | LV_Switchgear | AURAD204010 | L&T | 40A | 100mA | Nos. | None | Inventory | 40A DP Adi RCCB with 100mA trip sensitivity, Type Adi-40/0.1
4656 | 40A DP Adi RCCB with 300mA trip sensitivity, Type Adi-40/0.3 | RCCB | LV_Switchgear | AURAD204030 | L&T | 40A | 300mA | Nos. | None | Inventory | 40A DP Adi RCCB with 300mA trip sensitivity, Type Adi-40/0.3
4657 | 63A DP Adi RCCB with 30mA trip sensitivity, Type Adi-63/0.03 | RCCB | LV_Switchgear | AURAD206303 | L&T | 63A | 30mA | Nos. | None | Inventory | 63A DP Adi RCCB with 30mA trip sensitivity, Type Adi-63/0.03
4658 | 63A DP Adi RCCB with 100mA trip sensitivity, Type Adi-63/0.1 | RCCB | LV_Switchgear | AURAD206310 | L&T | 63A | 100mA | Nos. | None | Inventory | 63A DP Adi RCCB with 100mA trip sensitivity, Type Adi-63/0.1
4659 | 63A DP Adi RCCB with 300mA trip sensitivity, Type Adi-63/0.3 | RCCB | LV_Switchgear | AURAD206330 | L&T | 63A | 300mA | Nos. | None | Inventory | 63A DP Adi RCCB with 300mA trip sensitivity, Type Adi-63/0.3
4660 | 100A DP Adi RCCB with 30mA trip sensitivity, Type Adi-100/0.03 | RCCB | LV_Switchgear | AURAD210003 | L&T | 100A | 30mA | Nos. | None | Inventory | 100A DP Adi RCCB with 30mA trip sensitivity, Type Adi-100/0.03
4661 | 25A FP Adi RCCB with 30mA trip sensitivity, Type Adi-25/0.03 | RCCB | LV_Switchgear | AURAD402503 | L&T | 25A | 30mA | Nos. | None | Inventory | 25A FP Adi RCCB with 30mA trip sensitivity, Type Adi-25/0.03
4662 | 25A FP Adi RCCB with 100mA trip sensitivity, Type Adi-25/0.1 | RCCB | LV_Switchgear | AURAD402510 | L&T | 25A | 100mA | Nos. | None | Inventory | 25A FP Adi RCCB with 100mA trip sensitivity, Type Adi-25/0.1
4663 | 25A FP Adi RCCB with 300mA trip sensitivity, Type Adi-25/0.3 | RCCB | LV_Switchgear | AURAD402530 | L&T | 25A | 300mA | Nos. | None | Inventory | 25A FP Adi RCCB with 300mA trip sensitivity, Type Adi-25/0.3
4664 | 40A FP Adi RCCB with 30mA trip sensitivity, Type Adi-40/0.03 | RCCB | LV_Switchgear | AURAD404003 | L&T | 40A | 30mA | Nos. | None | Inventory | 40A FP Adi RCCB with 30mA trip sensitivity, Type Adi-40/0.03
4665 | 40A FP Adi RCCB with 100mA trip sensitivity, Type Adi-40/0.1 | RCCB | LV_Switchgear | AURAD404010 | L&T | 40A | 100mA | Nos. | None | Inventory | 40A FP Adi RCCB with 100mA trip sensitivity, Type Adi-40/0.1
4666 | 40A FP Adi RCCB with 300mA trip sensitivity, Type Adi-40/0.3 | RCCB | LV_Switchgear | AURAD404030 | L&T | 40A | 300mA | Nos. | None | Inventory | 40A FP Adi RCCB with 300mA trip sensitivity, Type Adi-40/0.3
4667 | 63A FP Adi RCCB with 30mA trip sensitivity, Type Adi-63/0.03 | RCCB | LV_Switchgear | AURAD406303 | L&T | 63A | 30mA | Nos. | None | Inventory | 63A FP Adi RCCB with 30mA trip sensitivity, Type Adi-63/0.03
4668 | 63A FP Adi RCCB with 100mA trip sensitivity, Type Adi-63/0.1 | RCCB | LV_Switchgear | AURAD406310 | L&T | 63A | 100mA | Nos. | None | Inventory | 63A FP Adi RCCB with 100mA trip sensitivity, Type Adi-63/0.1
4669 | 63A FP Adi RCCB with 300mA trip sensitivity, Type Adi-63/0.3 | RCCB | LV_Switchgear | AURAD406330 | L&T | 63A | 300mA | Nos. | None | Inventory | 63A FP Adi RCCB with 300mA trip sensitivity, Type Adi-63/0.3
4670 | 100A FP Adi RCCB with 30mA trip sensitivity, Type Adi-100/0.03 | RCCB | LV_Switchgear | AURAD410003 | L&T | 100A | 30mA | Nos. | None | Inventory | 100A FP Adi RCCB with 30mA trip sensitivity, Type Adi-100/0.03
4671 | 100A FP Adi RCCB with 300mA trip sensitivity, Type Adi-100/0.3 | RCCB | LV_Switchgear | AURAD410030 | L&T | 100A | 300mA | Nos. | None | Inventory | 100A FP Adi RCCB with 300mA trip sensitivity, Type Adi-100/0.3
4672 | Type 2 SPD 800 VOLT | SPD | LV_Switchgear | AUSP023P40-1500 | L&T | - | - | Nos. |  | Inventory | Type 2 SPD 800 VOLT
4673 | SPD 3Phase+N, TYPE-2,2- Module, 40KA, 440V AC | SPD | LV_Switchgear | AUSP023PN40 | L&T | - | - | Nos. |  | Inventory | SPD 3Phase+N, TYPE-2,2- Module, 40KA, 440V AC
4674 | Shunt Coil/Release for 80A-125A MCBs, RCBOs and Adi RCCBs,240V AC | MCB Accessories | LV_Switchgear | AUSRAC240 | L&T | 0 | Shunt | Nos. | None | Inventory | Shunt Coil/Release for 80A-125A MCBs, RCBOs and Adi RCCBs,240V AC
4675 | Shunt Coil/Release for 80A-125A MCBs, RCBOs and Adi RCCBs,24V DC | MCB Accessories | LV_Switchgear | AUSRDC024 | L&T | 0 | Shunt | Nos. | None | Inventory | Shunt Coil/Release for 80A-125A MCBs, RCBOs and Adi RCCBs,24V DC
4676 | AutoCAD - including specialized toolsets AD Commercial New Single-user ELD 3YR Subscription | CAPITAL GOODS | TOOLS | AUTOCAD | REPUTED | - | - | Nos. |  | Non Inventory | AutoCAD - including specialized toolsets AD Commercial New Single-user ELD 3YR Subscription
4677 | Digital time switch, 110-240V AC | Timer | LV_Switchgear | AUTS02DIG00 | L&T | 0 | - | Nos |  | Inventory | Digital time switch, 110-240V AC
4678 | Under-voltage Coil/Release for 80A-125A MCBs, RCBOs and Adi RCCBs,240V AC | MCB/RCCB/RCBO Accessories | LV_Switchgear | AUUVAC240 | L&T | 0 | Undervoltage | Nos. | None | Inventory | Under-voltage Coil/Release for 80A-125A MCBs, RCBOs and Adi RCCBs,240V AC
4679 | Under-voltage Coil/Release for 80A-125A MCBs, RCBOs and Adi RCCBs,24V DC | MCB/RCCB/RCBO Accessories | LV_Switchgear | AUUVDC024 | L&T | 0 | Undervoltage | Nos. | None | Inventory | Under-voltage Coil/Release for 80A-125A MCBs, RCBOs and Adi RCCBs,24V DC
4681 | 3 ELEMENT AUX RELAY, CONTACT :4NO WITH H/R, TYPE FLAG ON EACH ELEMENT, AUX VOLT: 110V DC, | RELAY | SWITCHGEAR | AVA33-TBC001-110V DC | ASHIDA | _ | NA | Nos | None | Inventory | 3 ELEMENT AUX RELAY, CONTACT :4NO WITH H/R, TYPE FLAG ON EACH ELEMENT, AUX VOLT: 110V DC,
4682 | TYPE: AVAA 33, 3 ELEMENT AUX RELAY, CONTACT :4NO WITH CONTACT H/R,& H/R FLAG ON EACH ELEMENT, AUX VOLT: 110V DC, | RELAY | SWITCHGEAR | AVAA33-110VDC | ASHIDA | _ | NA | Nos |  | Inventory | TYPE: AVAA 33, 3 ELEMENT AUX RELAY, CONTACT :4NO WITH CONTACT H/R,& H/R FLAG ON EACH ELEMENT, AUX VOLT: 110V DC,
4683 | RELAY TYPE : AVAJH 13, HIGH SPEED TRIPPING RELAY (86), MECHANICAL FLAG WINDOW, CONTACTS : 4NO+1NC HR, WITH HR FLAG ON EACH ELEMENT, AUX. VOLTAGE : 110V DC. | RELAY | SWITCHGEAR | AVAJH 13 110V DC | ASHIDA | _ | NA | Nos | None | Inventory | RELAY TYPE : AVAJH 13, HIGH SPEED TRIPPING RELAY (86), MECHANICAL FLAG WINDOW, CONTACTS : 4NO+1NC HR, WITH HR FLAG ON EACH ELEMENT, AUX. VOLTAGE : 110V DC.
4684 | AVAJH13 - HIGH SPEED TRIPPING RELAY, MECHANICAL FLAG WINDOW, CONTACT - 3NO+1NC WITH HR FLAG ON EACH ELEMENT, AUX VOLTAGE 110V DC, | RELAY | SWITCHGEAR | AVAJH13 110V DC | ASHIDA | _ | NA | Nos | None | Inventory | AVAJH13 - HIGH SPEED TRIPPING RELAY, MECHANICAL FLAG WINDOW, CONTACT - 3NO+1NC WITH HR FLAG ON EACH ELEMENT, AUX VOLTAGE 110V DC,
4685 | AVHAJ13 TRIPPING RELAY,FLUSH MOUNTING, 4NO+3NC, WITH HR FLAG, 24VDC | RELAY | SWITCHGEAR | AVAJH13 24V DC | ASHIDA | _ | NA | Nos | None | Inventory | AVHAJ13 TRIPPING RELAY,FLUSH MOUNTING, 4NO+3NC, WITH HR FLAG, 24VDC
4686 | AVAJH13 - HIGH SPEED TRIPPING RELAY, MECHANICAL FLAG WINDOW, CONTACT - 4NO+1NC WITH HR FLAG ON EACH ELEMENT, AUX VOLTAGE 110V DC, | RELAY | SWITCHGEAR | AVAJH13-TBB001-110V DC | ASHIDA | _ | NA | Nos | None | Inventory | AVAJH13 - HIGH SPEED TRIPPING RELAY, MECHANICAL FLAG WINDOW, CONTACT - 4NO+1NC WITH HR FLAG ON EACH ELEMENT, AUX VOLTAGE 110V DC,
4399 | ML 02 TYPE LIMIT SWITCH , 1NO + 1NC, ROLLER TYPE | LIMIT SWITCH | SWITCHGEAR | ALM02-AVON | AVON | _ | NA | Nos | None | Inventory | ML 02 TYPE LIMIT SWITCH , 1NO + 1NC, ROLLER TYPE
4687 | DOOR LIMIT S/W 2NO+2NC | LIMIT SWITCH | SWITCHGEAR | AVO-LIMIT-2-2 | AVON | _ | NA | Nos | None | Inventory | DOOR LIMIT S/W 2NO+2NC
4688 | 100X300MM for 33kV Busbar Support | INSULATOR | BUSBAR & ACCESSORIES | AVS-100X300MM | AVS | _ | NA | Nos |  | Inventory | 100X300MM for 33kV Busbar Support
4689 | 100X330MM for 33kV Busbar Support (MIN. CREEPAGE DISTANCE 31mm/kV) | INSULATOR | BUSBAR & ACCESSORIES | AVS-100X330MM | AVS | _ | NA | Nos |  | Inventory | 100X330MM for 33kV Busbar Support (MIN. CREEPAGE DISTANCE 31mm/kV)
4690 | 60X130MM for 11kV PT Support | INSULATOR | BUSBAR & ACCESSORIES | AVS-60X130MM | AVS | _ | NA | Nos |  | Inventory | 60X130MM for 11kV PT Support
4691 | 70X130MM for 33kV PT Support | INSULATOR | BUSBAR & ACCESSORIES | AVS-70X130MM | AVS | _ | NA | Nos |  | Inventory | 70X130MM for 33kV PT Support
4692 | 70X300MM for 33kV PT Support | INSULATOR | BUSBAR & ACCESSORIES | AVS-70X300MM | AVS | _ | NA | Nos |  | Inventory | 70X300MM for 33kV PT Support
4693 | 75X130MM for 11kV Busbar Support | INSULATOR | BUSBAR & ACCESSORIES | AVS-75X130MM | AVS | _ | NA | Nos |  | Inventory | 75X130MM for 11kV Busbar Support
4694 | 85X210MM for 22kV Busbar & PT Support | INSULATOR | BUSBAR & ACCESSORIES | AVS-85X210MM | AVS | _ | NA | Nos |  | Inventory | 85X210MM for 22kV Busbar & PT Support
10710 | DOOR LIMIT S/W 1NO+1NC | LIMIT SWITCH | SWITCHGEAR | MLS-011-TPR | AVON | _ | NA | Nos | None | Inventory | DOOR LIMIT S/W 1NO+1NC
10711 | MLS-112 TYPE LIMIT SWITCH , 1NO + 1NC, 10A, ROLLER TYPE | LIMIT SWITCH | SWITCHGEAR | MLS-112 AVON | AVON | _ | NA | Nos | None | Inventory | MLS-112 TYPE LIMIT SWITCH , 1NO + 1NC, 10A, ROLLER TYPE
12139 | On delay timer, 0-60sec , 110VAC | LT CT | SWITCHGEAR | ON-DELAY-TIMER-0-60SEC | BCH | _ | NA | Nos |  | Inventory | On delay timer, 0-60sec , 110VAC
4981 | 16-port Gigabit Ethernet switch (12 x GE TX PoE+ ports, 4 x GE SFP slots), managed, IPv6, fanless design | ETHERNET SWITCH | SWITCHGEAR | BN49-0016OOOOTCMS | BELDEN | - | - | Nos. |  | Inventory | 16-port Gigabit Ethernet switch (12 x GE TX PoE+ ports, 4 x GE SFP slots), managed, IPv6, fanless design
7384 | ETHERNET SWITCH WITH 16 NOS RJ 45 PORTS AND 1 NO FIBRE OPTIC PORT FOR COMMUNICATION WITH SCADA, AUX. VOLTAGE - 230V AC , MAR1020-99TTTTTTTTTTTTBBBB99999999SMMHPHHXX.X.Industrial managed Fast Ethernet Switch according to IEEE 802.3, 19 rack mount, fanless Design, Store-and-Forward-Switching .In total 16 Fast Ethernet ports \\\ FE 1 to 12: 10/100BASE-TX, RJ45 \\\ FE 13 to 16: 100BASE-FX, MM-LC. | ETHERNET SWITCH | SWITCHGEAR | ETHERNET_SWITCH_MANAGED-TYPE | BELDEN | - | - | Nos. |  | Inventory | ETHERNET SWITCH WITH 16 NOS RJ 45 PORTS AND 1 NO FIBRE OPTIC PORT FOR COMMUNICATION WITH SCADA, AUX. VOLTAGE - 230V AC , MAR1020-99TTTTTTTTTTTTBBBB99999999SMMHPHHXX.X.Industrial managed Fast Ethernet Switch according to IEEE 802.3, 19 rack mount, fanless Design, Store-and-Forward-Switching .In total 16 Fast Ethernet ports \\\ FE 1 to 12: 10/100BASE-TX, RJ45 \\\ FE 13 to 16: 100BASE-FX, MM-LC.
14242 | RS485 TO RJ45 CONVERTER, AUX. VOLTAGE - 230V AC, BDS3216K-C-DL,Industrial serial device servers , 16 Serial interface, fanless design, Low power design,In total: 18, 16 RS232/422/485 General Serial interface, RJ-45, 2 x 10/100Base-T(X) Ports | ETHERNET SWITCH | SWITCHGEAR | RS485_TO_RJ45_CONVERTER | BELDEN | - | - | Nos. |  | Inventory | RS485 TO RJ45 CONVERTER, AUX. VOLTAGE - 230V AC, BDS3216K-C-DL,Industrial serial device servers , 16 Serial interface, fanless design, Low power design,In total: 18, 16 RS232/422/485 General Serial interface, RJ-45, 2 x 10/100Base-T(X) Ports
78 | ONAF/ONAN POWER TRANSFORMER WITH OLTC, TECHNICALS DETAILS AS PER THE GTP | TRANSFORMER | SWITCHGEAR | 150/15KV,60/45/20MVA | BHARAT BIJLEE | - | - | Nos. |  | Inventory | ONAF/ONAN POWER TRANSFORMER WITH OLTC, TECHNICALS DETAILS AS PER THE GTP
3539 | EARTH LIMIT S/W 2NO+2NC | LIMIT SWITCH | SWITCHGEAR | 4LSPP | BHOMEN | _ | NA | Nos |  | Inventory | EARTH LIMIT S/W 2NO+2NC
4988 | STRIP TYPE LIMIT SWITCH FOR EARTH SWITCH - 2NO+2NC, RATING - 10A / 500V AC | LIMIT SWITCH | SWITCHGEAR | BPS-204 | BRISK | _ | NA | Nos |  | Inventory | STRIP TYPE LIMIT SWITCH FOR EARTH SWITCH - 2NO+2NC, RATING - 10A / 500V AC
4704 | BABY HOLDER | HOLDER | WIRE & ACCESSORIES | BABY-HOLDER | REPUTED | _ | NA | Nos |  | Inventory | BABY HOLDER
4705 | BACKALITE SHEET 1.5MM IL 4X4 | POLYCARBONATE | BUSBAR & ACCESSORIES | BACKALITE-SHEET-1.5MM | REPUTED | _ | NA | Nos |  | Inventory | BACKALITE SHEET 1.5MM IL 4X4
4706 | BALL BEARING RAIL FOR THE HDFC KIOSK SIZE - 12 WEIGHT CAPACITY - 45 KGS. | DOOR LOCK | ACCESSORIES | BALL-BEARING-RAIL-12 | REPUTED | _ | NA | PAIR |  | Inventory | BALL BEARING RAIL FOR THE HDFC KIOSK SIZE - 12 WEIGHT CAPACITY - 45 KGS.
4707 | BALL BEARING RAIL FOR THE HDFC KIOSK SIZE - 16 WEIGHT CAPACITY - 45 KGS. | DOOR LOCK | ACCESSORIES | BALL-BEARING-RAIL-16 | REPUTED | _ | NA | PAIR |  | Inventory | BALL BEARING RAIL FOR THE HDFC KIOSK SIZE - 16 WEIGHT CAPACITY - 45 KGS.
4989 | STRIP TYPE LIMIT SWITCH FOR EARTH SWITCH - 2NO+2NC, RATING - 10A / 500V AC. | LIMIT SWITCH | SWITCHGEAR | BPS-205 | BRISK | _ | NA | Nos |  | Inventory | STRIP TYPE LIMIT SWITCH FOR EARTH SWITCH - 2NO+2NC, RATING - 10A / 500V AC.
50 | SEMI CONDUCTOR FUSE SUITABLE FOR ACS560-01-62A-4 VFD,110A | FUSE | SWITCHGEAR | 110EET | BUSSMANN | - | - | Nos |  | Inventory | SEMI CONDUCTOR FUSE SUITABLE FOR ACS560-01-62A-4 VFD,110A
4710 | BATTERY CHARGER FOR FORKLIFT 72V 600AH | CAPITAL GOODS | TOOLS | BATTERY-CHARGER | KION | - | - | Nos |  | Inventory | BATTERY CHARGER FOR FORKLIFT 72V 600AH
85 | SEMI CONDUCTOR FUSE SUITABLE FOR ACS560-01-088A-4 VFD,160A | FUSE | SWITCHGEAR | 160EET | BUSSMANN | - | - | Nos |  | Inventory | SEMI CONDUCTOR FUSE SUITABLE FOR ACS560-01-088A-4 VFD,160A
4712 | CAST RESIN EPOXY INSULATOR, BIL:17.5kV/38KV/95KVP;SIZE 163x175mm. (MIN .CREEPAGE DISTANCE =340mm) | INSULATOR | BUSBAR & ACCESSORIES | BB-163X175MM-17.5KV/38KV/95KVP | BBI | _ | NA | Nos |  | Inventory | CAST RESIN EPOXY INSULATOR, BIL:17.5kV/38KV/95KVP;SIZE 163x175mm. (MIN .CREEPAGE DISTANCE =340mm)
4713 | CAST RESIN EPOXY INSULATOR, 36kV, SIZE 190x340mm. (CREEPAGE DISTANCE 31mm/kV=1150) | INSULATOR | BUSBAR & ACCESSORIES | BB-190X340MM | BBI | _ | NA | Nos |  | Inventory | CAST RESIN EPOXY INSULATOR, 36kV, SIZE 190x340mm. (CREEPAGE DISTANCE 31mm/kV=1150)
4714 | 95X130MM | INSULATOR | BUSBAR & ACCESSORIES | BB-95X130MM | BBI | _ | NA | Nos | None | Inventory | 95X130MM
4715 | BUSBAR INSULATOR DMC RED D168 IMS | INSULATOR | BUSBAR & ACCESSORIES | BB-INSULATOR-DMC-RED D168 | REPUTED | _ | NA | Nos | None | Inventory | BUSBAR INSULATOR DMC RED D168 IMS
4716 | BUSBAR INSULATOR SMC IVORY | INSULATOR | BUSBAR & ACCESSORIES | BB-INSULATOR-SMC-IVORY | REPUTED | _ | NA | Nos | None | Inventory | BUSBAR INSULATOR SMC IVORY
103 | SEMI CONDUCTOR FUSE SUITABLE FOR ACS560-01-62A-4 VFD | FUSE | SWITCHGEAR | 170M1567 | BUSSMANN | - | - | Nos |  | Inventory | SEMI CONDUCTOR FUSE SUITABLE FOR ACS560-01-62A-4 VFD
4718 | 1A SP 15kA C-curve | MCB | LV_Switchgear | BB10010C | L&T | 1A | CNAcurve | Nos. | None | Inventory | 1A SP 15kA C-curve
4719 | 1A SP 15kA D-curve | MCB | LV_Switchgear | BB10010D | L&T | 1A | DNAcurve | Nos. | None | Inventory | 1A SP 15kA D-curve
4720 | 1A SP 6kA MCB, 130V DC | MCB | LV_Switchgear | BB1001DC | L&T | 1A | 130V DC | Nos. | None | Inventory | 1A SP 6kA MCB, 130V DC
4721 | 2A SP 15kA C-curve | MCB | LV_Switchgear | BB10020C | L&T | 2A | CNAcurve | Nos. | None | Inventory | 2A SP 15kA C-curve
4722 | 2A SP 15kA D-curve | MCB | LV_Switchgear | BB10020D | L&T | 2A | DNAcurve | Nos. | None | Inventory | 2A SP 15kA D-curve
4723 | 2A SP 6kA MCB, 130V DC | MCB | LV_Switchgear | BB1002DC | L&T | 2A | 130V DC | Nos. | None | Inventory | 2A SP 6kA MCB, 130V DC
4724 | 3A SP 15kA C-curve | MCB | LV_Switchgear | BB10030C | L&T | 3A | CNAcurve | Nos. | None | Inventory | 3A SP 15kA C-curve
4725 | 3A SP 15kA D-curve | MCB | LV_Switchgear | BB10030D | L&T | 3A | DNAcurve | Nos. | None | Inventory | 3A SP 15kA D-curve
4726 | 3A SP 6kA MCB, 130V DC | MCB | LV_Switchgear | BB1003DC | L&T | 3A | 130V DC | Nos. | None | Inventory | 3A SP 6kA MCB, 130V DC
4727 | 4A SP 15kA C-curve | MCB | LV_Switchgear | BB10040C | L&T | 4A | CNAcurve | Nos. | None | Inventory | 4A SP 15kA C-curve
4728 | 4A SP 15kA D-curve | MCB | LV_Switchgear | BB10040D | L&T | 4A | DNAcurve | Nos. | None | Inventory | 4A SP 15kA D-curve
4729 | 4A SP 6kA MCB, 130V DC | MCB | LV_Switchgear | BB1004DC | L&T | 4A | 130V DC | Nos. | None | Inventory | 4A SP 6kA MCB, 130V DC
4730 | 6A SP 15kA B-curve | MCB | LV_Switchgear | BB10060B | L&T | 6A | BNAcurve | Nos. | None | Inventory | 6A SP 15kA B-curve
4731 | 6A SP 10kA MCB C-curve, C6 | MCB | LV_Switchgear | BB10060C | L&T | 6A | C-curve | Nos. | None | Inventory | 6A SP 10kA MCB C-curve, C6
4732 | 6A SP 15kA D-curve | MCB | LV_Switchgear | BB10060D | L&T | 6A | DNAcurve | Nos. | None | Inventory | 6A SP 15kA D-curve
4733 | 6A SP 6kA MCB, 130V DC | MCB | LV_Switchgear | BB1006DC | L&T | 6A | 130V DC | Nos. | None | Inventory | 6A SP 6kA MCB, 130V DC
4734 | 10A SP 15kA MCB B-curve | MCB | LV_Switchgear | BB10100B | L&T | 10A | BNAcurve | Nos. | None | Inventory | 10A SP 15kA MCB B-curve
4735 | 10A SP 15kA MCB C-curve | MCB | LV_Switchgear | BB10100C | L&T | 10A | CNAcurve | Nos. | None | Inventory | 10A SP 15kA MCB C-curve
4736 | 10A SP 15kA MCB D-curve | MCB | LV_Switchgear | BB10100D | L&T | 10A | DNAcurve | Nos. | None | Inventory | 10A SP 15kA MCB D-curve
4737 | 10A SP 6kA MCB, 130V DC | MCB | LV_Switchgear | BB1010DC | L&T | 10A | 130V DC | Nos. | None | Inventory | 10A SP 6kA MCB, 130V DC
4738 | 16A SP 15kA MCB B-curve | MCB | LV_Switchgear | BB10160B | L&T | 16A | BNAcurve | Nos. | None | Inventory | 16A SP 15kA MCB B-curve
4739 | 16A SP 10kA MCB C-curve | MCB | LV_Switchgear | BB10160C | L&T | 16A | C-curve | Nos. |  | Inventory | 16A SP 10kA MCB C-curve
4740 | 16A SP 15kA MCB D-curve | MCB | LV_Switchgear | BB10160D | L&T | 16A | DNAcurve | Nos. | None | Inventory | 16A SP 15kA MCB D-curve
4741 | 16A SP 6kA MCB, 130V DC | MCB | LV_Switchgear | BB1016DC | L&T | 16A | 130V DC | Nos. | None | Inventory | 16A SP 6kA MCB, 130V DC
4742 | 20A SP 15kA MCB B-curve | MCB | LV_Switchgear | BB10200B | L&T | 20A | BNAcurve | Nos. | None | Inventory | 20A SP 15kA MCB B-curve
4743 | 20A SP 15kA MCB C-curve | MCB | LV_Switchgear | BB10200C | L&T | 20A | CNAcurve | Nos. | None | Inventory | 20A SP 15kA MCB C-curve
4744 | 20A SP 15kA MCB D-curve | MCB | LV_Switchgear | BB10200D | L&T | 20A | DNAcurve | Nos. | None | Inventory | 20A SP 15kA MCB D-curve
4745 | 20A SP 6kA MCB, 130V DC | MCB | LV_Switchgear | BB1020DC | L&T | 20A | 130V DC | Nos. | None | Inventory | 20A SP 6kA MCB, 130V DC
4746 | 25A SP 15kA MCB B-curve | MCB | LV_Switchgear | BB10250B | L&T | 25A | BNAcurve | Nos. | None | Inventory | 25A SP 15kA MCB B-curve
4747 | 25A SP 15kA MCB C-curve | MCB | LV_Switchgear | BB10250C | L&T | 25A | CNAcurve | Nos. | None | Inventory | 25A SP 15kA MCB C-curve
4748 | 25A SP 15kA MCB D-curve | MCB | LV_Switchgear | BB10250D | L&T | 25A | DNAcurve | Nos. | None | Inventory | 25A SP 15kA MCB D-curve
4749 | 25A SP 6kA MCB, 130V DC | MCB | LV_Switchgear | BB1025DC | L&T | 25A | 130V DC | Nos. | None | Inventory | 25A SP 6kA MCB, 130V DC
4750 | 32A SP 15kA MCB B-curve | MCB | LV_Switchgear | BB10320B | L&T | 32A | BNAcurve | Nos. | None | Inventory | 32A SP 15kA MCB B-curve
4751 | 32A SP 15kA MCB C-curve | MCB | LV_Switchgear | BB10320C | L&T | 32A | CNAcurve | Nos. | None | Inventory | 32A SP 15kA MCB C-curve
4752 | 32A SP 15kA MCB D-curve | MCB | LV_Switchgear | BB10320D | L&T | 32A | DNAcurve | Nos. | None | Inventory | 32A SP 15kA MCB D-curve
4753 | 32A SP 6kA MCB, 130V DC | MCB | LV_Switchgear | BB1032DC | L&T | 32A | 130V DC | Nos. | None | Inventory | 32A SP 6kA MCB, 130V DC
4754 | 40A SP 15kA MCB B-curve | MCB | LV_Switchgear | BB10400B | L&T | 40A | BNAcurve | Nos. | None | Inventory | 40A SP 15kA MCB B-curve
4755 | 40A SP 15kA MCB C-curve | MCB | LV_Switchgear | BB10400C | L&T | 40A | CNAcurve | Nos. | None | Inventory | 40A SP 15kA MCB C-curve
4756 | 40A SP 15kA MCB D-curve | MCB | LV_Switchgear | BB10400D | L&T | 40A | DNAcurve | Nos. | None | Inventory | 40A SP 15kA MCB D-curve
4757 | 40A SP 6kA MCB, 130V DC | MCB | LV_Switchgear | BB1040DC | L&T | 40A | 130V DC | Nos. | None | Inventory | 40A SP 6kA MCB, 130V DC
4758 | 50A SP 10kA MCB B-curve | MCB | LV_Switchgear | BB10500B | L&T | 50A | BNAcurve | Nos. | None | Inventory | 50A SP 10kA MCB B-curve
4759 | 50A SP 10kA MCB C-curve | MCB | LV_Switchgear | BB10500C | L&T | 50A | CNAcurve | Nos. | None | Inventory | 50A SP 10kA MCB C-curve
4760 | 50A SP 10kA MCB D-curve | MCB | LV_Switchgear | BB10500D* | L&T | 50A | DNAcurve | Nos. | None | Inventory | 50A SP 10kA MCB D-curve
4761 | 50A SP 6kA MCB, 130V DC | MCB | LV_Switchgear | BB1050DC | L&T | 50A | 130V DC | Nos. | None | Inventory | 50A SP 6kA MCB, 130V DC
4762 | 63A SP 10kA MCB B-curve | MCB | LV_Switchgear | BB10630B | L&T | 63A | BNAcurve | Nos. | None | Inventory | 63A SP 10kA MCB B-curve
4763 | 63A SP 10kA MCB C-curve | MCB | LV_Switchgear | BB10630C | L&T | 63A | CNAcurve | Nos. | None | Inventory | 63A SP 10kA MCB C-curve
4764 | 63A SP 10kA MCB D-curve | MCB | LV_Switchgear | BB10630D* | L&T | 63A | DNAcurve | Nos. | None | Inventory | 63A SP 10kA MCB D-curve
4765 | 63A SP 6kA MCB, 130V DC | MCB | LV_Switchgear | BB1063DC | L&T | 63A | 130V DC | Nos. | None | Inventory | 63A SP 6kA MCB, 130V DC
4766 | 0.5A SP 15kA C-curve | MCB | LV_Switchgear | BB10E50C | L&T | 0.5A | CNAcurve | Nos. | None | Inventory | 0.5A SP 15kA C-curve
4767 | 0.5A SP 15kA D-curve | MCB | LV_Switchgear | BB10E50D | L&T | 0.5A | DNAcurve | Nos. | None | Inventory | 0.5A SP 15kA D-curve
4768 | 0.5A SP 6kA MCB, 130V DC | MCB | LV_Switchgear | BB10E5DC | L&T | 0.5A | 130V DC | Nos. | None | Inventory | 0.5A SP 6kA MCB, 130V DC
104 | SEMI CONDUCTOR FUSE SUITABLE FOR ACS560-01-088A-4 VFD | FUSE | SWITCHGEAR | 170M1569 | BUSSMANN | - | - | Nos |  | Inventory | SEMI CONDUCTOR FUSE SUITABLE FOR ACS560-01-088A-4 VFD
4770 | 1A DP 15kA C-curve | MCB | LV_Switchgear | BB20010C | L&T | 1A | CNAcurve | Nos. | None | Inventory | 1A DP 15kA C-curve
4771 | 1A DP 15kA D-curve | MCB | LV_Switchgear | BB20010D | L&T | 1A | DNAcurve | Nos. | None | Inventory | 1A DP 15kA D-curve
4772 | 1A DP 6kA MCB, 250V DC | MCB | LV_Switchgear | BB2001DC | L&T | 1A | 250V DC | Nos. | None | Inventory | 1A DP 6kA MCB, 250V DC
4773 | 2A DP 10kA MCB C-Curve, C2 | MCB | LV_Switchgear | BB20020C | L&T | 2A | C-curve | Nos. | None | Inventory | 2A DP 10kA MCB C-Curve, C2
4774 | 2A DP 15kA D-curve | MCB | LV_Switchgear | BB20020D | L&T | 2A | DNAcurve | Nos. | None | Inventory | 2A DP 15kA D-curve
4775 | 2A DP 6kA MCB, 250V DC | MCB | LV_Switchgear | BB2002DC | L&T | 2A | 250V DC | Nos. | None | Inventory | 2A DP 6kA MCB, 250V DC
4776 | 3A DP 15kA C-curve | MCB | LV_Switchgear | BB20030C | L&T | 3A | CNAcurve | Nos. | None | Inventory | 3A DP 15kA C-curve
4777 | 3A DP 15kA D-curve | MCB | LV_Switchgear | BB20030D | L&T | 3A | DNAcurve | Nos. | None | Inventory | 3A DP 15kA D-curve
4778 | 3A DP 6kA MCB, 250V DC | MCB | LV_Switchgear | BB2003DC | L&T | 3A | 250V DC | Nos. | None | Inventory | 3A DP 6kA MCB, 250V DC
4779 | 4A DP 15kA C-curve | MCB | LV_Switchgear | BB20040C | L&T | 4A | CNAcurve | Nos. | None | Inventory | 4A DP 15kA C-curve
4780 | 4A DP 15kA D-curve | MCB | LV_Switchgear | BB20040D | L&T | 4A | DNAcurve | Nos. | None | Inventory | 4A DP 15kA D-curve
4781 | 4A DP 6kA MCB, 250V DC | MCB | LV_Switchgear | BB2004DC | L&T | 4A | 250V DC | Nos. | None | Inventory | 4A DP 6kA MCB, 250V DC
4782 | 6A DP 15kA B-curve | MCB | LV_Switchgear | BB20060B | L&T | 6A | BNAcurve | Nos. | None | Inventory | 6A DP 15kA B-curve
4783 | 6A DP 10kA C-curve | MCB | LV_Switchgear | BB20060C | L&T | 6A | CNAcurve | Nos. |  | Inventory | 6A DP 10kA C-curve
4784 | 6A DP 10kA MCB D-curve, D6 | MCB | LV_Switchgear | BB20060D | L&T | 6A | D-curve | Nos. | None | Inventory | 6A DP 10kA MCB D-curve, D6
4785 | 6A DP 6kA MCB, 250V DC | MCB | LV_Switchgear | BB2006DC | L&T | 6A | 250V DC | Nos. | None | Inventory | 6A DP 6kA MCB, 250V DC
4786 | 10A DP 15kA MCB B-curve | MCB | LV_Switchgear | BB20100B | L&T | 10A | BNAcurve | Nos. | None | Inventory | 10A DP 15kA MCB B-curve
4787 | 10A DP 10kA MCB C-curve, C10 | MCB | LV_Switchgear | BB20100C | L&T | 10A | C-curve | Nos. | None | Inventory | 10A DP 10kA MCB C-curve, C10
4788 | 10A DP 10kA MCB D-curve, D10 | MCB | LV_Switchgear | BB20100D | L&T | 10A | D-curve | Nos. | None | Inventory | 10A DP 10kA MCB D-curve, D10
4789 | 10A DP 6kA MCB, 250V DC | MCB | LV_Switchgear | BB2010DC | L&T | 10A | 250V DC | Nos. | None | Inventory | 10A DP 6kA MCB, 250V DC
4790 | 16A DP 15kA MCB B-curve | MCB | LV_Switchgear | BB20160B | L&T | 16A | BNAcurve | Nos. | None | Inventory | 16A DP 15kA MCB B-curve
4791 | 16A DP 10kA MCB C-curve, C16 | MCB | LV_Switchgear | BB20160C | L&T | 16A | C-curve | Nos. | None | Inventory | 16A DP 10kA MCB C-curve, C16
105 | Fuse-link, high speed, 32 A, 800 V AC | FUSE | SWITCHGEAR | 170M7350 | BUSSMANN | _ | NA | Nos |  | Inventory | Fuse-link, high speed, 32 A, 800 V AC
4793 | 16A DP 6kA MCB, 250V DC | MCB | LV_Switchgear | BB2016DC | L&T | 16A | 250V DC | Nos. | None | Inventory | 16A DP 6kA MCB, 250V DC
4794 | 20A DP 15kA MCB B-curve | MCB | LV_Switchgear | BB20200B | L&T | 20A | BNAcurve | Nos. | None | Inventory | 20A DP 15kA MCB B-curve
4795 | 20A DP 15kA MCB C-curve | MCB | LV_Switchgear | BB20200C | L&T | 20A | CNAcurve | Nos. | None | Inventory | 20A DP 15kA MCB C-curve
4796 | 20A DP 15kA MCB D-curve | MCB | LV_Switchgear | BB20200D | L&T | 20A | DNAcurve | Nos. | None | Inventory | 20A DP 15kA MCB D-curve
4797 | 20A DP 6kA MCB, 250V DC | MCB | LV_Switchgear | BB2020DC | L&T | 20A | 250V DC | Nos. | None | Inventory | 20A DP 6kA MCB, 250V DC
4798 | 25A DP 15kA MCB B-curve | MCB | LV_Switchgear | BB20250B | L&T | 25A | BNAcurve | Nos. | None | Inventory | 25A DP 15kA MCB B-curve
4799 | 25A DP 15kA MCB C-curve | MCB | LV_Switchgear | BB20250C | L&T | 25A | CNAcurve | Nos. | None | Inventory | 25A DP 15kA MCB C-curve
4800 | 25A DP 15kA MCB D-curve | MCB | LV_Switchgear | BB20250D | L&T | 25A | DNAcurve | Nos. | None | Inventory | 25A DP 15kA MCB D-curve
4801 | 25A DP 6kA MCB, 250V DC | MCB | LV_Switchgear | BB2025DC | L&T | 25A | 250V DC | Nos. | None | Inventory | 25A DP 6kA MCB, 250V DC
4802 | 32A DP 15kA MCB B-curve | MCB | LV_Switchgear | BB20320B | L&T | 32A | BNAcurve | Nos. | None | Inventory | 32A DP 15kA MCB B-curve
4803 | 32A DP 15kA MCB C-curve | MCB | LV_Switchgear | BB20320C | L&T | 32A | CNAcurve | Nos. | None | Inventory | 32A DP 15kA MCB C-curve
4804 | 32A DP 10kA MCB D-curve, D32 | MCB | LV_Switchgear | BB20320D | L&T | 32A | D-curve | Nos. | None | Inventory | 32A DP 10kA MCB D-curve, D32
4805 | 32A DP 6kA MCB, 250V DC | MCB | LV_Switchgear | BB2032DC | L&T | 32A | 250V DC | Nos. | None | Inventory | 32A DP 6kA MCB, 250V DC
4806 | 40A DP 15kA MCB B-curve | MCB | LV_Switchgear | BB20400B | L&T | 40A | BNAcurve | Nos. | None | Inventory | 40A DP 15kA MCB B-curve
4807 | 40A DP 15kA MCB C-curve | MCB | LV_Switchgear | BB20400C | L&T | 40A | CNAcurve | Nos. | None | Inventory | 40A DP 15kA MCB C-curve
4808 | 40A DP 15kA MCB D-curve | MCB | LV_Switchgear | BB20400D | L&T | 40A | DNAcurve | Nos. | None | Inventory | 40A DP 15kA MCB D-curve
4809 | 40A DP 6kA MCB, 250V DC | MCB | LV_Switchgear | BB2040DC | L&T | 40A | 250V DC | Nos. | None | Inventory | 40A DP 6kA MCB, 250V DC
4810 | 50A DP 10kA MCB B-curve | MCB | LV_Switchgear | BB20500B | L&T | 50A | BNAcurve | Nos. | None | Inventory | 50A DP 10kA MCB B-curve
4811 | 50A DP 10kA MCB C-curve | MCB | LV_Switchgear | BB20500C | L&T | 50A | CNAcurve | Nos. | None | Inventory | 50A DP 10kA MCB C-curve
4812 | 50A DP 10kA MCB D-curve | MCB | LV_Switchgear | BB20500D* | L&T | 50A | DNAcurve | Nos. | None | Inventory | 50A DP 10kA MCB D-curve
4813 | 50A DP 6kA MCB, 250V DC | MCB | LV_Switchgear | BB2050DC | L&T | 50A | 250V DC | Nos. | None | Inventory | 50A DP 6kA MCB, 250V DC
4814 | 63A DP 10kA MCB B-curve | MCB | LV_Switchgear | BB20630B | L&T | 63A | BNAcurve | Nos. | None | Inventory | 63A DP 10kA MCB B-curve
4815 | 63A DP 10kA MCB C-curve | MCB | LV_Switchgear | BB20630C | L&T | 63A | CNAcurve | Nos. | None | Inventory | 63A DP 10kA MCB C-curve
4816 | 63A DP 10kA MCB D-curve | MCB | LV_Switchgear | BB20630D* | L&T | 63A | DNAcurve | Nos. | None | Inventory | 63A DP 10kA MCB D-curve
4817 | 63A DP 6kA MCB, 250V DC | MCB | LV_Switchgear | BB2063DC | L&T | 63A | 250V DC | Nos. | None | Inventory | 63A DP 6kA MCB, 250V DC
4818 | 0.5A DP 15kA C-curve | MCB | LV_Switchgear | BB20E50C | L&T | 0.5A | CNAcurve | Nos. | None | Inventory | 0.5A DP 15kA C-curve
4819 | 0.5A DP 15kA D-curve | MCB | LV_Switchgear | BB20E50D | L&T | 0.5A | DNAcurve | Nos. | None | Inventory | 0.5A DP 15kA D-curve
4820 | 0.5A DP 6kA MCB, 250V DC | MCB | LV_Switchgear | BB20E5DC | L&T | 0.5A | 250V DC | Nos. | None | Inventory | 0.5A DP 6kA MCB, 250V DC
106 | Fuse-link, high speed, 1000AMPS, 1000V AC FUSES | FUSE | SWITCHGEAR | 170M8510D | BUSSMANN | _ | NA | Nos |  | Inventory | Fuse-link, high speed, 1000AMPS, 1000V AC FUSES
4822 | 1A TP 15kA C-curve | MCB | LV_Switchgear | BB30010C | L&T | 1A | CNAcurve | Nos. | None | Inventory | 1A TP 15kA C-curve
4823 | 1A TP 15kA D-curve | MCB | LV_Switchgear | BB30010D | L&T | 1A | DNAcurve | Nos. | None | Inventory | 1A TP 15kA D-curve
4824 | 2A TP 15kA C-curve | MCB | LV_Switchgear | BB30020C | L&T | 2A | CNAcurve | Nos. | None | Inventory | 2A TP 15kA C-curve
4825 | 2A TP 15kA D-curve | MCB | LV_Switchgear | BB30020D | L&T | 2A | DNAcurve | Nos. | None | Inventory | 2A TP 15kA D-curve
4826 | 3A TP 15kA C-curve | MCB | LV_Switchgear | BB30030C | L&T | 3A | CNAcurve | Nos. | None | Inventory | 3A TP 15kA C-curve
4827 | 3A TP 15kA D-curve | MCB | LV_Switchgear | BB30030D | L&T | 3A | DNAcurve | Nos. | None | Inventory | 3A TP 15kA D-curve
4828 | 4A TP 15kA C-curve | MCB | LV_Switchgear | BB30040C | L&T | 4A | CNAcurve | Nos. | None | Inventory | 4A TP 15kA C-curve
4829 | 4A TP 15kA D-curve | MCB | LV_Switchgear | BB30040D | L&T | 4A | DNAcurve | Nos. | None | Inventory | 4A TP 15kA D-curve
4830 | 6A TP 15kA B-curve | MCB | LV_Switchgear | BB30060B | L&T | 6A | BNAcurve | Nos. | None | Inventory | 6A TP 15kA B-curve
4831 | 6A TP 15kA C-curve | MCB | LV_Switchgear | BB30060C | L&T | 6A | CNAcurve | Nos. | None | Inventory | 6A TP 15kA C-curve
4832 | 6A TP 15kA D-curve | MCB | LV_Switchgear | BB30060D | L&T | 6A | DNAcurve | Nos. | None | Inventory | 6A TP 15kA D-curve
4833 | 10A TP 15kA MCB B-curve | MCB | LV_Switchgear | BB30100B | L&T | 10A | BNAcurve | Nos. | None | Inventory | 10A TP 15kA MCB B-curve
4834 | 10A TP 10kA MCB C-curve | MCB | LV_Switchgear | BB30100C | L&T | 10A | CNAcurve | Nos. |  | Inventory | 10A TP 10kA MCB C-curve
4835 | 10A TP 15kA MCB D-curve | MCB | LV_Switchgear | BB30100D | L&T | 10A | DNAcurve | Nos. | None | Inventory | 10A TP 15kA MCB D-curve
4836 | 16A TP 15kA MCB B-curve | MCB | LV_Switchgear | BB30160B | L&T | 16A | BNAcurve | Nos. | None | Inventory | 16A TP 15kA MCB B-curve
4837 | 16A TP 15kA MCB C-curve | MCB | LV_Switchgear | BB30160C | L&T | 16A | CNAcurve | Nos. | None | Inventory | 16A TP 15kA MCB C-curve
4838 | 16A TP 15kA MCB D-curve | MCB | LV_Switchgear | BB30160D | L&T | 16A | DNAcurve | Nos. | None | Inventory | 16A TP 15kA MCB D-curve
4839 | 20A TP 15kA MCB B-curve | MCB | LV_Switchgear | BB30200B | L&T | 20A | BNAcurve | Nos. | None | Inventory | 20A TP 15kA MCB B-curve
4840 | 20A TP 15kA MCB C-curve | MCB | LV_Switchgear | BB30200C | L&T | 20A | CNAcurve | Nos. | None | Inventory | 20A TP 15kA MCB C-curve
4841 | 20A TP 15kA MCB D-curve | MCB | LV_Switchgear | BB30200D | L&T | 20A | DNAcurve | Nos. | None | Inventory | 20A TP 15kA MCB D-curve
4842 | 25A TP 15kA MCB B-curve | MCB | LV_Switchgear | BB30250B | L&T | 25A | BNAcurve | Nos. | None | Inventory | 25A TP 15kA MCB B-curve
4843 | 25A TP 15kA MCB C-curve | MCB | LV_Switchgear | BB30250C | L&T | 25A | CNAcurve | Nos. | None | Inventory | 25A TP 15kA MCB C-curve
4844 | 25A TP 15kA MCB D-curve | MCB | LV_Switchgear | BB30250D | L&T | 25A | DNAcurve | Nos. | None | Inventory | 25A TP 15kA MCB D-curve
4845 | 32A TP 15kA MCB B-curve | MCB | LV_Switchgear | BB30320B | L&T | 32A | BNAcurve | Nos. | None | Inventory | 32A TP 15kA MCB B-curve
4846 | 32A TP 15kA MCB C-curve | MCB | LV_Switchgear | BB30320C | L&T | 32A | CNAcurve | Nos. | None | Inventory | 32A TP 15kA MCB C-curve
4847 | 32A TP 15kA MCB D-curve | MCB | LV_Switchgear | BB30320D | L&T | 32A | DNAcurve | Nos. | None | Inventory | 32A TP 15kA MCB D-curve
4848 | 40A TP 15kA MCB B-curve | MCB | LV_Switchgear | BB30400B | L&T | 40A | BNAcurve | Nos. | None | Inventory | 40A TP 15kA MCB B-curve
4849 | 40A TP 15kA MCB C-curve | MCB | LV_Switchgear | BB30400C | L&T | 40A | CNAcurve | Nos. | None | Inventory | 40A TP 15kA MCB C-curve
4850 | 40A TP 15kA MCB D-curve | MCB | LV_Switchgear | BB30400D | L&T | 40A | DNAcurve | Nos. | None | Inventory | 40A TP 15kA MCB D-curve
4851 | 50A TP 10kA MCB B-curve | MCB | LV_Switchgear | BB30500B | L&T | 50A | BNAcurve | Nos. | None | Inventory | 50A TP 10kA MCB B-curve
4852 | 50A TP 10kA MCB C-curve | MCB | LV_Switchgear | BB30500C | L&T | 50A | CNAcurve | Nos. | None | Inventory | 50A TP 10kA MCB C-curve
4853 | 50A TP 10kA MCB D-curve | MCB | LV_Switchgear | BB30500D* | L&T | 50A | DNAcurve | Nos. | None | Inventory | 50A TP 10kA MCB D-curve
4854 | 63A TP 10kA MCB B-curve | MCB | LV_Switchgear | BB30630B | L&T | 63A | BNAcurve | Nos. | None | Inventory | 63A TP 10kA MCB B-curve
4855 | 63A TP 10kA MCB C-curve | MCB | LV_Switchgear | BB30630C | L&T | 63A | CNAcurve | Nos. | None | Inventory | 63A TP 10kA MCB C-curve
4856 | 63A TP 10kA MCB D-curve | MCB | LV_Switchgear | BB30630D* | L&T | 63A | DNAcurve | Nos. | None | Inventory | 63A TP 10kA MCB D-curve
4857 | 0.5A TP 15kA C-curve | MCB | LV_Switchgear | BB30E50C | L&T | 0.5A | CNAcurve | Nos. | None | Inventory | 0.5A TP 15kA C-curve
4858 | 0.5A TP 15kA D-curve | MCB | LV_Switchgear | BB30E50D | L&T | 0.5A | DNAcurve | Nos. | None | Inventory | 0.5A TP 15kA D-curve
4859 | 1A FP 15kA C-curve | MCB | LV_Switchgear | BB40010C | L&T | 1A | CNAcurve | Nos. | None | Inventory | 1A FP 15kA C-curve
4860 | 1A FP 15kA D-curve | MCB | LV_Switchgear | BB40010D | L&T | 1A | DNAcurve | Nos. | None | Inventory | 1A FP 15kA D-curve
4861 | 2A FP 15kA C-curve | MCB | LV_Switchgear | BB40020C | L&T | 2A | CNAcurve | Nos. | None | Inventory | 2A FP 15kA C-curve
4862 | 2A FP 15kA D-curve | MCB | LV_Switchgear | BB40020D | L&T | 2A | DNAcurve | Nos. | None | Inventory | 2A FP 15kA D-curve
4863 | 3A FP 15kA C-curve | MCB | LV_Switchgear | BB40030C | L&T | 3A | CNAcurve | Nos. | None | Inventory | 3A FP 15kA C-curve
4864 | 3A FP 15kA D-curve | MCB | LV_Switchgear | BB40030D | L&T | 3A | DNAcurve | Nos. | None | Inventory | 3A FP 15kA D-curve
4865 | 4A FP 10kA MCB C-curve, C4 | MCB | LV_Switchgear | BB40040C | L&T | 4A | C-curve | Nos. | None | Inventory | 4A FP 10kA MCB C-curve, C4
4866 | 4A FP 15kA D-curve | MCB | LV_Switchgear | BB40040D | L&T | 4A | DNAcurve | Nos. | None | Inventory | 4A FP 15kA D-curve
4867 | 6A FP 15kA B-curve | MCB | LV_Switchgear | BB40060B | L&T | 6A | BNAcurve | Nos. | None | Inventory | 6A FP 15kA B-curve
2770 | 32A FUSE BASE, 660V ac, | FUSE BASE | SWITCHGEAR | 32H07 | BUSSMANN | _ | NA | Nos | None | Inventory | 32A FUSE BASE, 660V ac,
4869 | 6A FP 15kA D-curve | MCB | LV_Switchgear | BB40060D | L&T | 6A | DNAcurve | Nos. | None | Inventory | 6A FP 15kA D-curve
4870 | 10A FP 15kA MCB B-curve | MCB | LV_Switchgear | BB40100B | L&T | 10A | BNAcurve | Nos. | None | Inventory | 10A FP 15kA MCB B-curve
4871 | 10A FP 10kA MCB C-curve, C10 | MCB | LV_Switchgear | BB40100C | L&T | 10A | C-curve | Nos. | None | Inventory | 10A FP 10kA MCB C-curve, C10
4872 | 10A FP 15kA MCB D-curve | MCB | LV_Switchgear | BB40100D | L&T | 10A | DNAcurve | Nos. | None | Inventory | 10A FP 15kA MCB D-curve
4873 | 16A FP 15kA MCB B-curve | MCB | LV_Switchgear | BB40160B | L&T | 16A | BNAcurve | Nos. | None | Inventory | 16A FP 15kA MCB B-curve
4874 | 16A FP 10kA MCB C-curve, C16 | MCB | LV_Switchgear | BB40160C | L&T | 16A | C-curve | Nos. | None | Inventory | 16A FP 10kA MCB C-curve, C16
4875 | 16A FP 10kA MCB D-curve, D16 | MCB | LV_Switchgear | BB40160D | L&T | 16A | D-curve | Nos. | None | Inventory | 16A FP 10kA MCB D-curve, D16
4876 | 20A FP 15kA MCB B-curve | MCB | LV_Switchgear | BB40200B | L&T | 20A | BNAcurve | Nos. | None | Inventory | 20A FP 15kA MCB B-curve
4877 | 20A FP 15kA MCB C-curve | MCB | LV_Switchgear | BB40200C | L&T | 20A | CNAcurve | Nos. | None | Inventory | 20A FP 15kA MCB C-curve
4878 | 20A FP 15kA MCB D-curve | MCB | LV_Switchgear | BB40200D | L&T | 20A | DNAcurve | Nos. | None | Inventory | 20A FP 15kA MCB D-curve
4879 | 25A FP 15kA MCB B-curve | MCB | LV_Switchgear | BB40250B | L&T | 25A | BNAcurve | Nos. | None | Inventory | 25A FP 15kA MCB B-curve
3623 | 63A FUSE link 660 VOLT-SIZE A3 | FUSE | SWITCHGEAR | 63KO7-660 | BUSSMANN | _ | NA | Nos |  | Inventory | 63A FUSE link 660 VOLT-SIZE A3
4881 | 25A FP 15kA MCB D-curve | MCB | LV_Switchgear | BB40250D | L&T | 25A | DNAcurve | Nos. | None | Inventory | 25A FP 15kA MCB D-curve
3628 | 6A FUSE BASE, 660V ac, | FUSE BASE | SWITCHGEAR | 6H07 | BUSSMANN | _ | NA | Nos | None | Inventory | 6A FUSE BASE, 660V ac,
4883 | 32A FP 15kA MCB B-curve | MCB | LV_Switchgear | BB40320B | L&T | 32A | BNAcurve | Nos. | None | Inventory | 32A FP 15kA MCB B-curve
4884 | 32A FP 15kA MCB C-curve | MCB | LV_Switchgear | BB40320C | L&T | 32A | CNAcurve | Nos. | None | Inventory | 32A FP 15kA MCB C-curve
3629 | 6A Fuse link 660V AC | FUSE | SWITCHGEAR | 6HO7-660 | BUSSMANN | _ | NA | Nos |  | Inventory | 6A Fuse link 660V AC
5033 | CONTROL FUSE: 2A, 10x38 , | FUSE | SWITCHGEAR | C14G2S | BUSSMANN | _ | NA | Nos | None | Inventory | CONTROL FUSE: 2A, 10x38 ,
5034 | CONTROL FUSE : 2A, 14x51, | FUSE | SWITCHGEAR | C14G2S-2 | BUSSMANN | _ | NA | Nos | None | Inventory | CONTROL FUSE : 2A, 14x51,
4888 | 40A FP 15kA MCB D-curve | MCB | LV_Switchgear | BB40400D | L&T | 40A | DNAcurve | Nos. | None | Inventory | 40A FP 15kA MCB D-curve
4889 | 50A FP 10kA MCB B-curve | MCB | LV_Switchgear | BB40500B | L&T | 50A | BNAcurve | Nos. | None | Inventory | 50A FP 10kA MCB B-curve
4890 | 50A FP 10kA MCB C-curve | MCB | LV_Switchgear | BB40500C | L&T | 50A | CNAcurve | Nos. | None | Inventory | 50A FP 10kA MCB C-curve
4891 | 50A FP 10kA MCB D-curve | MCB | LV_Switchgear | BB40500D* | L&T | 50A | DNAcurve | Nos. | None | Inventory | 50A FP 10kA MCB D-curve
4892 | 63A FP 10kA MCB B-curve | MCB | LV_Switchgear | BB40630B | L&T | 63A | BNAcurve | Nos. | None | Inventory | 63A FP 10kA MCB B-curve
4893 | 63A FP 10kA EXORA MCB C-curve, TYPE BB40-C63 | MCB | LV_Switchgear | BB40630C | L&T | 63A | C-curve | Nos |  | Inventory | 63A FP 10kA EXORA MCB C-curve, TYPE BB40-C63
4894 | 63A FP 10kA MCB D-curve | MCB | LV_Switchgear | BB40630D* | L&T | 63A | DNAcurve | Nos. | None | Inventory | 63A FP 10kA MCB D-curve
4895 | 0.5A FP 15kA C-curve | MCB | LV_Switchgear | BB40E50C | L&T | 0.5A | CNAcurve | Nos. | None | Inventory | 0.5A FP 15kA C-curve
4896 | 0.5A FP 15kA D-curve | MCB | LV_Switchgear | BB40E50D | L&T | 0.5A | DNAcurve | Nos. | None | Inventory | 0.5A FP 15kA D-curve
4897 | 33kV Insulator, INSERT SIZE - 20MM, DRG NO - B4 771 | INSULATOR | BUSBAR & ACCESSORIES | BBI-100X300MM | BBI | _ | NA | Nos |  | Inventory | 33kV Insulator, INSERT SIZE - 20MM, DRG NO - B4 771
4898 | 11kV, CAST RESIN EPOXY INSULATOR, SIZE 60x130mm for 11kV Busbar & PT Support | INSULATOR | BUSBAR & ACCESSORIES | BBI-60X130MM | BBI | _ | NA | Nos |  | Inventory | 11kV, CAST RESIN EPOXY INSULATOR, SIZE 60x130mm for 11kV Busbar & PT Support
4899 | 11kV, CAST RESIN EPOXY INSULATOR, SIZE 75x130mm for 11kV Busbar & PT Support | INSULATOR | BUSBAR & ACCESSORIES | BBI-75X130MM | BBI | _ | NA | Nos |  | Inventory | 11kV, CAST RESIN EPOXY INSULATOR, SIZE 75x130mm for 11kV Busbar & PT Support
4900 | 22kV, CAST RESIN EPOXY INSULATOR, SIZE 85x210mm for 22kV Busbar & PT Support | INSULATOR | BUSBAR & ACCESSORIES | BBI-85X210MM | BBI | _ | NA | Nos |  | Inventory | 22kV, CAST RESIN EPOXY INSULATOR, SIZE 85x210mm for 22kV Busbar & PT Support
5035 | 6A Fuse link 690V AC, Size-14 x 51mm | FUSE | SWITCHGEAR | C14G6 | BUSSMANN | _ | NA | Nos |  | Inventory | 6A Fuse link 690V AC, Size-14 x 51mm
5306 | 32A Fuse Base 690V AC | FUSE | SWITCHGEAR | CH14 | BUSSMANN | _ | NA | Nos |  | Inventory | 32A Fuse Base 690V AC
5307 | CONTROL FUSE BASE : 14x51, 1P TYPE, | FUSE | SWITCHGEAR | CH143DMS | BUSSMANN | _ | NA | Nos | None | Inventory | CONTROL FUSE BASE : 14x51, 1P TYPE,
5316 | CONTROL FUSE BASE :10x38, 1P TYPE , | FUSE | SWITCHGEAR | CHM1DU | BUSSMANN | _ | NA | Nos | None | Inventory | CONTROL FUSE BASE :10x38, 1P TYPE ,
7834 | 32A,3WATT,500V | FUSE BASE | SWITCHGEAR | FA32-B1 | BUSSMANN | _ | NA | Nos |  | Inventory | 32A,3WATT,500V
8422 | BASE FOR HRC CARTRIDGE FUSE | FUSE | SWITCHGEAR | HRC_CARTRIDGE_BASE | BUSSMANN | - | NA | Nos |  | Inventory | BASE FOR HRC CARTRIDGE FUSE
13668 | 11KV PT FUSE, SUITABLE 3.15A, | FUSE | SWITCHGEAR | PT-FUSE-CB - 11KV | BUSSMANN | _ | NA | Nos | None | Inventory | 11KV PT FUSE, SUITABLE 3.15A,
13669 | 22KV PT FUSE, SUITABLE 3.15A, | FUSE | SWITCHGEAR | PT-FUSE-CB - 22KV | BUSSMANN | _ | NA | Nos | None | Inventory | 22KV PT FUSE, SUITABLE 3.15A,
4909 | BENCH VIOCE | Welding ACC | ACCESSORIES | BENCH VIOCE | REPUTED | _ | NA | Nos | None | Inventory | BENCH VIOCE
4910 | C. CNC Hybrid Press Brake Model PG 50T X 2100mm, Controller Dalem Make, Controller details- as per Annexure, CNC BACKGUAGE - as per Annexure, Accessories - as per ther Annexure | CAPITAL GOODS | TOOLS | BENDING-PG-50T-2100MM | HINDUSTAN | _ | NA | Nos |  | Non Inventory | C. CNC Hybrid Press Brake Model PG 50T X 2100mm, Controller Dalem Make, Controller details- as per Annexure, CNC BACKGUAGE - as per Annexure, Accessories - as per ther Annexure
4911 | BUS SIDE EARTH TRUCK FOR 11KV 1250A VCB PANEL | BROUGHTOUT | ACCESSORIES | BET-11KV-1250A | TSPL | 22 | - | Nos |  | Inventory | BUS SIDE EARTH TRUCK FOR 11KV 1250A VCB PANEL
4912 | BUS SIDE EARTH TRUCK FOR 11KV 1600A VCB PANEL | BROUGHTOUT | ACCESSORIES | BET-11KV-1600A | TSPL | 22 | - | Nos |  | Inventory | BUS SIDE EARTH TRUCK FOR 11KV 1600A VCB PANEL
4913 | BUS SIDE EARTH TRUCK FOR 33KV 1250A VCB PANEL | BROUGHTOUT | ACCESSORIES | BET-33KV-1250A | TSPL | 33 | - | Nos |  | Inventory | BUS SIDE EARTH TRUCK FOR 33KV 1250A VCB PANEL
4914 | BUS SIDE EARTH TRUCK FOR 33KV 1600A VCB PANEL | BROUGHTOUT | ACCESSORIES | BET-33KV-1600A | TSPL | 33KV | - | Nos. |  | Inventory | BUS SIDE EARTH TRUCK FOR 33KV 1600A VCB PANEL
4915 | BUS SIDE EARTH TRUCK FOR 33KV 2500A VCB PANEL | BROUGHTOUT | ACCESSORIES | BET-33KV-2500A | TSPL | 33KV | - | Nos. |  | Inventory | BUS SIDE EARTH TRUCK FOR 33KV 2500A VCB PANEL
4916 | 25A DP RCCB with 30mA trip sensitivity | RCCB | LV_Switchgear | BG202503 | L&T | 25A | 30mA | Nos. | None | Inventory | 25A DP RCCB with 30mA trip sensitivity
4917 | 25A DP RCCB with 100mA trip sensitivity | RCCB | LV_Switchgear | BG202510 | L&T | 25A | 100mA | Nos. | None | Inventory | 25A DP RCCB with 100mA trip sensitivity
4918 | 25A DP RCCB with 300mA trip sensitivity | RCCB | LV_Switchgear | BG202530 | L&T | 25A | 300mA | Nos. | None | Inventory | 25A DP RCCB with 300mA trip sensitivity
4919 | 40A DP RCCB with 30mA trip sensitivity | RCCB | LV_Switchgear | BG204003 | L&T | 40A | 30mA | Nos. | None | Inventory | 40A DP RCCB with 30mA trip sensitivity
4920 | 40A DP RCCB with 100mA trip sensitivity | RCCB | LV_Switchgear | BG204010 | L&T | 40A | 100mA | Nos. | None | Inventory | 40A DP RCCB with 100mA trip sensitivity
4921 | 40A DP RCCB with 300mA trip sensitivity | RCCB | LV_Switchgear | BG204030 | L&T | 40A | 300mA | Nos. | None | Inventory | 40A DP RCCB with 300mA trip sensitivity
4922 | 63A DP RCCB with 30mA trip sensitivity | RCCB | LV_Switchgear | BG206303 | L&T | 63A | 30mA | Nos. | None | Inventory | 63A DP RCCB with 30mA trip sensitivity
4923 | 63A DP RCCB with 100mA trip sensitivity | RCCB | LV_Switchgear | BG206310 | L&T | 63A | 100mA | Nos. | None | Inventory | 63A DP RCCB with 100mA trip sensitivity
4924 | 63A DP RCCB with 300mA trip sensitivity | RCCB | LV_Switchgear | BG206330 | L&T | 63A | 300mA | Nos. | None | Inventory | 63A DP RCCB with 300mA trip sensitivity
4925 | 100A DP RCCB with 30mA trip sensitivity | RCCB | LV_Switchgear | BG210003 | L&T | 100A | 30mA | Nos. | None | Inventory | 100A DP RCCB with 30mA trip sensitivity
4926 | 100A DP RCCB with 100mA trip sensitivity | RCCB | LV_Switchgear | BG210010 | L&T | 100A | 100mA | Nos. | None | Inventory | 100A DP RCCB with 100mA trip sensitivity
4927 | 100A DP RCCB with 300mA trip sensitivity | RCCB | LV_Switchgear | BG210030 | L&T | 100A | 300mA | Nos. | None | Inventory | 100A DP RCCB with 300mA trip sensitivity
4928 | 25A FP RCCB with 30mA trip sensitivity | RCCB | LV_Switchgear | BG402503 | L&T | 25A | 30mA | Nos. | None | Inventory | 25A FP RCCB with 30mA trip sensitivity
4929 | 25A FP RCCB with 100mA trip sensitivity | RCCB | LV_Switchgear | BG402510 | L&T | 25A | 100mA | Nos. | None | Inventory | 25A FP RCCB with 100mA trip sensitivity
4930 | 25A FP RCCB with 300mA trip sensitivity | RCCB | LV_Switchgear | BG402530 | L&T | 25A | 300mA | Nos. | None | Inventory | 25A FP RCCB with 300mA trip sensitivity
13670 | 33KV PT FUSE, SUITABLE 3.15A, | FUSE | SWITCHGEAR | PT-FUSE-CB - 33KV | BUSSMANN | _ | NA | Nos | None | Inventory | 33KV PT FUSE, SUITABLE 3.15A,
4932 | 40A FP RCCB with 100mA trip sensitivity | RCCB | LV_Switchgear | BG404010 | L&T | 40A | 100mA | Nos. | None | Inventory | 40A FP RCCB with 100mA trip sensitivity
4933 | 40A FP RCCB with 300mA trip sensitivity | RCCB | LV_Switchgear | BG404030 | L&T | 40A | 300mA | Nos. | None | Inventory | 40A FP RCCB with 300mA trip sensitivity
4934 | 63A FP RCCB with 30mA trip sensitivity | RCCB | LV_Switchgear | BG406303 | L&T | 63A | 30mA | Nos. | None | Inventory | 63A FP RCCB with 30mA trip sensitivity
4935 | 63A FP RCCB with 100mA trip sensitivity | RCCB | LV_Switchgear | BG406310 | L&T | 63A | 100mA | Nos. | None | Inventory | 63A FP RCCB with 100mA trip sensitivity
4936 | 63A FP RCCB with 300mA trip sensitivity | RCCB | LV_Switchgear | BG406330 | L&T | 63A | 300mA | Nos. | None | Inventory | 63A FP RCCB with 300mA trip sensitivity
4937 | 100A FP RCCB with 30mA trip sensitivity | RCCB | LV_Switchgear | BG410003 | L&T | 100A | 30mA | Nos. | None | Inventory | 100A FP RCCB with 30mA trip sensitivity
4938 | 100A FP RCCB with 100mA trip sensitivity | RCCB | LV_Switchgear | BG410010 | L&T | 100A | 100mA | Nos. | None | Inventory | 100A FP RCCB with 100mA trip sensitivity
4939 | 100A FP RCCB with 300mA trip sensitivity | RCCB | LV_Switchgear | BG410030 | L&T | 100A | 300mA | Nos. | None | Inventory | 100A FP RCCB with 300mA trip sensitivity
4940 | BI METAL SHEET 300X600X1MM THICK | CU BUSBAR | BUSBAR & ACCESSORIES | BI METAL SHEET 300X600X1 | REPUTED | _ | NA | KGS | None | Inventory | BI METAL SHEET 300X600X1MM THICK
4941 | BI METAL SHEET 300X300X1MM THICK | CU BUSBAR | BUSBAR & ACCESSORIES | BI-METAL-SHEET-300X300X1 | REPUTED | _ | NA | KGS |  | Inventory | BI METAL SHEET 300X300X1MM THICK
4942 | Step Bush - Big | GROUMET | WIRE & ACCESSORIES | BIG STEP BUSH | TSPL | _ | NA | Nos | None | Inventory | Step Bush - Big
4943 | BIMETALLIC WASHER 32X12, 1MM THICK | CU BUSBAR | BUSBAR & ACCESSORIES | BIMETALLIC WASHER 32X12X1MMTHICK | REPUTED | _ | NA | Nos | None | Inventory | BIMETALLIC WASHER 32X12, 1MM THICK
13671 | 6.6KV PT FUSE, SUITABLE 3.15A, | FUSE | SWITCHGEAR | PT-FUSE-CB-6.6KV | BUSSMANN | _ | NA | Nos |  | Inventory | 6.6KV PT FUSE, SUITABLE 3.15A,
4945 | 1A SP 10kA MCB, 250V DC | MCB | LV_Switchgear | BJ1001DC | L&T | 1A | 250V DC | Nos. | None | Inventory | 1A SP 10kA MCB, 250V DC
4946 | 2A SP 10kA MCB, 250V DC | MCB | LV_Switchgear | BJ1002DC | L&T | 2A | 250V DC | Nos. | None | Inventory | 2A SP 10kA MCB, 250V DC
4947 | 3A SP 10kA MCB, 250V DC | MCB | LV_Switchgear | BJ1003DC | L&T | 3A | 250V DC | Nos. | None | Inventory | 3A SP 10kA MCB, 250V DC
4948 | 4A SP 10kA MCB, 250V DC | MCB | LV_Switchgear | BJ1004DC | L&T | 4A | 250V DC | Nos. | None | Inventory | 4A SP 10kA MCB, 250V DC
4949 | 6A SP 10kA MCB, 250V DC | MCB | LV_Switchgear | BJ1006DC | L&T | 6A | 250V DC | Nos. | None | Inventory | 6A SP 10kA MCB, 250V DC
4950 | 10A SP 10kA MCB, 250V DC | MCB | LV_Switchgear | BJ1010DC | L&T | 10A | 250V DC | Nos. | None | Inventory | 10A SP 10kA MCB, 250V DC
4951 | 16A SP 10kA MCB, 250V DC | MCB | LV_Switchgear | BJ1016DC | L&T | 16A | 250V DC | Nos. | None | Inventory | 16A SP 10kA MCB, 250V DC
4952 | 20A SP 10kA MCB, 250V DC | MCB | LV_Switchgear | BJ1020DC | L&T | 20A | 250V DC | Nos. | None | Inventory | 20A SP 10kA MCB, 250V DC
4953 | 25A SP 10kA MCB, 250V DC | MCB | LV_Switchgear | BJ1025DC | L&T | 25A | 250V DC | Nos. | None | Inventory | 25A SP 10kA MCB, 250V DC
4954 | 32A SP 10kA MCB, 250V DC | MCB | LV_Switchgear | BJ1032DC | L&T | 32A | 250V DC | Nos. | None | Inventory | 32A SP 10kA MCB, 250V DC
4955 | 40A SP 10kA MCB, 250V DC | MCB | LV_Switchgear | BJ1040DC | L&T | 40A | 250V DC | Nos. | None | Inventory | 40A SP 10kA MCB, 250V DC
4956 | 0.5A SP 10kA MCB, 250V DC | MCB | LV_Switchgear | BJ10E5DC | L&T | 0.5A | 250V DC | Nos. | None | Inventory | 0.5A SP 10kA MCB, 250V DC
4957 | 1A DP 10kA MCB, 500V DC | MCB | LV_Switchgear | BJ2001DC | L&T | 1A | 500V DC | Nos. | None | Inventory | 1A DP 10kA MCB, 500V DC
4958 | 2A DP 10kA MCB, 500V DC | MCB | LV_Switchgear | BJ2002DC | L&T | 2A | 500V DC | Nos. | None | Inventory | 2A DP 10kA MCB, 500V DC
4959 | 3A DP 10kA MCB, 500V DC | MCB | LV_Switchgear | BJ2003DC | L&T | 3A | 500V DC | Nos. | None | Inventory | 3A DP 10kA MCB, 500V DC
4960 | 4A DP 10kA MCB, 500V DC | MCB | LV_Switchgear | BJ2004DC | L&T | 4A | 500V DC | Nos. | None | Inventory | 4A DP 10kA MCB, 500V DC
4961 | 6A DP 10kA MCB, 500V DC | MCB | LV_Switchgear | BJ2006DC | L&T | 6A | 500V DC | Nos. | None | Inventory | 6A DP 10kA MCB, 500V DC
4962 | 10A DP 10kA MCB, 500V DC | MCB | LV_Switchgear | BJ2010DC | L&T | 10A | 500V DC | Nos. | None | Inventory | 10A DP 10kA MCB, 500V DC
4963 | 16A DP 10kA MCB, 500V DC | MCB | LV_Switchgear | BJ2016DC | L&T | 16A | 500V DC | Nos. | None | Inventory | 16A DP 10kA MCB, 500V DC
4964 | 20A DP 10kA MCB, 500V DC | MCB | LV_Switchgear | BJ2020DC | L&T | 20A | 500V DC | Nos. | None | Inventory | 20A DP 10kA MCB, 500V DC
4965 | 25A DP 10kA MCB, 500V DC | MCB | LV_Switchgear | BJ2025DC | L&T | 25A | 500V DC | Nos. | None | Inventory | 25A DP 10kA MCB, 500V DC
4966 | 32A DP 10kA MCB, 500V DC | MCB | LV_Switchgear | BJ2032DC | L&T | 32A | 500V DC | Nos. | None | Inventory | 32A DP 10kA MCB, 500V DC
4967 | 40A DP 10kA MCB, 500V DC | MCB | LV_Switchgear | BJ2040DC | L&T | 40A | 500V DC | Nos. | None | Inventory | 40A DP 10kA MCB, 500V DC
4968 | 0.5A DP 10kA MCB, 500V DC | MCB | LV_Switchgear | BJ20E5DC | L&T | 0.5A | 500V DC | Nos. | None | Inventory | 0.5A DP 10kA MCB, 500V DC
4969 | BREAKER STAND FOR 33KV | RACKIN MECH. | ACCESSORIES | BKR STAND FOR 33KV | OMKAR | _ | NA | Nos | None | Inventory | BREAKER STAND FOR 33KV
14342 | 250A FUSE BASE, 690V | FUSE BASE | SWITCHGEAR | SD1-D | BUSSMANN | _ | NA | Nos |  | Inventory | 250A FUSE BASE, 690V
4971 | BLACK GOGGLES | Welding ACC | ACCESSORIES | BLACK GOGGLES | REPUTED | _ | NA | Nos | None | Inventory | BLACK GOGGLES
4972 | Dark Goggles,Make-Karam | Welding ACC | ACCESSORIES | BLACK-GOG-L | KARAM | _ | NA | Nos | None | Inventory | Dark Goggles,Make-Karam
4973 | BLACK HINGES | HINGE | ACCESSORIES | BLACK-HINGE | TSPL | _ | NA | Nos |  | Inventory | BLACK HINGES
4974 | BLACK HINGES PIN | HINGE | ACCESSORIES | BLACK-HINGE-PIN | TSPL | _ | NA | Nos |  | Inventory | BLACK HINGES PIN
4975 | BLACK OIL PAINT | PAINT | ACCESSORIES | BLACK-PAINT | REPUTED | _ | NA | LTRS |  | Inventory | BLACK OIL PAINT
4976 | BLACK INSULATION TAPE | INSULATION TAPE | WIRE & ACCESSORIES | BLACK-TAPE | ANCHOR | _ | NA | Nos |  | Inventory | BLACK INSULATION TAPE
4977 | HAND AIR BLOWER MACHINE | CAPITAL GOODS | TOOLS | BLOWER | REPUTED | - | - | Nos |  | Inventory | HAND AIR BLOWER MACHINE
4978 | BLUE INSULATION TAPE | INSULATION TAPE | WIRE & ACCESSORIES | BLUE-TAPE | ANCHOR | _ | NA | Nos | None | Inventory | BLUE INSULATION TAPE
4979 | 33KV ROOF BUSHING; TYPE-1(ALU.) , RATED VTG.: 36kV,RATED CURRENT: 630A,STC:26.3kA for 3Sec, AIR SIDE CREEPAGE: 1160mm, PANEL SIDE CREEPAGE: 770mm, DRG.NO.: BMD-16-033, REV:01, WITH ALUMINIUM CONDUCTOR | INSULATOR | BUSBAR & ACCESSORIES | BMD-16-033 | BMD | _ | NA | Nos |  | Inventory | 33KV ROOF BUSHING; TYPE-1(ALU.) , RATED VTG.: 36kV,RATED CURRENT: 630A,STC:26.3kA for 3Sec, AIR SIDE CREEPAGE: 1160mm, PANEL SIDE CREEPAGE: 770mm, DRG.NO.: BMD-16-033, REV:01, WITH ALUMINIUM CONDUCTOR
14814 | FUSE LINK, 660V ac, | FUSE BASE | SWITCHGEAR | SM32H | BUSSMANN | _ | NA | Nos | None | Inventory | FUSE LINK, 660V ac,
14815 | 63A FUSE BASE 660 VOLT-FOR A3-SIZE FUSE LINK | FUSE BASE | SWITCHGEAR | SM63H | BUSSMANN | _ | NA | Nos |  | Inventory | 63A FUSE BASE 660 VOLT-FOR A3-SIZE FUSE LINK
4982 | 10 X 30 Nyllon Bolt | NYLON HARDWEAR | HARDWARE & ACCESSORIES | BOLT-NYLON-10X30 | REPUTED | _ | NA | Nos |  | Inventory | 10 X 30 Nyllon Bolt
4983 | 6 X 20 Nyllon Bolt | NYLON HARDWEAR | HARDWARE & ACCESSORIES | BOLT-NYLON-6X20 | REPUTED | _ | NA | Nos | None | Inventory | 6 X 20 Nyllon Bolt
4984 | 8 X 20 Nyllon Bolt | NYLON HARDWEAR | HARDWARE & ACCESSORIES | BOLT-NYLON-8X20 | REPUTED | _ | NA | Nos | None | Inventory | 8 X 20 Nyllon Bolt
4985 | 8 X 25 Nyllon Bolt | NYLON HARDWEAR | HARDWARE & ACCESSORIES | BOLT-NYLON-8X25 | REPUTED | _ | NA | Nos | None | Inventory | 8 X 25 Nyllon Bolt
4986 | 8 X 30 Nyllon Bolt | NYLON HARDWEAR | HARDWARE & ACCESSORIES | BOLT-NYLON-8X30 | REPUTED | _ | NA | Nos | None | Inventory | 8 X 30 Nyllon Bolt
4987 | BOLT NYLON HARDWEAR NA | NYLON HARDWEAR | HARDWARE & ACCESSORIES | BOLT-NYLON-9.6X35 | REPUTED | BOLT | NA | Nos |  | Inventory | 9.6 X 35 Nyllon Bolt
4703 | E-Dold Make Current Relay Varimeter P/N: BA9053/010 AC1-10A AC127V 0-20S Article No: 0053346 | RELAY | SWITCHGEAR | BA9053/010 | C&S | _ | NA | Nos | None | Inventory | E-Dold Make Current Relay Varimeter P/N: BA9053/010 AC1-10A AC127V 0-20S Article No: 0053346
4994 | OVER VOLTAGE - OVER VOLTAGE RELAY, CONTACTS : 2C/O, RATED VOLTAGE: 110V AC, SETTING U < 0.9-1.3Un, T: 0-10 SEC, DIFF: 2-10%, DIN RAIL TYPE. | RELAY | SWITCHGEAR | BU1-AC-O | C&S | _ | NA | Nos | None | Inventory | OVER VOLTAGE - OVER VOLTAGE RELAY, CONTACTS : 2C/O, RATED VOLTAGE: 110V AC, SETTING U < 0.9-1.3Un, T: 0-10 SEC, DIFF: 2-10%, DIN RAIL TYPE.
4990 | BR2 PLUS | GREASE | ACCESSORIES | BR2-PLUS | REPUTED | _ | NA | KGS |  | Inventory | BR2 PLUS
4991 | BRAIDED FLEXIBLE COPPER WIRE 35SQMM | WIRE | WIRE & ACCESSORIES | BRAIDED-FLEX-35SQMM | REPUTED | _ | NA | KGS |  | Inventory | BRAIDED FLEXIBLE COPPER WIRE 35SQMM
4992 | BRASS PATAA 80X16X3660MM | BRASS | BUSBAR & ACCESSORIES | BRASS-80X16X3660MM | REPUTED | - | - | KGS |  | Inventory | BRASS PATAA 80X16X3660MM
4995 | UNDER VOLTAGE - UNDER VOLTAGE RELAY , 3 WIRE SYSTEM, U < : 0.7 - 1.1. Un, t 0-10s, DIFF 2 TO 10%, MINIMUM OPERATING DELAY TIME : 300MS, DIN RAIL MOUNTING, RATED VOLATGE 110V AC | RELAY | SWITCHGEAR | BU1-AC-U | C&S | _ | NA | Nos | None | Inventory | UNDER VOLTAGE - UNDER VOLTAGE RELAY , 3 WIRE SYSTEM, U < : 0.7 - 1.1. Un, t 0-10s, DIFF 2 TO 10%, MINIMUM OPERATING DELAY TIME : 300MS, DIN RAIL MOUNTING, RATED VOLATGE 110V AC
4996 | UNDER VOLTAGE - UNDER VOLTAGE RELAY , 4 WIRE SYSTEM, U < : 0.7 - 1.1. Un, t 0-10s, DIFF 2 TO 10%, MINIMUM OPERATING DELAY TIME : 300MS, DIN RAIL MOUNTING, RATED VOLATGE 230V AC | RELAY | SWITCHGEAR | BU1-AC-U-230V | C&S | _ | NA | Nos | None | Inventory | UNDER VOLTAGE - UNDER VOLTAGE RELAY , 4 WIRE SYSTEM, U < : 0.7 - 1.1. Un, t 0-10s, DIFF 2 TO 10%, MINIMUM OPERATING DELAY TIME : 300MS, DIN RAIL MOUNTING, RATED VOLATGE 230V AC
4997 | U/V O/V RELAY - VOLTAGE RELAY(27+59), AUX. VOLTAGE 110V AC, U < : 0.7 TO 1.1 X Un, t = 0 TO 10s, DIFF: 2-10%, U > : 0.9 TO 1.3 X Un, t = 0 TO 10s, DIFF: 2-10%. FREQ-45-66Hz,, DESIGNED TO BE FASTENED ON TO DIN RAIL. | RELAY | SWITCHGEAR | BU1-AC-UO | C&S | _ | NA | Nos | None | Inventory | U/V O/V RELAY - VOLTAGE RELAY(27+59), AUX. VOLTAGE 110V AC, U < : 0.7 TO 1.1 X Un, t = 0 TO 10s, DIFF: 2-10%, U > : 0.9 TO 1.3 X Un, t = 0 TO 10s, DIFF: 2-10%. FREQ-45-66Hz,, DESIGNED TO BE FASTENED ON TO DIN RAIL.
4998 | U/V O/V RELAY - VOLTAGE RELAY(27+59), AUX. VOLTAGE 230V AC, U < : 0.7 TO 1.1 X Un, t = 0 TO 10s,DIFF: 2-10%, U > : 0.9 TO 1.3 X Un, t = 0 TO 10s, DIFF: 2-10%. FREQ-45-66Hz,, DESIGNED TO BE FASTENED ON TO DIN RAIL. | RELAY | SWITCHGEAR | BU1-AC-UO/230V AC | C&S | _ | NA | Nos | None | Inventory | U/V O/V RELAY - VOLTAGE RELAY(27+59), AUX. VOLTAGE 230V AC, U < : 0.7 TO 1.1 X Un, t = 0 TO 10s,DIFF: 2-10%, U > : 0.9 TO 1.3 X Un, t = 0 TO 10s, DIFF: 2-10%. FREQ-45-66Hz,, DESIGNED TO BE FASTENED ON TO DIN RAIL.
5397 | TRIPPING - Triping Relay, (86), Rated Voltage: 24V DC, Flush Mounting, Hand reset Flag, 3NO+2NC | RELAY | SWITCHGEAR | CLR-A-H-24-3-2 | C&S | _ | NA | Nos |  | Inventory | TRIPPING - Triping Relay, (86), Rated Voltage: 24V DC, Flush Mounting, Hand reset Flag, 3NO+2NC
5398 | TRIPPING - Triping Relay, (86), Rated Voltage: 230V AC, Flush Mounting, | RELAY | SWITCHGEAR | CLR-H-230VAC | C&S | _ | NA | Nos | None | Inventory | TRIPPING - Triping Relay, (86), Rated Voltage: 230V AC, Flush Mounting,
4999 | LED FITTING | HOLDER | WIRE & ACCESSORIES | BULKHEAD | PRESSFIT | _ | NA | Nos | None | Inventory | LED FITTING
5000 | Arco Whitney Brand Bus bar Bender Model BB-30 of 30 ton Capacity. Bending Capacity: a) Up to 220 x 10 Cu/AL with roller at CTC 90mm. Minimum bend possible from free end = 65 mm b) For 220 x 12 Cu/AL with roller at CTC 175mm. Minimum bend possible from free end = 105mm Scope of Supply: ? Punch having radius R9.5 up to 200 x 10 ? Fixed 90 deg Die and Punch bending up to 100 x 6mm only. Punch radius R5 and V opening 38mm. Minimum Z bend = 35mm Freactures - AS PER THE OFFER NO - | CAPITAL GOODS | TOOLS | BUSBAR-BENDER-BB-30-S-5LS-DIGI | ARCO | _ | NA | Nos |  | Non Inventory | Arco Whitney Brand Bus bar Bender Model BB-30 of 30 ton Capacity. Bending Capacity: a) Up to 220 x 10 Cu/AL with roller at CTC 90mm. Minimum bend possible from free end = 65 mm b) For 220 x 12 Cu/AL with roller at CTC 175mm. Minimum bend possible from free end = 105mm Scope of Supply: ? Punch having radius R9.5 up to 200 x 10 ? Fixed 90 deg Die and Punch bending up to 100 x 6mm only. Punch radius R5 and V opening 38mm. Minimum Z bend = 35mm Freactures - AS PER THE OFFER NO -
5001 | single punch - AW Punch AW Punch PP 730 x 6-S-5 (Stand Alone) AW Punch PP 730 x 6-S-5 (Stand Alone) Suitable for 160 x 12 Cu/Al, maximum hole size Round 20mm and Oblong 14 x 19. Machine will be mounted on a Fab stand. AW Power unit Model 700-S- machine, but only one machine will be operated at a time. Motor :- 05 HP Reservoir Capacity:- 100 Ltr. Valves: Rexroth Make. Electrical Panel. Operation: Inch mode for all machines. Hose Pipe : BSP X mtr sets | CAPITAL GOODS | TOOLS | BUSBAR-SINLGE-PUNCH-MACHINE | ARCO | _ | NA | Nos |  | Non Inventory | single punch - AW Punch AW Punch PP 730 x 6-S-5 (Stand Alone) AW Punch PP 730 x 6-S-5 (Stand Alone) Suitable for 160 x 12 Cu/Al, maximum hole size Round 20mm and Oblong 14 x 19. Machine will be mounted on a Fab stand. AW Power unit Model 700-S- machine, but only one machine will be operated at a time. Motor :- 05 HP Reservoir Capacity:- 100 Ltr. Valves: Rexroth Make. Electrical Panel. Operation: Inch mode for all machines. Hose Pipe : BSP X mtr sets
6244 | O/C E/F RELAY - CSENX-I-101, numerical type, IDMT & INST, O/C+E/F Relay, 50+51+50N+51N+50LLB Flush mounting draw out type, Aux volt: 24V DC, Contact: 4BO, In: 1A, With RS485 modbus Ordering Coe: | RELAY | SWITCHGEAR | CSE-NEX-I-101-24VDC | C&S | _ | NA | Nos |  | Inventory | O/C E/F RELAY - CSENX-I-101, numerical type, IDMT & INST, O/C+E/F Relay, 50+51+50N+51N+50LLB Flush mounting draw out type, Aux volt: 24V DC, Contact: 4BO, In: 1A, With RS485 modbus Ordering Coe:
5003 | BUSH FOR THE SIEMENS LT HINGE SIZE 15X10, WALL THICKNISS 5MM | BROUGHTOUT | ACCESSORIES | BUSH-15X10X5 | TSPL | _ | NA | Nos |  | Inventory | BUSH FOR THE SIEMENS LT HINGE SIZE 15X10, WALL THICKNISS 5MM
5004 | BUSH FOR EMERGENCY TRIP ASSLY SUITABLE FOR ZS2 PANELS. | BROUGHTOUT | ACCESSORIES | BUSH-EMT-ASSLY | TSPL | _ | NA | Nos |  | Inventory | BUSH FOR EMERGENCY TRIP ASSLY SUITABLE FOR ZS2 PANELS.
5005 | WHITE BUSH FOR RACK-IN MECHANISM | BROUGHTOUT | ACCESSORIES | BUSH-RACKINMECH | STERING | _ | NA | Nos |  | Inventory | WHITE BUSH FOR RACK-IN MECHANISM
5006 | TOP/BOTTOM MONOBLOCK BUSHING FOR 24 kV HPA PANEL | BUSHING | ACCESSORIES | BUSHING-1VYN202250-020 | REPUTED | _ | NA | Nos |  | Inventory | TOP/BOTTOM MONOBLOCK BUSHING FOR 24 kV HPA PANEL
5007 | 1250A 40KA BUSHING | BUSHING | ACCESSORIES | BUSHING-1VYN205001-H | REPUTED | _ | NA | Nos |  | Inventory | 1250A 40KA BUSHING
5008 | 33KV HPA BUSHING R-PHASE | BUSHING | ACCESSORIES | BUSHING-1VYN402301- EP | ECS | _ | NA | Nos | None | Inventory | 33KV HPA BUSHING R-PHASE
5009 | 33KV HPA BUSHING Y-PHASE | BUSHING | ACCESSORIES | BUSHING-1VYN402301- ER | ECS | _ | NA | Nos | None | Inventory | 33KV HPA BUSHING Y-PHASE
5010 | 33KV HPA BUSHING B-PHASE | BUSHING | ACCESSORIES | BUSHING-1VYN402301- ES | ECS | _ | NA | Nos | None | Inventory | 33KV HPA BUSHING B-PHASE
5011 | 33KV HPA BUSHING STRAIGHT | BUSHING | ACCESSORIES | BUSHING-1VYN402301- GW | ECS | _ | NA | Nos | None | Inventory | 33KV HPA BUSHING STRAIGHT
5012 | 33KV 1600A HPA BUSHING STRAIGHT | BUSHING | ACCESSORIES | BUSHING-1VYN402301-GR | ECS | _ | NA | Nos |  | Inventory | 33KV 1600A HPA BUSHING STRAIGHT
5013 | 33KV ZS2 BUSHING 1600A | BUSHING | ACCESSORIES | BUSHING-1YTW573426-048 | REPUTED | _ | NA | Nos |  | Inventory | 33KV ZS2 BUSHING 1600A
5014 | 33KV ZS2 BUSHING 1250A | BUSHING | ACCESSORIES | BUSHING-1YTW573426-100 | REPUTED | _ | NA | Nos |  | Inventory | 33KV ZS2 BUSHING 1250A
5015 | epoxy resin cast bushing suitable for 24KV 2500A, Make : Kaizen.. | BUSHING | ACCESSORIES | BUSHING-24KV-2500A | KAIZEN | _ | NA | Nos |  | Inventory | epoxy resin cast bushing suitable for 24KV 2500A, Make : Kaizen..
5016 | Roof Bushing 33kV (Both Side Palm)Type-I - With Aluminum Conductor Resin System : Cyclo aliphatic Epoxy Resin Cast Outdoor Bushing, With Ø25 Aluminum Stud & 40 x 10mm Palm Both the side, BIL-36/70/170kVp | BUSHING | ACCESSORIES | BUSHING-BMD-16-033-R0 | BMD | _ | NA | Nos | None | Inventory | Roof Bushing 33kV (Both Side Palm)Type-I - With Aluminum Conductor Resin System : Cyclo aliphatic Epoxy Resin Cast Outdoor Bushing, With Ø25 Aluminum Stud & 40 x 10mm Palm Both the side, BIL-36/70/170kVp
5017 | WALL THREW BUSHING | BUSHING | ACCESSORIES | BUSHING-EPB-0003 | BBI | _ | NA | Nos |  | Inventory | WALL THREW BUSHING
5018 | 33KV ZS2 BUSHING 2500A, DRAWING NO - EPB : B4 738 , Rev. : 00.. | BUSHING | ACCESSORIES | BUSHING-EPB-B4-738 | REPUTED | _ | NA | Nos | None | Inventory | 33KV ZS2 BUSHING 2500A, DRAWING NO - EPB : B4 738 , Rev. : 00..
5019 | 2000A 40KA BUSHING | BUSHING | ACCESSORIES | BUSHING-GCE8004944R0101 | BBI | _ | NA | Nos |  | Inventory | 2000A 40KA BUSHING
5020 | Auxiliary contact 1NO + 1NC side mounting add-on block for 240V AC - MCB | MCB/RCCB/RCBO Accessories | LV_Switchgear | BZA11006 | L&T | 0 | Aux./Trip Contact | Nos. | None | Inventory | Auxiliary contact 1NO + 1NC side mounting add-on block for 240V AC - MCB
5021 | Shunt Coil/Release 240V AC | MCB Accessories | LV_Switchgear | BZS00240 | L&T | 0 | Shunt | Nos. | None | Inventory | Shunt Coil/Release 240V AC
5022 | Trip alarm contact 1NO + 1NC add-on block for MCB's | MCB Accessories | LV_Switchgear | BZT11006 | L&T | 0 | Aux./Trip Contact | Nos. | None | Inventory | Trip alarm contact 1NO + 1NC add-on block for MCB's
5023 | C CLAMP 4" | Welding ACC | ACCESSORIES | C LAMP 4 INCH | REPUTED | _ | NA | Nos | None | Inventory | C CLAMP 4"
5024 | C CHANNEL 100X50X6, | C CHANNEL | METAL | C-CHANNEL-100X50X6 | BALBIR | _ | NA | KGS |  | Inventory | C CHANNEL 100X50X6,
5025 | C CHANNEL-125X65X6 | C CHANNEL | METAL | C-CHANNEL-125X65X6 | BALBIR | _ | NA | KGS |  | Inventory | C CHANNEL-125X65X6
5026 | C CHANNEL 150X75X6, | C CHANNEL | METAL | C-CHANNEL-150X75X6 | BALBIR | _ | NA | KGS |  | Inventory | C CHANNEL 150X75X6,
5027 | C CHANNEL 200X75X6, | C CHANNEL | METAL | C-CHANNEL-200X75X6 | BALBIR | _ | NA | KGS |  | Inventory | C CHANNEL 200X75X6,
5028 | C CHANNEL 250X80X8, | C CHANNEL | METAL | C-CHANNEL-250X80X8 | BALBIR | _ | NA | KGS |  | Inventory | C CHANNEL 250X80X8,
5029 | C CHANNEL 300X75X6, | C CHANNEL | METAL | C-CHANNEL-300X75X6 | BALBIR | _ | NA | KGS |  | Inventory | C CHANNEL 300X75X6,
5030 | C CHANNEL 300X90X6, | C CHANNEL | METAL | C-CHANNEL-300X90X6 | BALBIR | _ | NA | KGS |  | Inventory | C CHANNEL 300X90X6,
5031 | C CHANNEL 75X40X5, | C CHANNEL | METAL | C-CHANNEL-75X40X5 | BALBIR | _ | NA | KGS |  | Inventory | C CHANNEL 75X40X5,
5032 | C CHANNEL 75X40X6, | C CHANNEL | METAL | C-CHANNEL-75X40X6 | BALBIR | _ | NA | KGS |  | Inventory | C CHANNEL 75X40X6,
6245 | Numerical IDMT 3O/C+1E/F Protection relay with highset. Feature: Non-Drawout , 1A/5A site selectable, Communication RS485, 10 Fault & 100 Event Record, Aux supply/ TCS supply voltage: 18-160VDC?, 16 LEDs for annunciation, 5 DO +2DI. Protection ANSI: 50/51,50N/51N,CBFP,86,95, | RELAY | SWITCHGEAR | CSENEX-I-250-18-160VDC | C&S | _ | NA | Nos |  | Inventory | Numerical IDMT 3O/C+1E/F Protection relay with highset. Feature: Non-Drawout , 1A/5A site selectable, Communication RS485, 10 Fault & 100 Event Record, Aux supply/ TCS supply voltage: 18-160VDC?, 16 LEDs for annunciation, 5 DO +2DI. Protection ANSI: 50/51,50N/51N,CBFP,86,95,
6246 | Numerical IDMT 3O/C+1E/F Protection relay with highset. Feature: Non-Drawout , 1A/5A site selectable, Communication RS485, 10 Fault & 100 Event Record, Aux supply/ TCS supply voltage: 90-300VDC?, 16 LEDs for annunciation, 5 DO +2DI. Protection ANSI: 50/51,50N/51N,CBFP,86,95, | RELAY | SWITCHGEAR | CSENEX-I-250-90-300VAC-DC | C&S | _ | NA | Nos |  | Inventory | Numerical IDMT 3O/C+1E/F Protection relay with highset. Feature: Non-Drawout , 1A/5A site selectable, Communication RS485, 10 Fault & 100 Event Record, Aux supply/ TCS supply voltage: 90-300VDC?, 16 LEDs for annunciation, 5 DO +2DI. Protection ANSI: 50/51,50N/51N,CBFP,86,95,
6247 | MOTOR - CSEPROM-200, NUMERICAL MOTOR PROTECTION RELAY, FUNCTION: 50+51+37+49+95 MOUNTING - FLUSH AUX VOL: 110V AC | RELAY | SWITCHGEAR | CSEPROM-200 | C&S | _ | NA | Nos | None | Inventory | MOTOR - CSEPROM-200, NUMERICAL MOTOR PROTECTION RELAY, FUNCTION: 50+51+37+49+95 MOUNTING - FLUSH AUX VOL: 110V AC
5036 | Auxiliary contactor with 2NO + 2NC contacts, 24V AC coil, Type TeSys K | Contactor | LV_Switchgear | CA2KN22B7 | SCHNEIDER | 0 | NA | Nos. | None | Inventory | Auxiliary contactor with 2NO + 2NC contacts, 24V AC coil, Type TeSys K
5037 | Auxiliary contactor with 2NO + 2NC contacts, 110V AC coil, Type TeSys K | Contactor | LV_Switchgear | CA2KN22F7 | SCHNEIDER | 0 | NA | Nos. | None | Inventory | Auxiliary contactor with 2NO + 2NC contacts, 110V AC coil, Type TeSys K
5038 | Auxiliary contactor with 2NO + 2NC contacts, 220V AC coil, Type TeSys K | Contactor | LV_Switchgear | CA2KN22M7 | SCHNEIDER | 0 | NA | Nos. | None | Inventory | Auxiliary contactor with 2NO + 2NC contacts, 220V AC coil, Type TeSys K
5039 | Auxiliary contactor with 2NO + 2NC contacts, 415V AC coil, Type TeSys K | Contactor | LV_Switchgear | CA2KN22N7 | SCHNEIDER | 0 | NA | Nos. | None | Inventory | Auxiliary contactor with 2NO + 2NC contacts, 415V AC coil, Type TeSys K
5040 | Auxiliary contactor with 3NO + 1NC contacts, 24V AC coil, Type TeSys K | Contactor | LV_Switchgear | CA2KN31B7 | SCHNEIDER | 0 | NA | Nos. | None | Inventory | Auxiliary contactor with 3NO + 1NC contacts, 24V AC coil, Type TeSys K
5041 | Auxiliary contactor with 3NO + 1NC contacts, 110V AC coil, Type TeSys K | Contactor | LV_Switchgear | CA2KN31F7 | SCHNEIDER | 0 | NA | Nos. | None | Inventory | Auxiliary contactor with 3NO + 1NC contacts, 110V AC coil, Type TeSys K
5042 | Auxiliary contactor with 3NO + 1NC contacts, 220V AC coil, Type TeSys K | Contactor | LV_Switchgear | CA2KN31M7 | SCHNEIDER | 0 | NA | Nos. | None | Inventory | Auxiliary contactor with 3NO + 1NC contacts, 220V AC coil, Type TeSys K
5043 | Auxiliary contactor with 3NO + 1NC contacts, 415V AC coil, Type TeSys K | Contactor | LV_Switchgear | CA2KN31N7 | SCHNEIDER | 0 | NA | Nos. | None | Inventory | Auxiliary contactor with 3NO + 1NC contacts, 415V AC coil, Type TeSys K
5044 | Auxiliary contactor with 4NO contacts, 24V AC coil, Type TeSys K | Contactor | LV_Switchgear | CA2KN40B7 | SCHNEIDER | 0 | NA | Nos. | None | Inventory | Auxiliary contactor with 4NO contacts, 24V AC coil, Type TeSys K
5045 | Auxiliary contactor with 4NO contacts, 110V AC coil, Type TeSys K | Contactor | LV_Switchgear | CA2KN40F7 | SCHNEIDER | 0 | NA | Nos. | None | Inventory | Auxiliary contactor with 4NO contacts, 110V AC coil, Type TeSys K
5046 | Auxiliary contactor with 4NO contacts, 220V AC coil, Type TeSys K | Contactor | LV_Switchgear | CA2KN40M7 | SCHNEIDER | 0 | NA | Nos. | None | Inventory | Auxiliary contactor with 4NO contacts, 220V AC coil, Type TeSys K
5047 | Auxiliary contactor with 4NO contacts, 415V AC coil, Type TeSys K | Contactor | LV_Switchgear | CA2KN40N7 | SCHNEIDER | 0 | NA | Nos. | None | Inventory | Auxiliary contactor with 4NO contacts, 415V AC coil, Type TeSys K
5048 | Auxiliary contactor with 2NO + 2NC contacts, 24V DC coil, Type TeSys K | Contactor | LV_Switchgear | CA3KN22BD | SCHNEIDER | 0 | NA | Nos. | None | Inventory | Auxiliary contactor with 2NO + 2NC contacts, 24V DC coil, Type TeSys K
5049 | Auxiliary contactor with 2NO + 2NC contacts, 110V DC coil, Type TeSys K | Contactor | LV_Switchgear | CA3KN22FD | SCHNEIDER | 0 | NA | Nos. | None | Inventory | Auxiliary contactor with 2NO + 2NC contacts, 110V DC coil, Type TeSys K
5050 | Auxiliary contactor with 2NO + 2NC contacts, 220V DC coil, Type TeSys K | Contactor | LV_Switchgear | CA3KN22MD | SCHNEIDER | 0 | NA | Nos. | None | Inventory | Auxiliary contactor with 2NO + 2NC contacts, 220V DC coil, Type TeSys K
5051 | Auxiliary contactor with 3NO + 1NC contacts, 24V DC coil, Type TeSys K | Contactor | LV_Switchgear | CA3KN31BD | SCHNEIDER | 0 | NA | Nos. | None | Inventory | Auxiliary contactor with 3NO + 1NC contacts, 24V DC coil, Type TeSys K
5052 | Auxiliary contactor with 3NO + 1NC contacts, 110V DC coil, Type TeSys K | Contactor | LV_Switchgear | CA3KN31FD | SCHNEIDER | 0 | NA | Nos. | None | Inventory | Auxiliary contactor with 3NO + 1NC contacts, 110V DC coil, Type TeSys K
5053 | Auxiliary contactor with 3NO + 1NC contacts, 220V DC coil, Type TeSys K | Contactor | LV_Switchgear | CA3KN31MD | SCHNEIDER | 0 | NA | Nos. | None | Inventory | Auxiliary contactor with 3NO + 1NC contacts, 220V DC coil, Type TeSys K
5054 | Auxiliary contactor with 2NO + 2NC contacts, 24V DC (Low consumption) coil, Type TeSys K | Contactor | LV_Switchgear | CA4KN22BW3 | SCHNEIDER | 0 | NA | Nos. | None | Inventory | Auxiliary contactor with 2NO + 2NC contacts, 24V DC (Low consumption) coil, Type TeSys K
5055 | Auxiliary contactor with 2NO + 2NC contacts, 48V DC (Low consumption) coil, Type TeSys K | Contactor | LV_Switchgear | CA4KN22EW3 | SCHNEIDER | 0 | NA | Nos. | None | Inventory | Auxiliary contactor with 2NO + 2NC contacts, 48V DC (Low consumption) coil, Type TeSys K
5056 | Auxiliary contactor with 2NO + 2NC contacts, 72V DC (Low consumption) coil, Type TeSys K | Contactor | LV_Switchgear | CA4KN22SW3 | SCHNEIDER | 0 | NA | Nos. | None | Inventory | Auxiliary contactor with 2NO + 2NC contacts, 72V DC (Low consumption) coil, Type TeSys K
5057 | Auxiliary contactor with 3NO + 1NC contacts, 24V DC (Low consumption) coil, Type TeSys K | Contactor | LV_Switchgear | CA4KN31BW3 | SCHNEIDER | 0 | NA | Nos. | None | Inventory | Auxiliary contactor with 3NO + 1NC contacts, 24V DC (Low consumption) coil, Type TeSys K
5058 | Auxiliary contactor with 3NO + 1NC contacts, 48V DC (Low consumption) coil, Type TeSys K | Contactor | LV_Switchgear | CA4KN31EW3 | SCHNEIDER | 0 | NA | Nos. | None | Inventory | Auxiliary contactor with 3NO + 1NC contacts, 48V DC (Low consumption) coil, Type TeSys K
5059 | Auxiliary contactor with 3NO + 1NC contacts, 72V DC (Low consumption) coil, Type TeSys K | Contactor | LV_Switchgear | CA4KN31SW3 | SCHNEIDER | 0 | NA | Nos. | None | Inventory | Auxiliary contactor with 3NO + 1NC contacts, 72V DC (Low consumption) coil, Type TeSys K
5060 | Auxiliary contactor with 4NO contacts, 24V DC (Low consumption) coil, Type TeSys K | Contactor | LV_Switchgear | CA4KN40BW3 | SCHNEIDER | 0 | NA | Nos. | None | Inventory | Auxiliary contactor with 4NO contacts, 24V DC (Low consumption) coil, Type TeSys K
5061 | Auxiliary contactor with 4NO contacts, 48V DC (Low consumption) coil, Type TeSys K | Contactor | LV_Switchgear | CA4KN40EW3 | SCHNEIDER | 0 | NA | Nos. | None | Inventory | Auxiliary contactor with 4NO contacts, 48V DC (Low consumption) coil, Type TeSys K
5062 | Auxiliary contactor with 4NO contacts, 72V DC (Low consumption) coil, Type TeSys K | Contactor | LV_Switchgear | CA4KN40SW3 | SCHNEIDER | 0 | NA | Nos. | None | Inventory | Auxiliary contactor with 4NO contacts, 72V DC (Low consumption) coil, Type TeSys K
5063 | 1 TO 5 | MARKER | WIRE & ACCESSORIES | CA509/K12WP | CONNECTWELL | _ | NA | Nos | None | Inventory | 1 TO 5
5064 | 211 TO 220 | MARKER | WIRE & ACCESSORIES | CA509/K2B4-211TO220 | CONNECTWELL | _ | NA | Nos |  | Inventory | 211 TO 220
5065 | 221 TO 230 | MARKER | WIRE & ACCESSORIES | CA509/K2B4-221TO230 | CONNECTWELL | _ | NA | Nos |  | Inventory | 221 TO 230
5066 | 231 TO 240 | MARKER | WIRE & ACCESSORIES | CA509/K2B4-231TO240 | CONNECTWELL | _ | NA | Nos |  | Inventory | 231 TO 240
5067 | 241 TO 250 | MARKER | WIRE & ACCESSORIES | CA509/K2B4-241TO250 | CONNECTWELL | _ | NA | Nos |  | Inventory | 241 TO 250
5068 | 201 TO 210 | MARKER | WIRE & ACCESSORIES | CA509/K2B4WP-201TO210 | CONNECTWELL | _ | NA | Nos |  | Inventory | 201 TO 210
5069 | CA509/K2B4WP-211 TO 220 | MARKER | WIRE & ACCESSORIES | CA509/K2B4WP-211TO220 | CONNECTWELL | _ | NA | Nos |  | Inventory | CA509/K2B4WP-211 TO 220
5070 | CA509/K2B4WP-221 TO 230 | MARKER | WIRE & ACCESSORIES | CA509/K2B4WP-221TO230 | CONNECTWELL | _ | NA | Nos |  | Inventory | CA509/K2B4WP-221 TO 230
5071 | CA509/K2B4WP-231 TO 240 | MARKER | WIRE & ACCESSORIES | CA509/K2B4WP-231TO240 | CONNECTWELL | _ | NA | Nos |  | Inventory | CA509/K2B4WP-231 TO 240
5072 | CA509/K2B4WP-241 TO 250 | MARKER | WIRE & ACCESSORIES | CA509/K2B4WP-241TO250 | CONNECTWELL | _ | NA | Nos |  | Inventory | CA509/K2B4WP-241 TO 250
5073 | CA509/K2B4WP-251 TO 260 | MARKER | WIRE & ACCESSORIES | CA509/K2B4WP-251TO260 | CONNECTWELL | _ | NA | Nos |  | Inventory | CA509/K2B4WP-251 TO 260
5074 | CA509/K2B4WP-301 TO 310 | MARKER | WIRE & ACCESSORIES | CA509/K2B4WP-301TO310 | CONNECTWELL | _ | NA | Nos |  | Inventory | CA509/K2B4WP-301 TO 310
5075 | CA509/K2B4WP-311 TO 320 | MARKER | WIRE & ACCESSORIES | CA509/K2B4WP-311TO320 | CONNECTWELL | _ | NA | Nos |  | Inventory | CA509/K2B4WP-311 TO 320
5076 | CA509/K2B4WP-321 TO 330 | MARKER | WIRE & ACCESSORIES | CA509/K2B4WP-321TO330 | CONNECTWELL | _ | NA | Nos |  | Inventory | CA509/K2B4WP-321 TO 330
5077 | 21 TO 30 | MARKER | WIRE & ACCESSORIES | CA509/K5WHT-21TO30 | CONNECTWELL | _ | NA | Nos |  | Inventory | 21 TO 30
5078 | 31 TO 40 | MARKER | WIRE & ACCESSORIES | CA509/K5WHT-31TO40 | CONNECTWELL | _ | NA | Nos |  | Inventory | 31 TO 40
5079 | 41 TO 50 | MARKER | WIRE & ACCESSORIES | CA509/K5WHT-41TO50 | CONNECTWELL | _ | NA | Nos |  | Inventory | 41 TO 50
5080 | 5mm Wide marker printed 1 to 10 | MARKER | WIRE & ACCESSORIES | CA509/K5WP-1-10 | CONNECTWELL | _ | NA | Nos |  | Inventory | 5mm Wide marker printed 1 to 10
5081 | 5mm Wide marker printed 11 to 20 | MARKER | WIRE & ACCESSORIES | CA509/K5WP-11-20 | CONNECTWELL | _ | NA | Nos |  | Inventory | 5mm Wide marker printed 11 to 20
5082 | 101 TO 110 | MARKER | WIRE & ACCESSORIES | CA509/K6WHT-101TO110 | CONNECTWELL | _ | NA | Nos |  | Inventory | 101 TO 110
5083 | 111 TO 120 | MARKER | WIRE & ACCESSORIES | CA509/K6WHT-111TO120 | CONNECTWELL | _ | NA | Nos |  | Inventory | 111 TO 120
5084 | 11 TO 20 | MARKER | WIRE & ACCESSORIES | CA509/K6WHT-11TO20 | CONNECTWELL | _ | NA | Nos |  | Inventory | 11 TO 20
5085 | 121 TO 130 | MARKER | WIRE & ACCESSORIES | CA509/K6WHT-121TO130 | CONNECTWELL | _ | NA | Nos |  | Inventory | 121 TO 130
5086 | 131 TO 140 | MARKER | WIRE & ACCESSORIES | CA509/K6WHT-131TO140 | CONNECTWELL | _ | NA | Nos |  | Inventory | 131 TO 140
5087 | 141 TO 150 | MARKER | WIRE & ACCESSORIES | CA509/K6WHT-141TO150 | CONNECTWELL | _ | NA | Nos |  | Inventory | 141 TO 150
5088 | 1 TO 10 | MARKER | WIRE & ACCESSORIES | CA509/K6WHT-1TO10 | CONNECTWELL | _ | NA | Nos |  | Inventory | 1 TO 10
5089 | 301 TO 310 | MARKER | WIRE & ACCESSORIES | CA509/K6WHT-301TO310 | CONNECTWELL | _ | NA | Nos |  | Inventory | 301 TO 310
5090 | 311 TO 320 | MARKER | WIRE & ACCESSORIES | CA509/K6WHT-311TO320 | CONNECTWELL | _ | NA | Nos |  | Inventory | 311 TO 320
5091 | 321 TO 330 | MARKER | WIRE & ACCESSORIES | CA509/K6WHT-321TO330 | CONNECTWELL | _ | NA | Nos |  | Inventory | 321 TO 330
5092 | 331 TO 340 | MARKER | WIRE & ACCESSORIES | CA509/K6WHT-331TO340 | CONNECTWELL | _ | NA | Nos |  | Inventory | 331 TO 340
5093 | 51 TO 60 | MARKER | WIRE & ACCESSORIES | CA509/K6WHT-51TO60 | CONNECTWELL | _ | NA | Nos |  | Inventory | 51 TO 60
5094 | 1 TO 10. | BROUGHTOUT | WIRE & ACCESSORIES | CA509/K8WHT-1-10 | CONNECTWELL | _ | NA | Nos |  | Inventory | 1 TO 10.
5095 | 151 to 160 | BROUGHTOUT | WIRE & ACCESSORIES | CA509/K8WHT-151-160 | CONNECTWELL | _ | NA | Nos |  | Inventory | 151 to 160
5096 | 161 TO 170 | BROUGHTOUT | WIRE & ACCESSORIES | CA509/K8WHT-161-170 | CONNECTWELL | _ | NA | Nos |  | Inventory | 161 TO 170
5097 | 171 TO 180 | BROUGHTOUT | WIRE & ACCESSORIES | CA509/K8WHT-171-180 | CONNECTWELL | _ | NA | Nos |  | Inventory | 171 TO 180
5098 | 181 TO 190. | BROUGHTOUT | WIRE & ACCESSORIES | CA509/K8WHT-181-190 | CONNECTWELL | _ | NA | Nos |  | Inventory | 181 TO 190.
5099 | 191 to 200 | BROUGHTOUT | WIRE & ACCESSORIES | CA509/K8WHT-191-200 | CONNECTWELL | _ | NA | Nos |  | Inventory | 191 to 200
5100 | 331TO340 | MARKER | WIRE & ACCESSORIES | CA509/K8WHT-331T340 | CONNECTWELL | _ | NA | Nos |  | Inventory | 331TO340
5101 | 341 to 350 | BROUGHTOUT | WIRE & ACCESSORIES | CA509/K8WHT-341-350 | CONNECTWELL | _ | NA | Nos |  | Inventory | 341 to 350
5102 | 351 to 360 | BROUGHTOUT | WIRE & ACCESSORIES | CA509/K8WHT-351-360 | CONNECTWELL | _ | NA | Nos |  | Inventory | 351 to 360
5103 | 361 to 370 | BROUGHTOUT | WIRE & ACCESSORIES | CA509/K8WHT-361-370 | CONNECTWELL | _ | NA | Nos |  | Inventory | 361 to 370
5104 | 371 to 380 | BROUGHTOUT | WIRE & ACCESSORIES | CA509/K8WHT-371-380 | CONNECTWELL | _ | NA | Nos |  | Inventory | 371 to 380
5105 | 61 TO 70 | MARKER | WIRE & ACCESSORIES | CA509/K8WHT-61TO70 | CONNECTWELL | _ | NA | Nos |  | Inventory | 61 TO 70
5106 | 71 TO 80 | MARKER | WIRE & ACCESSORIES | CA509/K8WHT-71TO80 | CONNECTWELL | _ | NA | Nos |  | Inventory | 71 TO 80
5107 | 81 TO 90 | MARKER | WIRE & ACCESSORIES | CA509/K8WHT-81TO90 | CONNECTWELL | _ | NA | Nos |  | Inventory | 81 TO 90
5108 | 91 TO 100 | MARKER | WIRE & ACCESSORIES | CA509/K8WHT-91TO100 | CONNECTWELL | _ | NA | Nos |  | Inventory | 91 TO 100
5109 | 8mm Wide marker printed 1 to 10 | MARKER | WIRE & ACCESSORIES | CA509/K8WP-01-10 | CONNECTWELL | _ | NA | Nos |  | Inventory | 8mm Wide marker printed 1 to 10
5110 | 8mm Wide marker printed-101-110 | MARKER | WIRE & ACCESSORIES | CA509/K8WP-101-110 | CONNECTWELL | _ | NA | Nos |  | Inventory | 8mm Wide marker printed-101-110
5111 | 8mm Wide marker printed 11 to 20 | MARKER | WIRE & ACCESSORIES | CA509/K8WP-11-20 | CONNECTWELL | _ | NA | Nos |  | Inventory | 8mm Wide marker printed 11 to 20
5112 | 8mm Wide marker printed-111-120 | MARKER | WIRE & ACCESSORIES | CA509/K8WP-111-120 | CONNECTWELL | _ | NA | Nos |  | Inventory | 8mm Wide marker printed-111-120
5113 | 8mm Wide marker printed-121-130 | MARKER | WIRE & ACCESSORIES | CA509/K8WP-121-130 | CONNECTWELL | _ | NA | Nos |  | Inventory | 8mm Wide marker printed-121-130
5114 | 8mm Wide marker printed-131-140 | MARKER | WIRE & ACCESSORIES | CA509/K8WP-131-140 | CONNECTWELL | _ | NA | Nos |  | Inventory | 8mm Wide marker printed-131-140
5115 | 8mm Wide marker printed-141-150 | MARKER | WIRE & ACCESSORIES | CA509/K8WP-141-150 | CONNECTWELL | _ | NA | Nos |  | Inventory | 8mm Wide marker printed-141-150
5116 | 8mm Wide marker printed 151 to 160 | MARKER | WIRE & ACCESSORIES | CA509/K8WP-151-160 | CONNECTWELL | _ | NA | Nos |  | Inventory | 8mm Wide marker printed 151 to 160
5117 | 8mm Wide marker printed 161 to 170 | MARKER | WIRE & ACCESSORIES | CA509/K8WP-161-170 | CONNECTWELL | _ | NA | Nos |  | Inventory | 8mm Wide marker printed 161 to 170
5118 | 8mm Wide marker printed 171 to 180 | MARKER | WIRE & ACCESSORIES | CA509/K8WP-171-180 | CONNECTWELL | _ | NA | Nos |  | Inventory | 8mm Wide marker printed 171 to 180
5119 | 8mm Wide marker printed 181 to 190 | MARKER | WIRE & ACCESSORIES | CA509/K8WP-181-190 | CONNECTWELL | _ | NA | Nos |  | Inventory | 8mm Wide marker printed 181 to 190
5120 | 8mm Wide marker printed 191 to 200 | MARKER | WIRE & ACCESSORIES | CA509/K8WP-191-200 | CONNECTWELL | _ | NA | Nos |  | Inventory | 8mm Wide marker printed 191 to 200
5121 | 8mm Wide marker printed-201-210 | MARKER | WIRE & ACCESSORIES | CA509/K8WP-201-210 | CONNECTWELL | _ | NA | Nos |  | Inventory | 8mm Wide marker printed-201-210
5122 | 8mm Wide marker printed 21 to 30 | MARKER | WIRE & ACCESSORIES | CA509/K8WP-21-30 | CONNECTWELL | _ | NA | Nos |  | Inventory | 8mm Wide marker printed 21 to 30
5123 | 8mm Wide marker printed-211-220 | MARKER | WIRE & ACCESSORIES | CA509/K8WP-211-220 | CONNECTWELL | _ | NA | Nos |  | Inventory | 8mm Wide marker printed-211-220
5124 | 8mm Wide marker printed-221-230 | MARKER | WIRE & ACCESSORIES | CA509/K8WP-221-230 | CONNECTWELL | _ | NA | Nos |  | Inventory | 8mm Wide marker printed-221-230
5125 | 8mm Wide marker printed-231-240 | MARKER | WIRE & ACCESSORIES | CA509/K8WP-231-240 | CONNECTWELL | _ | NA | Nos |  | Inventory | 8mm Wide marker printed-231-240
5126 | 8mm Wide marker printed-241-250 | MARKER | WIRE & ACCESSORIES | CA509/K8WP-241-250 | CONNECTWELL | _ | NA | Nos |  | Inventory | 8mm Wide marker printed-241-250
5127 | CA509/K8WP-301 TO 310 | MARKER | WIRE & ACCESSORIES | CA509/K8WP-301TO310 | CONNECTWELL | _ | NA | Nos |  | Inventory | CA509/K8WP-301 TO 310
5128 | 8mm Wide marker printed 31 to 40 | MARKER | WIRE & ACCESSORIES | CA509/K8WP-31-40 | CONNECTWELL | _ | NA | Nos |  | Inventory | 8mm Wide marker printed 31 to 40
5129 | CA509/K8WP-311 TO 320 | MARKER | WIRE & ACCESSORIES | CA509/K8WP-311TO320 | CONNECTWELL | _ | NA | Nos |  | Inventory | CA509/K8WP-311 TO 320
5130 | CA509/K8WP-321 TO 330 | MARKER | WIRE & ACCESSORIES | CA509/K8WP-321TO330 | CONNECTWELL | _ | NA | Nos |  | Inventory | CA509/K8WP-321 TO 330
5131 | 8mm Wide marker printed 41 to 50 | MARKER | WIRE & ACCESSORIES | CA509/K8WP-41-50 | CONNECTWELL | _ | NA | Nos |  | Inventory | 8mm Wide marker printed 41 to 50
5132 | 8mm Wide marker printed 51 to 60 | MARKER | WIRE & ACCESSORIES | CA509/K8WP-51-60 | CONNECTWELL | _ | NA | Nos |  | Inventory | 8mm Wide marker printed 51 to 60
5133 | 8mm Wide marker printed 61 to 70 | MARKER | WIRE & ACCESSORIES | CA509/K8WP-61-70 | CONNECTWELL | _ | NA | Nos |  | Inventory | 8mm Wide marker printed 61 to 70
5134 | 8mm Wide marker printed 71 to 80 | MARKER | WIRE & ACCESSORIES | CA509/K8WP-71-80 | CONNECTWELL | _ | NA | Nos |  | Inventory | 8mm Wide marker printed 71 to 80
5135 | 8mm Wide marker printed 81-90 | MARKER | WIRE & ACCESSORIES | CA509/K8WP-81-90 | CONNECTWELL | _ | NA | Nos |  | Inventory | 8mm Wide marker printed 81-90
5136 | 8mm Wide marker printed 91-100 | MARKER | WIRE & ACCESSORIES | CA509/K8WP-91-100 | CONNECTWELL | _ | NA | Nos |  | Inventory | 8mm Wide marker printed 91-100
5137 | 2 WAY SHORT LINK FOR SHORTING TERMINALS | SHORT LINK | WIRE & ACCESSORIES | CA514/13-2 | REPUTED | - | - | Nos. |  | Inventory | 2 WAY SHORT LINK FOR SHORTING TERMINALS
5138 | 3 WAY SHORT LINK FOR SHORTING TERMINALS | SHORT LINK | WIRE & ACCESSORIES | CA514/13-3 | REPUTED | - | - | Nos. |  | Inventory | 3 WAY SHORT LINK FOR SHORTING TERMINALS
5139 | 4 WAY SHORT LINK FOR SHORTING TERMINALS | SHORT LINK | WIRE & ACCESSORIES | CA514/13-4 | REPUTED | - | - | Nos. |  | Inventory | 4 WAY SHORT LINK FOR SHORTING TERMINALS
6248 | Numerical Non-Directional IDMT 3O/C+1E/F Protection relay with MODBUS RS485. 1A/5A site selectable, RS485 MODBUS communication, 20 Fault & 500 Event Record, Disturbance Recorder, 8DI/8DO. Aux supply/ TCS supply voltage: 90 to 300V DC 50/51,50N/51N,CBFP,86,95 | RELAY | SWITCHGEAR | CSEZEN-F100-A | C&S | _ | NA | Nos | None | Inventory | Numerical Non-Directional IDMT 3O/C+1E/F Protection relay with MODBUS RS485. 1A/5A site selectable, RS485 MODBUS communication, 20 Fault & 500 Event Record, Disturbance Recorder, 8DI/8DO. Aux supply/ TCS supply voltage: 90 to 300V DC 50/51,50N/51N,CBFP,86,95
5141 | IP65 POLYCARBONATE ENCLOSURE WITH TRANSPARENT LID- 600X400X210mm | POLYCARBONATE | BUSBAR & ACCESSORIES | CAB-PCQ-604021-T | FIBOX | _ | NA | Nos |  | Inventory | IP65 POLYCARBONATE ENCLOSURE WITH TRANSPARENT LID- 600X400X210mm
5142 | CABLE TIE 300*3.6 | CABLE TIE | WIRE & ACCESSORIES | CABLE-TIE-300-3.6 | FLUCON | - | - | Nos |  | Inventory | CABLE TIE 300*3.61
5143 | 100X2.5MM BLACK TIE | CABLE TIE | WIRE & ACCESSORIES | CABLE-TIE-B-100X2.5 | FLUCON | _ | NA | Nos |  | Inventory | 100X2.5MM BLACK TIE
5144 | 200X3.6MM BLACK TIE | CABLE TIE | WIRE & ACCESSORIES | CABLE-TIE-B-200X3.6 | FLUCON | _ | NA | Nos |  | Inventory | 200X3.6MM BLACK TIE1
5145 | SELF ADHESIVE CABLE TIE SADDLE 1 INCHX1INCH | WIRE | WIRE & ACCESSORIES | CABLE-TIE-SADDLE-1INCHX1INCH | REPUTED | - | - | Nos. |  | Inventory | SELF ADHESIVE CABLE TIE SADDLE 1 INCHX1INCH
5146 | 100X2.5MM WHITE TIE- | CABLE TIE | WIRE & ACCESSORIES | CABLE-TIE-W-100X2.5- | FLUCON | _ | NA | Nos |  | Inventory | 100X2.5MM WHITE TIE-
5147 | 200X3.6MM WHITE TIE- | CABLE TIE | WIRE & ACCESSORIES | CABLE-TIE-W-200X3.6- | FLUCON | _ | NA | Nos |  | Inventory | 200X3.6MM WHITE TIE-
5148 | 100X2.5MM WHITE TIE | CABLE TIE | WIRE & ACCESSORIES | CABLE_TIE_W-100X2.5 | FLUCON | _ | NA | PKT |  | Inventory | 100X2.5MM WHITE TIE
5149 | 200X3.6MM WHITE TIE | CABLE TIE | WIRE & ACCESSORIES | CABLE_TIE_W-200X3.6 | FLUCON | _ | NA | PKT |  | Inventory | 200X3.6MM WHITE TIE
5150 | 100X2.5MM WHITE TIE NYLON 6.6 | CABLE TIE | WIRE & ACCESSORIES | CABLE_TIE_W-FCCT-100X2.5 | FLUCON | _ | NA | PKT |  | Inventory | 100X2.5MM WHITE TIE NYLON 6.6
5151 | 200X3.6MM WHITE TIE NYLON 6.6 | CABLE TIE | WIRE & ACCESSORIES | CABLE_TIE_W-FCCT-200X3.6 | FLUCON | _ | NA | PKT |  | Inventory | 200X3.6MM WHITE TIE NYLON 6.6
5152 | Auxiliary contactor with 3NO + 2NC contacts, 24V AC coil, Type TeSys D | Contactor | LV_Switchgear | CAD32B7 | SCHNEIDER | 0 | NA | Nos. | None | Inventory | Auxiliary contactor with 3NO + 2NC contacts, 24V AC coil, Type TeSys D
5153 | Auxiliary contactor with 3NO + 2NC contacts, 24V DC coil, Type TeSys D | Contactor | LV_Switchgear | CAD32BD | SCHNEIDER | 0 | NA | Nos. | None | Inventory | Auxiliary contactor with 3NO + 2NC contacts, 24V DC coil, Type TeSys D
5154 | Auxiliary contactor with 3NO + 2NC contacts, 24V DC (Low consumption) coil, Type TeSys D | Contactor | LV_Switchgear | CAD32BL | SCHNEIDER | 0 | NA | Nos. | None | Inventory | Auxiliary contactor with 3NO + 2NC contacts, 24V DC (Low consumption) coil, Type TeSys D
5155 | Auxiliary contactor with 3NO + 2NC contacts, 110V AC coil, Type TeSys D | Contactor | LV_Switchgear | CAD32F7 | SCHNEIDER | 0 | NA | Nos. | None | Inventory | Auxiliary contactor with 3NO + 2NC contacts, 110V AC coil, Type TeSys D
5156 | Auxiliary contactor with 3NO + 2NC contacts, 110V DC coil, Type TeSys D | Contactor | LV_Switchgear | CAD32FD | SCHNEIDER | 0 | NA | Nos. | None | Inventory | Auxiliary contactor with 3NO + 2NC contacts, 110V DC coil, Type TeSys D
5157 | Auxiliary contactor with 3NO + 2NC contacts, 110V DC (Low consumption) coil, Type TeSys D | Contactor | LV_Switchgear | CAD32FL | SCHNEIDER | 0 | NA | Nos. | None | Inventory | Auxiliary contactor with 3NO + 2NC contacts, 110V DC (Low consumption) coil, Type TeSys D
5158 | Auxiliary contactor with 3NO + 2NC contacts, 220V AC coil, Type TeSys D | Contactor | LV_Switchgear | CAD32M7 | SCHNEIDER | 0 | - | Nos. | None | Inventory | Auxiliary contactor with 3NO + 2NC contacts, 220V AC coil, Type TeSys D
5159 | Auxiliary contactor with 3NO + 2NC contacts, 220V DC coil, Type TeSys D | Contactor | LV_Switchgear | CAD32MD | SCHNEIDER | 0 | NA | Nos. | None | Inventory | Auxiliary contactor with 3NO + 2NC contacts, 220V DC coil, Type TeSys D
5160 | Auxiliary contactor with 3NO + 2NC contacts, 220V DC (Low consumption) coil, Type TeSys D | Contactor | LV_Switchgear | CAD32ML | SCHNEIDER | 0 | NA | Nos. | None | Inventory | Auxiliary contactor with 3NO + 2NC contacts, 220V DC (Low consumption) coil, Type TeSys D
5161 | Auxiliary contactor with 3NO + 2NC contacts, 415V AC coil, Type TeSys D | Contactor | LV_Switchgear | CAD32N7 | SCHNEIDER | 0 | NA | Nos. | None | Inventory | Auxiliary contactor with 3NO + 2NC contacts, 415V AC coil, Type TeSys D
5162 | Auxiliary contactor with 5NO contacts, 24V AC coil, Type TeSys D | Contactor | LV_Switchgear | CAD50B7 | SCHNEIDER | 0 | NA | Nos. | None | Inventory | Auxiliary contactor with 5NO contacts, 24V AC coil, Type TeSys D
5163 | Auxiliary contactor with 5NO contacts, 24V DC coil, Type TeSys D | Contactor | LV_Switchgear | CAD50BD | SCHNEIDER | 0 | NA | Nos. | None | Inventory | Auxiliary contactor with 5NO contacts, 24V DC coil, Type TeSys D
5164 | Auxiliary contactor with 5NO contacts, 24V DC (Low consumption) coil, Type TeSys D | Contactor | LV_Switchgear | CAD50BL | SCHNEIDER | 0 | NA | Nos. | None | Inventory | Auxiliary contactor with 5NO contacts, 24V DC (Low consumption) coil, Type TeSys D
5165 | Auxiliary contactor with 5NO contacts, 110V AC coil, Type TeSys D | Contactor | LV_Switchgear | CAD50F7 | SCHNEIDER | 0 | NA | Nos. | None | Inventory | Auxiliary contactor with 5NO contacts, 110V AC coil, Type TeSys D
5166 | Auxiliary contactor with 5NO contacts, 110V DC coil, Type TeSys D | Contactor | LV_Switchgear | CAD50FD | SCHNEIDER | 0 | NA | Nos. | None | Inventory | Auxiliary contactor with 5NO contacts, 110V DC coil, Type TeSys D
5167 | Auxiliary contactor with 5NO contacts, 110V DC (Low consumption) coil, Type TeSys D | Contactor | LV_Switchgear | CAD50FL | SCHNEIDER | 0 | NA | Nos. | None | Inventory | Auxiliary contactor with 5NO contacts, 110V DC (Low consumption) coil, Type TeSys D
5168 | Auxiliary contactor with 5NO contacts, 220V AC coil, Type TeSys D | Contactor | LV_Switchgear | CAD50M7 | SCHNEIDER | 0 | NA | Nos. | None | Inventory | Auxiliary contactor with 5NO contacts, 220V AC coil, Type TeSys D
5169 | Auxiliary contactor with 5NO contacts, 220V DC coil, Type TeSys D | Contactor | LV_Switchgear | CAD50MD | SCHNEIDER | 0 | NA | Nos. | None | Inventory | Auxiliary contactor with 5NO contacts, 220V DC coil, Type TeSys D
5170 | Auxiliary contactor with 5NO contacts, 220V DC (Low consumption) coil, Type TeSys D | Contactor | LV_Switchgear | CAD50ML | SCHNEIDER | 0 | NA | Nos. | None | Inventory | Auxiliary contactor with 5NO contacts, 220V DC (Low consumption) coil, Type TeSys D
5171 | Auxiliary contactor with 5NO contacts, 415V AC coil, Type TeSys D | Contactor | LV_Switchgear | CAD50N7 | SCHNEIDER | 0 | NA | Nos. | None | Inventory | Auxiliary contactor with 5NO contacts, 415V AC coil, Type TeSys D
5172 | Auxiliary contactor with 2NO + 2NC contacts, 24V AC coil, Type CAE | Contactor | LV_Switchgear | CAE22B5 | SCHNEIDER | 0 | NA | Nos. | None | Inventory | Auxiliary contactor with 2NO + 2NC contacts, 24V AC coil, Type CAE
5173 | Auxiliary contactor with 2NO + 2NC contacts, 110V AC coil, Type CAE | Contactor | LV_Switchgear | CAE22F5 | SCHNEIDER | 0 | NA | Nos. | None | Inventory | Auxiliary contactor with 2NO + 2NC contacts, 110V AC coil, Type CAE
5174 | Auxiliary contactor with 2NO + 2NC contacts, 220V AC coil, Type CAE | Contactor | LV_Switchgear | CAE22M5 | SCHNEIDER | 0 | NA | Nos. | None | Inventory | Auxiliary contactor with 2NO + 2NC contacts, 220V AC coil, Type CAE
5175 | Auxiliary contactor with 2NO + 2NC contacts, 415V AC coil, Type CAE | Contactor | LV_Switchgear | CAE22N5 | SCHNEIDER | 0 | NA | Nos. | None | Inventory | Auxiliary contactor with 2NO + 2NC contacts, 415V AC coil, Type CAE
5176 | Auxiliary contactor with 3NO + 1NC contacts, 24V AC coil, Type CAE | Contactor | LV_Switchgear | CAE31B5 | SCHNEIDER | 0 | NA | Nos. | None | Inventory | Auxiliary contactor with 3NO + 1NC contacts, 24V AC coil, Type CAE
5177 | Auxiliary contactor with 3NO + 1NC contacts, 110V AC coil, Type CAE | Contactor | LV_Switchgear | CAE31F5 | SCHNEIDER | 0 | NA | Nos. | None | Inventory | Auxiliary contactor with 3NO + 1NC contacts, 110V AC coil, Type CAE
5178 | Auxiliary contactor with 3NO + 1NC contacts, 220V AC coil, Type CAE | Contactor | LV_Switchgear | CAE31M5 | SCHNEIDER | 0 | NA | Nos. | None | Inventory | Auxiliary contactor with 3NO + 1NC contacts, 220V AC coil, Type CAE
5179 | Auxiliary contactor with 3NO + 1NC contacts, 415V AC coil, Type CAE | Contactor | LV_Switchgear | CAE31N5 | SCHNEIDER | 0 | NA | Nos. | None | Inventory | Auxiliary contactor with 3NO + 1NC contacts, 415V AC coil, Type CAE
5180 | Auxiliary contactor with 4NO contacts, 24V AC coil, Type CAE | Contactor | LV_Switchgear | CAE40B5 | SCHNEIDER | 0 | NA | Nos. | None | Inventory | Auxiliary contactor with 4NO contacts, 24V AC coil, Type CAE
5181 | Auxiliary contactor with 4NO contacts, 110V AC coil, Type CAE | Contactor | LV_Switchgear | CAE40F5 | SCHNEIDER | 0 | NA | Nos. | None | Inventory | Auxiliary contactor with 4NO contacts, 110V AC coil, Type CAE
5182 | Auxiliary contactor with 4NO contacts, 220V AC coil, Type CAE | Contactor | LV_Switchgear | CAE40M5 | SCHNEIDER | 0 | NA | Nos. | None | Inventory | Auxiliary contactor with 4NO contacts, 220V AC coil, Type CAE
5183 | Auxiliary contactor with 4NO contacts, 415V AC coil, Type CAE | Contactor | LV_Switchgear | CAE40N5 | SCHNEIDER | 0 | NA | Nos. | None | Inventory | Auxiliary contactor with 4NO contacts, 415V AC coil, Type CAE
6249 | Numerical Directional / Non-directional Overcurrent Earth fault + voltage Protection relay with RS485 1A/5A site selectable, RS485 MODBUS communication, 20 Fault & 500 Event Record, 8DI/8DO, Disturbance Recorder. Aux supply/ TCS supply voltage: 90 to 300V DC Protection - 50/51,50N/51N,27,59,67,67N,CBFP,86,60(VTS),95 | RELAY | SWITCHGEAR | CSEZEN-F450 | C&S | _ | NA | Nos | None | Inventory | Numerical Directional / Non-directional Overcurrent Earth fault + voltage Protection relay with RS485 1A/5A site selectable, RS485 MODBUS communication, 20 Fault & 500 Event Record, 8DI/8DO, Disturbance Recorder. Aux supply/ TCS supply voltage: 90 to 300V DC Protection - 50/51,50N/51N,27,59,67,67N,CBFP,86,60(VTS),95
7852 | PT FUSE FAILURE RELAY(60), DRAW-OUT TYPE, FLUSH MOUNTING, RATED VOLTAGE: 110V AC, CONTACT: 2 PAIR OF C/O CONTACT(SELF POWERED), | RELAY | SWITCHGEAR | FF1 | C&S | _ | NA | Nos | None | Inventory | PT FUSE FAILURE RELAY(60), DRAW-OUT TYPE, FLUSH MOUNTING, RATED VOLTAGE: 110V AC, CONTACT: 2 PAIR OF C/O CONTACT(SELF POWERED),
5186 | CAGE BOX - 1000X1000X1200, 1 SIDE OPENING, SUITABLE FOR MULTI STORAGE, OTHER DETAILS AS PER THE GIVEN SPECIFICATION. | OWN USE ITEMS | ACCESSORIES | CAGE-BOX | REPUTED | - | - | Nos |  | Non Inventory | CAGE BOX - 1000X1000X1200, 1 SIDE OPENING, SUITABLE FOR MULTI STORAGE, OTHER DETAILS AS PER THE GIVEN SPECIFICATION.
5187 | 35sq.mm, Ring type Non-Insulated Tubular LUG-E8, AL | LUG | WIRE & ACCESSORIES | CALS-221 | COMET | _ | NA | Nos |  | Inventory | 35sq.mm, Ring type Non-Insulated Tubular LUG-E8, AL
5188 | 35sq.mm, Ring type Non-Insulated Tubular LUG-E10, AL | LUG | WIRE & ACCESSORIES | CALS-222 | COMET | _ | NA | Nos |  | Inventory | 35sq.mm, Ring type Non-Insulated Tubular LUG-E10, AL
5189 | 70sq.mm, Ring type Non-Insulated Tubular LUG-E10, AL | LUG | WIRE & ACCESSORIES | CALS-225 | COMET | _ | NA | Nos |  | Inventory | 70sq.mm, Ring type Non-Insulated Tubular LUG-E10, AL
5190 | 70sq.mm, Ring type Non-Insulated Tubular LUG-E12, AL | LUG | WIRE & ACCESSORIES | CALS-226 | COMET | _ | NA | Nos |  | Inventory | 70sq.mm, Ring type Non-Insulated Tubular LUG-E12, AL
5191 | 95sq.mm, Ring type Non-Insulated Tubular LUG-E10, AL | LUG | WIRE & ACCESSORIES | CALS-227 | COMET | _ | NA | Nos |  | Inventory | 95sq.mm, Ring type Non-Insulated Tubular LUG-E10, AL
5192 | 95sq.mm, Ring type Non-Insulated Tubular LUG-E12, AL | LUG | WIRE & ACCESSORIES | CALS-229 | COMET | _ | NA | Nos |  | Inventory | 95sq.mm, Ring type Non-Insulated Tubular LUG-E12, AL
5193 | 120sq.mm, Ring type Non-Insulated Tubular LUG-E12, AL | LUG | WIRE & ACCESSORIES | CALS-230 | COMET | _ | NA | Nos |  | Inventory | 120sq.mm, Ring type Non-Insulated Tubular LUG-E12, AL
5194 | 120sq.mm, Ring type Non-Insulated Tubular LUG-E16, AL | LUG | WIRE & ACCESSORIES | CALS-231 | COMET | _ | NA | Nos |  | Inventory | 120sq.mm, Ring type Non-Insulated Tubular LUG-E16, AL
5195 | 150sq.mm, Ring type Non-Insulated Tubular LUG-E12, AL | LUG | WIRE & ACCESSORIES | CALS-232 | COMET | _ | NA | Nos |  | Inventory | 150sq.mm, Ring type Non-Insulated Tubular LUG-E12, AL
5196 | 150sq.mm, Ring type Non-Insulated Tubular LUG-E16, AL | LUG | WIRE & ACCESSORIES | CALS-233 | COMET | _ | NA | Nos |  | Inventory | 150sq.mm, Ring type Non-Insulated Tubular LUG-E16, AL
5197 | 185sq.mm, Ring type Non-Insulated Tubular LUG-E16, AL | LUG | WIRE & ACCESSORIES | CALS-235 | COMET | _ | NA | Nos |  | Inventory | 185sq.mm, Ring type Non-Insulated Tubular LUG-E16, AL
5198 | 240sq.mm, Ring type Non-Insulated Tubular LUG-E12, AL | LUG | WIRE & ACCESSORIES | CALS-236 | COMET | _ | NA | Nos |  | Inventory | 240sq.mm, Ring type Non-Insulated Tubular LUG-E12, AL
5199 | 240sq.mm, Ring type Non-Insulated Tubular LUG-E16, AL | LUG | WIRE & ACCESSORIES | CALS-237 | COMET | _ | NA | Nos |  | Inventory | 240sq.mm, Ring type Non-Insulated Tubular LUG-E16, AL
5200 | 120sq.mm, Ring type Non-Insulated Tubular LUG-E10, AL | LUG | WIRE & ACCESSORIES | CALS-257 | COMET | _ | NA | Nos |  | Inventory | 120sq.mm, Ring type Non-Insulated Tubular LUG-E10, AL
5201 | 300sq.mm, Ring type Non-Insulated Tubular LUG-E20, AL | LUG | WIRE & ACCESSORIES | CALS-259 | COMET | _ | NA | Nos |  | Inventory | 300sq.mm, Ring type Non-Insulated Tubular LUG-E20, AL
5202 | 300sq.mm, Ring type Non-Insulated Tubular LUG-E16, AL | LUG | WIRE & ACCESSORIES | CALS-300 | COMET | _ | NA | Nos |  | Inventory | 300sq.mm, Ring type Non-Insulated Tubular LUG-E16, AL
5203 | 50sq.mm, Ring type Non-Insulated Tubular LUG-E10, AL | LUG | WIRE & ACCESSORIES | CALS-312 | COMET | _ | NA | Nos |  | Inventory | 50sq.mm, Ring type Non-Insulated Tubular LUG-E10, AL
5204 | LOCKING CAM FOR MS-850-2 | DOOR LOCK | ACCESSORIES | CAM MS-850-2 | ARIHANT | _ | NA | Nos | None | Inventory | LOCKING CAM FOR MS-850-2
7901 | FAULT PASSAGE INDICATOR (FPI) - TYPE - CSFPI-C1 ( EARTH FAULT AND SHORT CIRCUIT MODEL) WITH SENSOR UNIT, AUX. VOLTAGE- 230V AC, CONTACT -1 C/O. C&S MAKE | FPI | SWITCHGEAR | FPI-33KV-CSFPI-C1 | C&S | 33KV | - | Nos. |  | Inventory | FAULT PASSAGE INDICATOR (FPI) - TYPE - CSFPI-C1 ( EARTH FAULT AND SHORT CIRCUIT MODEL) WITH SENSOR UNIT, AUX. VOLTAGE- 230V AC, CONTACT -1 C/O. C&S MAKE
8640 | NEUMERICAL RELAY (50,50N,51,51N) 230V AC, | RELAY | SWITCHGEAR | IRI-PRO-V2-3I-EI | C&S | _ | NA | Nos | None | Inventory | NEUMERICAL RELAY (50,50N,51,51N) 230V AC,
5207 | CAPTURE BOLT FOR 33KV PANEL, SUITABLE FOR ASSEMBLLY LOCK-184, | DOOR LOCK | ACCESSORIES | CAPTURE BOLT | ARIHANT | _ | NA | Nos | None | Inventory | CAPTURE BOLT FOR 33KV PANEL, SUITABLE FOR ASSEMBLLY LOCK-184,
5208 | CAPTURE BOLT FOR 11KV PANEL | DOOR LOCK | ACCESSORIES | CAPTURE-BOLT-11KV | ARIHANT | _ | NA | Nos |  | Inventory | CAPTURE BOLT FOR 11KV PANEL
5209 | cash purchase items | SHOP | ACCESSORIES | CASH-PUR-12% | - | - | - | Nos |  | Non Inventory | cash purchase items
5210 | cash purchase items 18% | SHOP | ACCESSORIES | CASH-PUR-18% | - | - | - | Nos |  | Non Inventory | cash purchase items 18%
5211 | cash purchase items 28% | SHOP | ACCESSORIES | CASH-PUR-28% | - | - | - | Nos |  | Non Inventory | cash purchase items 28%
5212 | cash purchase items 5% | SHOP | ACCESSORIES | CASH-PUR-5% | - | - | - | Nos |  | Non Inventory | cash purchase items 5%
5213 | HEAVY DUTY, CASTEL LOCK - KEY-01 | CASTLE LOCK | ACCESSORIES | CASTEL LOCK - KEY-01 | PATLON | _ | NA | Nos | None | Inventory | HEAVY DUTY, CASTEL LOCK - KEY-01
5214 | HEAVY DUTY CASTEL LOCK - CAT NO - PI-991781 | CASTLE LOCK | ACCESSORIES | CASTEL LOCK - PI-991781 | PATLON | _ | NA | Nos | None | Inventory | HEAVY DUTY CASTEL LOCK - CAT NO - PI-991781
5215 | HEAVY DUTY CASTEL LOCK, 1 LOCKS WITH 1 KEY, CAT NO - | CASTLE LOCK | ACCESSORIES | CASTEL LOCK 1L1K | PATLON | _ | NA | Nos | None | Inventory | HEAVY DUTY CASTEL LOCK, 1 LOCKS WITH 1 KEY, CAT NO -
5216 | ELECTRICAL CASTLE LOCK - CAT NO - N-2000, CONTACT 1NO+1NC., 10A | CASTLE LOCK | ACCESSORIES | CASTEL LOCK N-2000 | PATLON | _ | NA | Nos | None | Inventory | ELECTRICAL CASTLE LOCK - CAT NO - N-2000, CONTACT 1NO+1NC., 10A
5217 | HEAVY DUTY CASTEL LOCK - CAT NO - PI-0001 | CASTLE LOCK | ACCESSORIES | CASTEL LOCK PI-0001 | PATLON | _ | NA | Nos | None | Inventory | HEAVY DUTY CASTEL LOCK - CAT NO - PI-0001
5218 | HEAVY DUTY CASTEL LOCK - CAT NO - PI-KEY-01 | CASTLE LOCK | ACCESSORIES | CASTEL LOCK PI-KEY-01 | PATLON | _ | NA | Nos | None | Inventory | HEAVY DUTY CASTEL LOCK - CAT NO - PI-KEY-01
5219 | HEAVY DUTY, CASTEL-KEY-IN SAME-RING FOR JOB NO-3486 | CASTLE LOCK | ACCESSORIES | CASTEL-KEY-SAME-RING | PATLON | _ | NA | Nos |  | Inventory | HEAVY DUTY, CASTEL-KEY-IN SAME-RING FOR JOB NO-3486
5220 | CASTLE LOCK, 2 LOCK + 1 KEY INTERLOCK BETWEEN EARTH SWITCH & VCB | CASTLE LOCK | ACCESSORIES | CASTEL-LOCK-2L1K | PATLON | _ | NA | Nos |  | Inventory | CASTLE LOCK, 2 LOCK + 1 KEY INTERLOCK BETWEEN EARTH SWITCH & VCB
5221 | HEAVY DUTY CASTEL LOCK, 3 LOCKS WITH 1 KEY, KEY LENGTH AS PER PROVIDED DRAWING BY TSPL. | CASTLE LOCK | ACCESSORIES | CASTEL-LOCK-3L-1K | PATLON | _ | NA | Nos |  | Inventory | HEAVY DUTY CASTEL LOCK, 3 LOCKS WITH 1 KEY, KEY LENGTH AS PER PROVIDED DRAWING BY TSPL.
5222 | HEAVY DUTY CASTEL LOCK, 3 LOCKS WITH 2 KEYS | CASTLE LOCK | ACCESSORIES | CASTEL-LOCK-3L2K | PATLON | - | - | Nos. |  | Inventory | HEAVY DUTY CASTEL LOCK, 3 LOCKS WITH 2 KEYS
5223 | HEAVY DUTY CASTEL LOCK, 4 LOCKS WITH 3 KEY, (SAME LETTER ONLY) | CASTLE LOCK | ACCESSORIES | CASTEL-LOCK-4L-3K | PATLON | _ | NA | Nos |  | Inventory | HEAVY DUTY CASTEL LOCK, 4 LOCKS WITH 3 KEY, (SAME LETTER ONLY)
5224 | HEAVY DUTY CASTEL LOCK, 1 LOCK ONLY, LOCK CAT NO -Interlock Type 99184 | CASTLE LOCK | ACCESSORIES | CASTELLOCK-INTERLOCK-1L | PATLON | _ | NA | Nos |  | Inventory | HEAVY DUTY CASTEL LOCK, 1 LOCK ONLY, LOCK CAT NO -Interlock Type 99184
5225 | HEAVY DUTY CASTEL LOCK, 1 LOCK , LOCK CAT NO -Interlock Type 99184, with 2 KEY | CASTLE LOCK | ACCESSORIES | CASTELLOCK-INTERLOCK-1L+2KEY | PATLON | _ | NA | Nos |  | Inventory | HEAVY DUTY CASTEL LOCK, 1 LOCK , LOCK CAT NO -Interlock Type 99184, with 2 KEY
5226 | HEAVY DUTY CASTEL LOCK, 1 LOCKS WITHOUT KEY, LOCK CAT NO - PI 99178-DRG NO-PI-99178-R0-2H-EX. | CASTLE LOCK | ACCESSORIES | CASTELLOCK1L-PI-99178-R0 | PATLON | _ | NA | Nos |  | Inventory | HEAVY DUTY CASTEL LOCK, 1 LOCKS WITHOUT KEY, LOCK CAT NO - PI 99178-DRG NO-PI-99178-R0-2H-EX.
5227 | HEAVY DUTY CASTEL LOCK, 2 LOCKS WITH 1 KEY, LOCK CAT NO - PI 99178-DRG NO-PI-99178-R0-2H-EX. KEY CAT NO-KEY 01-DRG NO-PI-KEY01-EX. | CASTLE LOCK | ACCESSORIES | CASTELLOCK2L1K | PATLON | _ | NA | Nos |  | Inventory | HEAVY DUTY CASTEL LOCK, 2 LOCKS WITH 1 KEY, LOCK CAT NO - PI 99178-DRG NO-PI-99178-R0-2H-EX. KEY CAT NO-KEY 01-DRG NO-PI-KEY01-EX.
5228 | SUITABLE FOR 3 POINT CANOPY LOCK | BROUGHTOUT | ACCESSORIES | CASTING BLOCK | REPUTED | _ | NA | Nos | None | Inventory | SUITABLE FOR 3 POINT CANOPY LOCK
5229 | CASTLE LOCK JUNCTION BOX 4 NOS + 1 KEY, DRG NO - PI-KEB-02-M1-RO | CASTLE LOCK | ACCESSORIES | CASTLE LOCK J BOX 4 NOS - 1 KEY | PATLON | _ | NA | Nos | None | Inventory | CASTLE LOCK JUNCTION BOX 4 NOS + 1 KEY, DRG NO - PI-KEB-02-M1-RO
5230 | HEAVY DUTY CASTEL LOCK , CAT NO : PI- 02 WITH 3 NOS KEY 01, DRG NO - PI-KEB-02-M1-RO-KEY-EXCHANGE-BOX | CASTLE LOCK | ACCESSORIES | CASTLE LOCK-PI02 WITH 3 KEY 1 | PATLON | _ | NA | Nos | None | Inventory | HEAVY DUTY CASTEL LOCK , CAT NO : PI- 02 WITH 3 NOS KEY 01, DRG NO - PI-KEB-02-M1-RO-KEY-EXCHANGE-BOX
5231 | HEAVY DUTY CASTEL LOCK , CAT NO : PI- 02 WITH 5 NOS KEY 01, DRG NO - PI-KEB-02-M1-RO-KEY-EXCHANGE-BOX | CASTLE LOCK | ACCESSORIES | CASTLE LOCK-PI02 WITH 5 KEY 1 | PATLON | _ | NA | Nos | None | Inventory | HEAVY DUTY CASTEL LOCK , CAT NO : PI- 02 WITH 5 NOS KEY 01, DRG NO - PI-KEB-02-M1-RO-KEY-EXCHANGE-BOX
5232 | HEAVY DUTY CASTEL LOCK-JUNCTION BOX , CAT NO : KEY EXCHANGE BOX TYPE-PI02-3 NOS KEY- JOB NO-3486. | CASTLE LOCK | ACCESSORIES | CASTLE-LOCK-J.BOX-PI02-KD1 | PATLON | _ | NA | Nos |  | Inventory | HEAVY DUTY CASTEL LOCK-JUNCTION BOX , CAT NO : KEY EXCHANGE BOX TYPE-PI02-3 NOS KEY- JOB NO-3486.
5233 | HEAVY DUTY CASTEL LOCK-JUNCTION BOX , CAT NO : KEY EXCHANGE BOX TYPE-PI02-2 NOS KEY- JOB NO-3486. | CASTLE LOCK | ACCESSORIES | CASTLE-LOCK-J.BOX-PI02-KD2 | PATLON | _ | NA | Nos |  | Inventory | HEAVY DUTY CASTEL LOCK-JUNCTION BOX , CAT NO : KEY EXCHANGE BOX TYPE-PI02-2 NOS KEY- JOB NO-3486.
5234 | HEAVY DUTY CASTEL LOCK-JUNCTION BOX , CAT NO : KEY EXCHANGE BOX TYPE-PI02-4 NOS KEY- JOB NO-3486. | CASTLE LOCK | ACCESSORIES | CASTLE-LOCK-J.BOX-PI02-KD3 | PATLON | _ | NA | Nos |  | Inventory | HEAVY DUTY CASTEL LOCK-JUNCTION BOX , CAT NO : KEY EXCHANGE BOX TYPE-PI02-4 NOS KEY- JOB NO-3486.
5235 | 6sq.mm, Pin type non-insulated Lug | LUG | WIRE & ACCESSORIES | CATNO.PCLP-5-6.0SQ.MM-PIN-LUG-NON-INSUL. | REPUTED | - | - | Nos. |  | Inventory | 6sq.mm, Pin type non-insulated Lug
8641 | REVERSE POWER RELAY; (32); DIRECTIONAL POWER RELAY Vn:110VAC; aux: 85-230VAC/100-300VDC; | RELAY | SWITCHGEAR | IRP-V3-1-1-H | C&S | _ | NA | Nos |  | Inventory | REVERSE POWER RELAY; (32); DIRECTIONAL POWER RELAY Vn:110VAC; aux: 85-230VAC/100-300VDC;
8642 | OVER VOLTAGE - OVER VOLTAGE RELAY , FLUSH MOUNTING TYPE, WITH INDEPENDENT SETTINGS, AUX. VOLTAGE: 11OV DC, | RELAY | SWITCHGEAR | IRU-PRO-O | C&S | _ | NA | Nos | None | Inventory | OVER VOLTAGE - OVER VOLTAGE RELAY , FLUSH MOUNTING TYPE, WITH INDEPENDENT SETTINGS, AUX. VOLTAGE: 11OV DC,
8643 | NUMERICAL MULTIFUNCTION RELAY, FUNCTIONS: (59N), FLUSH MOUNTING, TYPE-IRU-PRO-R FLUSH MOUNTING, AUX. VOLTAGE: 110V DC, In: 1A | RELAY | SWITCHGEAR | IRU-PRO-R | C&S | _ | NA | Nos |  | Inventory | NUMERICAL MULTIFUNCTION RELAY, FUNCTIONS: (59N), FLUSH MOUNTING, TYPE-IRU-PRO-R FLUSH MOUNTING, AUX. VOLTAGE: 110V DC, In: 1A
8644 | UNDER VOLTAGE - UNDER VOLTAGE RELAY , FLUSH MOUNTING TYPE, WITH INDEPENDENT SETTINGS, AUX. VOLTAGE: 11OV DC, u< = 5 TO 120% OF Un, tu< = 0.03s TO 20s, & u> = 20 TO 150% OF Un, tu> = 0.03s TO 20s, | RELAY | SWITCHGEAR | IRU-PRO-U | C&S | _ | NA | Nos | None | Inventory | UNDER VOLTAGE - UNDER VOLTAGE RELAY , FLUSH MOUNTING TYPE, WITH INDEPENDENT SETTINGS, AUX. VOLTAGE: 11OV DC, u< = 5 TO 120% OF Un, tu< = 0.03s TO 20s, & u> = 20 TO 150% OF Un, tu> = 0.03s TO 20s,
8645 | U/V O/V Relay- Flush mounting type with independent settings, Rated Voltage: 110V AC, Aux Voltage:24V-260V AC/ 24V-360V DC, U< = 5 TO 120% OF Un, Tu< = 0.03s TO 20s, & U> = 20 TO 150% OF Un, Tu> = 0.03s TO 20s, | RELAY | SWITCHGEAR | IRU-PRO-UO-110V | C&S | _ | NA | Nos | None | Inventory | U/V O/V Relay- Flush mounting type with independent settings, Rated Voltage: 110V AC, Aux Voltage:24V-260V AC/ 24V-360V DC, U< = 5 TO 120% OF Un, Tu< = 0.03s TO 20s, & U> = 20 TO 150% OF Un, Tu> = 0.03s TO 20s,
8646 | U/V O/V RELAY - FLUSH MOUNTING TYPE,WITH INDEPENDENT SETTINGS, AUX. VOLTAGE: 230V AC, u< = 5 TO 120% OF Un, tu< = 0.03s TO 20s, & u> = 20 TO 150% OF Un, tu> = 0.03s TO 20s, | RELAY | SWITCHGEAR | IRU-PRO-UO-230V | C&S | _ | NA | Nos | None | Inventory | U/V O/V RELAY - FLUSH MOUNTING TYPE,WITH INDEPENDENT SETTINGS, AUX. VOLTAGE: 230V AC, u< = 5 TO 120% OF Un, tu< = 0.03s TO 20s, & u> = 20 TO 150% OF Un, tu> = 0.03s TO 20s,
8647 | U/V O/V RELAY + NEUTRAL DISPLACEMENT - 3P, (27+59+47+59N), Flush Mounting, Aux Voltage 24V-260V AC/24V-360V DC, | RELAY | SWITCHGEAR | IRU-PRO-UOR | C&S | _ | NA | Nos | None | Inventory | U/V O/V RELAY + NEUTRAL DISPLACEMENT - 3P, (27+59+47+59N), Flush Mounting, Aux Voltage 24V-260V AC/24V-360V DC,
10773 | MPR, mPRO-90, NUMERICAL MOTOR PROTECTION RELAY, FUNCTION: 50+51+50G+50S+50LR+37+46+47+49+95 MOUNTING - FLUSH, AUX VOL: 80-230V AC, 170-280V DC, | RELAY | SWITCHGEAR | MPRO-90-CT1-E | C&S | _ | NA | Nos | None | Inventory | MPR, mPRO-90, NUMERICAL MOTOR PROTECTION RELAY, FUNCTION: 50+51+50G+50S+50LR+37+46+47+49+95 MOUNTING - FLUSH, AUX VOL: 80-230V AC, 170-280V DC,
14249 | REVERSE POWER RELAY - RPR (32) , | RELAY | SWITCHGEAR | RW1-10-A-230-415-50-5 | C&S | _ | NA | Nos | None | Inventory | REVERSE POWER RELAY - RPR (32) ,
15540 | TYPE: SY/SP, SYNCHRONISING CHECK RELAY (25), AUX. VOLTAGE: 110V AC. | RELAY | SWITCHGEAR | SY/SP 110V 50/60HZ | C&S | _ | NA | Nos | None | Inventory | TYPE: SY/SP, SYNCHRONISING CHECK RELAY (25), AUX. VOLTAGE: 110V AC.
15541 | TYPE: SY/SP, SYNCHRONISING CHECK RELAY (25), AUX. VOLTAGE: 110V AC., MODEL : CSPC SR1,PANEL CUTOUT : 182X144MM;INSTALLATION DEPTH :80 MM | RELAY | SWITCHGEAR | SY/SP_110V_50/60HZ_CSPC_SR1 | C&S | _ | NA | Nos |  | Inventory | TYPE: SY/SP, SYNCHRONISING CHECK RELAY (25), AUX. VOLTAGE: 110V AC., MODEL : CSPC SR1,PANEL CUTOUT : 182X144MM;INSTALLATION DEPTH :80 MM
4993 | Terminal connector for circuit breaker (06nos TC per circuit breaker = 01set) | BREAKER | SWITCHGEAR | BREAKER_TERMINAL_CONNECTOR | CG_POWER | - | - | Nos |  | Inventory | Terminal connector for circuit breaker (06nos TC per circuit breaker = 01set)
6460 | Terminal connector for disconnector (06nos TC per disconnector = 01set) | TERMINAL | SWITCHGEAR | DISCONNECTOR_TERMINAL_CONNECTOR | CG_POWER | - | - | Nos |  | Inventory | Terminal connector for disconnector (06nos TC per disconnector = 01set)
7897 | Foundation bolts of 170kV for the Disconnector. | BREAKER | SWITCHGEAR | FOUNDATION-BOLTS-170KV-DISCON | CG_POWER | - | - | Nos |  | Inventory | Foundation bolts of 170kV for the Disconnector.
7898 | 3 Foundation bolts of 170kV FOR GCB | BREAKER | SWITCHGEAR | FOUNDATION-BOLTS-170KV-GCB | CG_POWER | - | - | Nos |  | Inventory | 3 Foundation bolts of 170kV FOR GCB
7899 | Foundation bolts of 170kV for Independent earth switch. | BREAKER | SWITCHGEAR | FOUNDATION-BOLTS-170KV-IES | CG_POWER | - | - | Nos |  | Inventory | Foundation bolts of 170kV for Independent earth switch.
7900 | Foundation bolts of 170kV For Surge Arrester | BREAKER | SWITCHGEAR | FOUNDATION-BOLTS-170KV-LA | CG_POWER | - | - | Nos |  | Inventory | Foundation bolts of 170kV For Surge Arrester
8384 | 150kV, 1600A, 40kA/3sec, Type : HCB, Horizontal Center Break type Disconnector, Without earth switch, Motorized operated main switch , Porcelain Insulator, Creepage: 25mm/kV, With support structure and without terminal connector. Ratings & Guaranteed performance in accordance with Std: IEC 62271-102 | LBS/ISO | SWITCHGEAR | HCB150/1600 | CG_POWER | - | - | Nos |  | Inventory | 150kV, 1600A, 40kA/3sec, Type : HCB, Horizontal Center Break typeDisconnector, ,Porcelain Insulator, Creepage: 25mm/kV, With support structure and withoutterminal connector.Ratings & Guaranteed performance in accordance with Std: IEC 62271-102
8411 | 150kV SF6 Gas Circuit Breaker, Type ref.: 150-SFM-40B, 3150A, 40kA/3 Sec,Tripolar, Gang Operated, Three phase auto reclosing with commonmechanism, Porcelain Housed, 50Hz, pf/BIL: 325kVrms/750kVp, O-0,3 s-CO3 min-CO, GCB, with support structure and without terminal connectors, Creepage distance: 25mm/kV. Ratings & Guaranteed performance in accordance with Std: IEC 62271-100 | BREAKER | SWITCHGEAR | HPA150/3150 | CG_POWER | _ | NA | Nos |  | Inventory | 150kV SF6 Gas Circuit Breaker, Type ref.: 150-SFM-40B, 3150A, 40kA/3 Sec,Tripolar, Gang Operated, Three phase auto reclosing with commonmechanism, Porcelain Housed, 50Hz, pf/BIL: 325kVrms/750kVp, O-0,3 s-CO3 min-CO, GCB, B with support structure and without terminal connectors, Creepage distance: 25mm/kV. Ratings & Guaranteed performance in accordance with Std: IEC 62271-100
8603 | Terminal connector for independent earth switch (03nos TC per earth switch = | TERMINAL | SWITCHGEAR | INDEPENDENT_TERMINAL_CONNECTOR | CG_POWER | - | - | Nos |  | Inventory | Terminal connector for independent earth switch (03nos TC per earth switch =
14281 | Support Structure for 150kV SA | LA | SWITCHGEAR | SA/150KV | CG_POWER | - | - | Nos |  | Inventory | Support Structure for 150kV SA
15538 | 150kV Independent earth switch, Motor operated mechanism box, PorcelainInsulator, Creepage: 25mm/kV, With support structure and without terminalconnector.Ratings & Guaranteed performance in accordance with Std: IEC 62271-102 | LBS/ISO | SWITCHGEAR | SWITCH-150KV | CG_POWER | - | - | Nos |  | Inventory | 150kV Independent earth switch, Motor operated mechanism box, PorcelainInsulator, Creepage: 25mm/kV, With support structure and without terminalconnector.Ratings & Guaranteed performance in accordance with Std: IEC 62271-102
15576 | Terminal Connector for SA(01no TC per surge arrester = 01set) | TERMINAL | SWITCHGEAR | TERMINAL_SA | CG_POWER | - | - | Nos |  | Inventory | Terminal Connector for SA(01no TC per surge arrester = 01set)
16570 | Gapless, station class Type, ZLA-4E, Highest System Voltage:170kV, NominalSystem Voltage: 150kV, Rated Voltage: 138kV, Max.continuous operating voltage: 110 kVrms, Porcelain Insulator, Frequency: 50Hz, Nominal Discharge current: 20kA, Discharge Class: 4, BIL/pf : 750kVp/325kVrms, Creepage distance: 25mm/kV, Pressure Relief Class:40kA rms@0.2sec, With Surge Counter(Analog type; Connecting link- 25 sq.mm)) & Insulating Base Without support structure and without terminal connector. Ratings & Guaranteed performance in accordance with Std: IEC 60099-4 | LA | SWITCHGEAR | ZLA-4E | CG_POWER | - | - | Nos |  | Inventory | Gapless, station class Type, ZLA-4E, Highest System Voltage:170kV, NominalSystem Voltage: 150kV, Rated Voltage: 138kV, Max.continuous operating voltage: 110 kVrms, Porcelain Insulator, Frequency: 50Hz, Nominal Discharge current: 20kA, Discharge Class: 4, BIL/pf : 750kVp/325kVrms, Creepage distance: 25mm/kV, Pressure Relief Class:40kA rms@0.2sec, With Surge Counter(Analog type; Connecting link- 25 sq.mm)) & Insulating Base Without support structure and without terminal connector. Ratings & Guaran
11949 | Networks switch 8×100Mbps RJ45 Ports supporting Auto Negotiation and Auto MDI/MDIX. | SWITCH | SWITCHGEAR | NET-SWITCH-RJ45-MDI/MDIX | CISCO | - | - | Nos. |  | Inventory | Networks switch 8×100Mbps RJ45 Ports supporting Auto Negotiation and Auto MDI/MDIX.
5140 | END CLAMP WITH SCREW. | TERMINAL | SWITCHGEAR | CA702-ENDCLAMP | CONNECTWELL | _ | NA | Nos |  | Inventory | END CLAMP WITH SCREW.
5262 | Suitable Gland along with Earth tag for 3.5Cx240 sqmm Al armoured, | GLAND | WIRE & ACCESSORIES | CBW 011 | COMET | _ | NA | Nos | None | Inventory | Suitable Gland along with Earth tag for 3.5Cx240 sqmm Al armoured,
5263 | Suitable Gland along with Earth tag 3.5C X 185 sqmm Al armoured cable, | GLAND | WIRE & ACCESSORIES | CBW010 | COMET | _ | NA | Nos | None | Inventory | Suitable Gland along with Earth tag 3.5C X 185 sqmm Al armoured cable,
5264 | Suitable Gland along with Earth tag for 3Cx240 sqmm Al armoured, | GLAND | WIRE & ACCESSORIES | CBW011S | COMET | _ | NA | Nos |  | Inventory | Suitable Gland along with Earth tag for 3Cx240 sqmm Al armoured,
5265 | Suitable Gland along with Earth tag 3.5C X 300 sqmm AL armoured cable, | GLAND | WIRE & ACCESSORIES | CBW012 | COMET | _ | NA | Nos | None | Inventory | Suitable Gland along with Earth tag 3.5C X 300 sqmm AL armoured cable,
5266 | Suitable Gland along with Earth tag, For Cable Dia - 18.5mm to 20mm, Double Compression Water proof | GLAND | WIRE & ACCESSORIES | CBW02 | COMET | _ | NA | Nos |  | Inventory | Suitable Gland along with Earth tag, For Cable Dia - 18.5mm to 20mm, Double Compression Water proof
5267 | Suitable Gland along with Earth tag 3.5C X 50SQ.MM. Al armoured cable, | GLAND | WIRE & ACCESSORIES | CBW06 | COMET | _ | NA | Nos | None | Inventory | Suitable Gland along with Earth tag 3.5C X 50SQ.MM. Al armoured cable,
5268 | Suitable Gland along with Earth tag 4C X 50 sqmm CU unarmoured cable, | GLAND | WIRE & ACCESSORIES | CBW06SP | COMET | _ | NA | Nos | None | Inventory | Suitable Gland along with Earth tag 4C X 50 sqmm CU unarmoured cable,
5269 | Suitable Gland along with Earth tag 3.5Cx70 sqmm Al armoured, | GLAND | WIRE & ACCESSORIES | CBW07 | COMET | _ | NA | Nos | None | Inventory | Suitable Gland along with Earth tag 3.5Cx70 sqmm Al armoured,
5270 | Suitable Gland along with Earth tag: OD: 38mm +/- 2mm, 3.5X95 sqmm Al armoured cable, | GLAND | WIRE & ACCESSORIES | CBW08 | COMET | _ | NA | Nos |  | Inventory | Suitable Gland along with Earth tag: OD: 38mm +/- 2mm, 3.5X95 sqmm Al armoured cable,
5271 | Suitable Gland along with Earth tag 3.5X120 sqmm Al armoured cable, | GLAND | WIRE & ACCESSORIES | CBW09 | COMET | _ | NA | Nos | None | Inventory | Suitable Gland along with Earth tag 3.5X120 sqmm Al armoured cable,
5272 | CABLE CUTTER CC-22 | SHOP | TOOLS | CC-22-CABLE-CUTTER | ASHWIN | _ | NA | Nos |  | Non Inventory | CABLE CUTTER CC-22
5273 | Manual Stripping & Cutting Tools CC-8009 | SHOP | TOOLS | CC-8009-STRIPPING-CUTTING | ASHWIN | _ | NA | Nos |  | Non Inventory | Manual Stripping & Cutting Tools CC-8009
5274 | MINI WIRE STRIPPER CUM CUTTER CC 8022 | SHOP | TOOLS | CC-8022-MINI-STRIPPER | ASHWIN | _ | NA | Nos |  | Non Inventory | MINI WIRE STRIPPER CUM CUTTER CC 8022
5275 | CC/TC SUITABLE FOR VD4 BREAKER, VOLATGE - 110V DC | BREAKER COILS | ACCESSORIES | CC-TC-110VDC | ABB | _ | NA | Nos | None | Inventory | CC/TC SUITABLE FOR VD4 BREAKER, VOLATGE - 110V DC
5276 | INSTANTANEOUS COIL SUITABLE FOR VD4 BREAKER , AUX VOLTAGE - 110V DC | BREAKER COILS | ACCESSORIES | CC-TC-110VDC-INSTA | ABB | _ | NA | Nos |  | Inventory | INSTANTANEOUS COIL SUITABLE FOR VD4 BREAKER , AUX VOLTAGE - 110V DC
5277 | CC/TC SUITABLE FOR VD4 BREAKER , VOLTAGE - 220V DC | BREAKER COILS | ACCESSORIES | CC-TC-220VDC | ABB | _ | NA | Nos |  | Inventory | CC/TC SUITABLE FOR VD4 BREAKER , VOLTAGE - 220V DC
5236 | 120sq.mm CBB stud type(busbsr type), Polyamide-Grey | TERMINAL | SWITCHGEAR | CBB120 | CONNECTWELL | 120sq.mm | Polyamide | Nos |  | Inventory | 120sq.mm CBB stud type(busbsr type), Polyamide-Grey
5279 | CC/TC SUITABLE FOR VD4 BREAKER , VOLTAGE - 230V AC | BREAKER COILS | ACCESSORIES | CC-TC-230VAC | ABB | _ | NA | Nos |  | Inventory | CC/TC SUITABLE FOR VD4 BREAKER , VOLTAGE - 230V AC
5280 | CC/TC SUITABLE FOR VD4 BREAKER, VOLATGE - 24V DC | BREAKER COILS | ACCESSORIES | CC-TC-24VDC | ABB | _ | NA | Nos | None | Inventory | CC/TC SUITABLE FOR VD4 BREAKER, VOLATGE - 24V DC
5281 | CC/TC SUITABLE FOR VD4 BREAKER, VOLATGE - 30V DC | BREAKER COILS | ACCESSORIES | CC-TC-30VDC | ABB | _ | NA | Nos | None | Inventory | CC/TC SUITABLE FOR VD4 BREAKER, VOLATGE - 30V DC
5282 | CC/TC SUITABLE FOR VD4 BREAKER, VOLATGE - 48V DC | BREAKER COILS | ACCESSORIES | CC-TC-48VDC | ABB | _ | NA | Nos | None | Inventory | CC/TC SUITABLE FOR VD4 BREAKER, VOLATGE - 48V DC
5237 | 50sq.mm CBB stud type(busbsr type), Polyamide-Grey | TERMINAL | SWITCHGEAR | CBB35/50 | CONNECTWELL | 50sq.mm | Polyamide | Nos |  | Inventory | 50sq.mm CBB stud type(busbsr type), Polyamide-Grey
5284 | 50sq.mm, Ring type Non-Insulated Tubular LUG-E10, CU | LUG | WIRE & ACCESSORIES | CCUS-15 | COMET | _ | NA | Nos |  | Inventory | 50sq.mm, Ring type Non-Insulated Tubular LUG-E10, CU
5238 | 70 sq.mm CBB, Stud type power terminal block grey colour | TERMINAL | SWITCHGEAR | CBB70 | CONNECTWELL | 70sq.mm | Polyamide | Nos |  | Inventory | 70 sq.mm CBB, Stud type power terminal block grey colour
5239 | 70 sq.mm CBB, Feed through Slotted Bolt Type terminal grey colour | TERMINAL | SWITCHGEAR | CBB70LS | CONNECTWELL | 70sq.mm | Polyamide | Nos |  | Inventory | 70 sq.mm CBB, Feed through Slotted Bolt Type terminal grey colour
5240 | 95 sq.mm CBB, Stud type power terminal block grey colour | TERMINAL | SWITCHGEAR | CBB95 | CONNECTWELL | 95sq.mm | Polyamide | Nos |  | Inventory | 95 sq.mm CBB, Stud type power terminal block grey colour
5241 | 95 sq.mm CBB, Feed through Slotted Bolt Type Terminal Block in Grey colour | TERMINAL | SWITCHGEAR | CBB95LS | CONNECTWELL | 95sq.mm | Polyamide | Nos |  | Inventory | 95 sq.mm CBB, Feed through Slotted Bolt Type Terminal Block in Grey colour
5261 | DISCONNECTING TYPE TERMINAL BLOCK. | TERMINAL | SWITCHGEAR | CBDT4U | CONNECTWELL | _ | NA | Nos |  | Inventory | DISCONNECTING TYPE TERMINAL BLOCK.
5285 | 10sq.mm CDB series screw type 16 output, Polyamide distribution terminal, grey colour | TERMINAL | SWITCHGEAR | CDB10/4 | CONNECTWELL | 10sq.mm | Polyamide | Nos |  | Inventory | 10sq.mm CDB series screw type 16 output, Polyamide distribution terminal, grey colour
5286 | 4sq.mm CDB series screw type 8 output, Polyamide distribution terminal, grey colour | TERMINAL | SWITCHGEAR | CDB4/4 | CONNECTWELL | 4sq.mm | Polyamide | Nos |  | Inventory | 4sq.mm CDB series screw type 8 output, Polyamide distribution terminal, grey colour
5287 | 4sq.mm CDB series screw type 24 output, Polyamide distribution terminal, grey colour | TERMINAL | SWITCHGEAR | CDB4/6 | CONNECTWELL | 4sq.mm | Polyamide | Nos |  | Inventory | 4sq.mm CDB series screw type 24 output, Polyamide distribution terminal, grey colour
5292 | 4 sq.mm Double Level polyamide Feed Through Terminals (GREY) | TERMINAL | SWITCHGEAR | CDL4UN | CONNECTWELL | 4sq.mm | Polyamide | Nos |  | Inventory | 4 sq.mm Double Level polyamide Feed Through Terminals (GREY)
5293 | PROTECTIVE COVER FOR CBDT4U -FOR 3 TERMINALS | TERMINAL | SWITCHGEAR | CDTPC2 | CONNECTWELL | _ | NA | Nos |  | Inventory | PROTECTIVE COVER FOR CBDT4U -FOR 3 TERMINALS
5294 | PROTECTIVE COVER FOR CBDT4U -100 MM | TERMINAL | SWITCHGEAR | CDTPC3 | CONNECTWELL | _ | NA | Nos |  | Inventory | PROTECTIVE COVER FOR CBDT4U -100 MM
5295 | Protective Cover 300 mm Length | TERMINAL | SWITCHGEAR | CDTPC5 | CONNECTWELL | - | - | Nos |  | Inventory | Protective Cover 300 mm Length
5297 | CENTER PUNCH | SHOP | TOOLS | CENTER PUNCH | REPUTED | _ | NA | Nos | None | Inventory | CENTER PUNCH
5298 | CABLE SIDE EARTH TRUCK FOR 11KV 1250A VCB PANEL | BROUGHTOUT | ACCESSORIES | CET-11KV-1250A | TSPL | 22 | - | Nos |  | Inventory | CABLE SIDE EARTH TRUCK FOR 11KV 1250A VCB PANEL
5299 | CABLE SIDE EARTH TRUCK FOR 11KV 1250A 40KA VCB PANEL | BROUGHTOUT | ACCESSORIES | CET-11KV-1250A-40KA | TSPL | 22 | - | Nos |  | Inventory | CABLE SIDE EARTH TRUCK FOR 11KV 1250A 40KA VCB PANEL
5300 | CABLE SIDE EARTH TRUCK FOR 22KV 1250A VCB PANEL | BROUGHTOUT | ACCESSORIES | CET-22KV-1250A | TSPL | 33 | - | Nos |  | Inventory | CABLE SIDE EARTH TRUCK FOR 22KV 1250A VCB PANEL
5301 | CABLE SIDE EARTH TRUCK FOR 33KV 1250A VCB PANEL | BROUGHTOUT | ACCESSORIES | CET-33KV-1250A | TSPL | 33 | - | Nos |  | Inventory | CABLE SIDE EARTH TRUCK FOR 33KV 1250A VCB PANEL
5302 | CABLE SIDE EARTH TRUCK FOR 33KV 1600A VCB PANEL | BROUGHTOUT | ACCESSORIES | CET-33KV-1600A | TSPL | 33 | - | Nos |  | Inventory | CABLE SIDE EARTH TRUCK FOR 33KV 1600A VCB PANEL
5296 | 10sq.mm Disconnect & Test Terminal Blocks with Universal Mounting, polyamide grey colour | TERMINAL | SWITCHGEAR | CDTTU | CONNECTWELL | 10sq.mm | Polyamide | Nos |  | Inventory | 10sq.mm Disconnect & Test Terminal Blocks with Universal Mounting, polyamide grey colour
5303 | 4sq.mm Fuse Terminal Block in Grey Colour | TERMINAL | SWITCHGEAR | CF4U | CONNECTWELL | 4sq.mm | Polyamide | Nos |  | Inventory | 4sq.mm Fuse Terminal Block in Grey Colour
5776 | Fan Failure Relay, 230V AC auxilary supply, 2 inputs & 1 output, relay contact rating 750mA | RELAY | SWITCHGEAR | CON-IMFF/1 | CONNECTWELL | - | - | Nos |  | Inventory | Fan Failure Relay, 230V AC auxilary supply, 2 inputs & 1 output, relay contact rating 750mA
5777 | Fan Failure Relay, 230V AC auxilary supply, 4 inpurs & 1 output, relay contact rating 750mA | RELAY | SWITCHGEAR | CON-IMFF/2 | CONNECTWELL | - | - | Nos |  | Inventory | Fan Failure Relay, 230V AC auxilary supply, 4 inpurs & 1 output, relay contact rating 750mA
5778 | GLASS FUSE 200mA | FUSE | SWITCHGEAR | CONN-GLASS-FUSE | CONNECTWELL | - | - | Nos |  | Inventory | GLASS FUSE 200mA
5308 | HOLDING CHAIN, 200MM AS PER SAMPLE | DOOR LOCK | ACCESSORIES | CHAIN-200MM | REPUTED | _ | NA | Nos |  | Inventory | HOLDING CHAIN, 200MM AS PER SAMPLE
5309 | CHAIRS | OWN USE ITEMS | ACCESSORIES | CHAIRS | REPUTED | - | - | Nos |  | Non Inventory | CHAIRS
5310 | CHARGES | CHARGES | - | CHARGES | - | - | - | Nos |  | Inventory | CHARGES
5311 | CHARGES 12% | CHARGES | - | CHARGES-12% | - | - | - | Nos |  | Non Inventory | CHARGES 12%
5312 | CHEQUERED PLATE-6mm x 2400 x 1200 | HR | METAL | CHEQUERED-PLATE | REPUTED | - | - | KGS |  | Inventory | CHEQUERED PLATE-6mm x 2400 x 1200
5313 | CHEQUERED PLATE-6mm x2500 x 1200 | HR | METAL | CHEQUERED-PLATE-6MM | REPUTED | - | - | KGS |  | Inventory | CHEQUERED PLATE-6mm x2500 x 1200
5314 | CHEQUERED PLATE-8mm x3000 x 1500 | HR | METAL | CHEQUERED-PLATE-8MM | REPUTED | - | - | KGS |  | Inventory | CHEQUERED PLATE-8mm x3000 x 1500
5315 | CHISEL 12" | SHOP | TOOLS | CHISEL 12 INCH | REPUTED | _ | NA | Nos | None | Inventory | CHISEL 12"
6242 | 6sq.mm M3 sized Stud Type Terminal Blocks | TERMINAL | SWITCHGEAR | CSB3/N3UL | CONNECTWELL | 6sq.mm | Polyamide | Nos |  | Inventory | 6sq.mm M3 sized Stud Type Terminal Blocks
5317 | CN392 POWER CABLE AND USB CABLE | CONNECTORES | ACCESSORIES | CHV_USB_AND_POWER_SET | CHEVEND | - | - | Nos |  | Inventory | CN392 POWER CABLE AND USB CABLE
5318 | CIRCLIP SIZE: 3.2MM, BLACK | CIRCLIP | ACCESSORIES | CIRCLIP-3.2MM | REPUTED | - | - | Nos |  | Inventory | CIRCLIP SIZE: 3.2MM, BLACK
5319 | CIRCLIP SIZE: 4MM, BLACK | CIRCLIP | ACCESSORIES | CIRCLIP-4MM | REPUTED | - | - | Nos |  | Inventory | CIRCLIP SIZE: 4MM, BLACK
5320 | CIRCLIP SIZE: 6MM, BLACK | CIRCLIP | ACCESSORIES | CIRCLIP-6MM | REPUTED | - | - | Nos |  | Inventory | CIRCLIP SIZE: 6MM, BLACK
5321 | CIRCLIP 8MM | RACK-ITEM | ACCESSORIES | CIRCLIP-8MM | REPUTED | - | - | Nos |  | Inventory | CIRCLIP 8MM
5322 | DC Gland suitable for 3.5 X 300 sqmm | GLAND | WIRE & ACCESSORIES | CIW 011 | COSMOS | _ | NA | Nos | None | Inventory | DC Gland suitable for 3.5 X 300 sqmm
5323 | DC Gland | GLAND | WIRE & ACCESSORIES | CIW 09 | COSMOS | _ | NA | Nos | None | Inventory | DC Gland
6250 | 4 sq.mm Fuse Terminal Blocks, Grey | TERMINAL | SWITCHGEAR | CSFL4U | CONNECTWELL | 4sq.mm | - | Nos |  | Inventory | 4 sq.mm Fuse Terminal Blocks, Grey
5325 | 33KV OUT DOOR KIOSK BUSHING, 33kv/1000A | BUSHING | ACCESSORIES | CJI-A-241 | CJI | _ | NA | Nos | None | Inventory | 33KV OUT DOOR KIOSK BUSHING, 33kv/1000A
5326 | 11KV OUT DOOR KIOSK BUSHING, 22kv/1000A TOTAL LENGTH - 485MM LONG TEL - 175MM | BUSHING | ACCESSORIES | CJI-B-AF-2213 | CJI | _ | NA | Nos | None | Inventory | 11KV OUT DOOR KIOSK BUSHING, 22kv/1000A TOTAL LENGTH - 485MM LONG TEL - 175MM
5327 | 1250A FP CO motorized Changeover Switch , Frame size Fr-6, Type CO6-1250 | Changeover Switch | LV_Switchgear | CK90081BOOO | L&T | 1250A | Motorized | Nos. | None | Inventory | 1250A FP CO motorized Changeover Switch , Frame size Fr-6, Type CO6-1250
5328 | 1600A FP CO motorized Changeover Switch , Frame size Fr-6, Type CO6-1600 | Changeover Switch | LV_Switchgear | CK90082BOOO | L&T | 1600A | Motorized | Nos. | None | Inventory | 1600A FP CO motorized Changeover Switch , Frame size Fr-6, Type CO6-1600
5329 | 2000A FP CO motorized Changeover Switch , Frame size Fr-6, Type CO6-2000 | Changeover Switch | LV_Switchgear | CK90083BOOO | L&T | 2000A | Motorized | Nos. | None | Inventory | 2000A FP CO motorized Changeover Switch , Frame size Fr-6, Type CO6-2000
5330 | 125A FP CO motorized Changeover Switch , Frame size Fr-2, Type CO2-125 | Changeover Switch | LV_Switchgear | CK90161BOOO | L&T | 125A | Motorized | Nos. | None | Inventory | 125A FP CO motorized Changeover Switch , Frame size Fr-2, Type CO2-125
5331 | 160A FP CO motorized Changeover Switch , Frame size Fr-2, Type CO2-160 | Changeover Switch | LV_Switchgear | CK90162BOOO | L&T | 160A | Motorized | Nos. | None | Inventory | 160A FP CO motorized Changeover Switch , Frame size Fr-2, Type CO2-160
5332 | 200A FP CO motorized Changeover Switch , Frame size Fr-2, Type CO2-200 | Changeover Switch | LV_Switchgear | CK90163BOOO | L&T | 200A | Motorized | Nos. | None | Inventory | 200A FP CO motorized Changeover Switch , Frame size Fr-2, Type CO2-200
5333 | 250A FP CO motorized Changeover Switch , Frame size Fr-3, Type CO3-250 | Changeover Switch | LV_Switchgear | CK90164BOOO | L&T | 250A | Motorized | Nos. | None | Inventory | 250A FP CO motorized Changeover Switch , Frame size Fr-3, Type CO3-250
5334 | 315A FP CO motorized Changeover Switch , Frame size Fr-3, Type CO3-315 | Changeover Switch | LV_Switchgear | CK90165BOOO | L&T | 315A | Motorized | Nos. | None | Inventory | 315A FP CO motorized Changeover Switch , Frame size Fr-3, Type CO3-315
5335 | 400A FP CO motorized Changeover Switch, Frame size Fr-4, Type CO4-400 | Changeover Switch | LV_Switchgear | CK90166BOOO | L&T | 400A | Motorized | Nos. | None | Inventory | 400A FP CO motorized Changeover Switch, Frame size Fr-4, Type CO4-400
5336 | 630A FP CO motorized Changeover Switch, Frame size Fr-4, Type CO4-630 | Changeover Switch | LV_Switchgear | CK90167BOOO | L&T | 630A | Motorized | Nos. | None | Inventory | 630A FP CO motorized Changeover Switch, Frame size Fr-4, Type CO4-630
5337 | 630A FP CO motorized Changeover Switch, Frame size Fr-5, Type CO5-630 | Changeover Switch | LV_Switchgear | CK90168BOOO | L&T | 630A | Motorized | Nos. | None | Inventory | 630A FP CO motorized Changeover Switch, Frame size Fr-5, Type CO5-630
5338 | 800A FP CO motorized Changeover Switch , Frame size Fr-5, Type CO5-800 | Changeover Switch | LV_Switchgear | CK90169BOOO | L&T | 800A | Motorized | Nos. | None | Inventory | 800A FP CO motorized Changeover Switch , Frame size Fr-5, Type CO5-800
5339 | 1000A FP CO motorized Changeover Switch , Frame size Fr-5, Type CO5-1000 | Changeover Switch | LV_Switchgear | CK90170BOOO | L&T | 1000A | Motorized | Nos. | None | Inventory | 1000A FP CO motorized Changeover Switch , Frame size Fr-5, Type CO5-1000
5340 | Handle for CO motorized Changeover Switch, Type 2&3-(125-315A) | Changeover Switch Accessories | LV_Switchgear | CK90374OOOO | L&T | 0 | Rotary Handle | Nos. | None | Inventory | Handle for CO motorized Changeover Switch, Type 2&3-(125-315A)
5341 | Handle for CO motorized Changeover Switch, Type 4&5-(400-1000A) | Changeover Switch Accessories | LV_Switchgear | CK90378OOOO | L&T | 0 | Rotary Handle | Nos. | None | Inventory | Handle for CO motorized Changeover Switch, Type 4&5-(400-1000A)
5342 | Handle Kit for CO Changeover Switch, Type CO3-(250-315A) | Changeover Switch Accessories | LV_Switchgear | CK90392OOOO | L&T | 0 | Rotary Handle | Nos. | None | Inventory | Handle Kit for CO Changeover Switch, Type CO3-(250-315A)
5343 | Earthing Link for FN Switch Disconnector Fuse, Frame size FN32 to FN1000@ | SDF Accessories | LV_Switchgear | CK90396 | L&T | 0 | Earthing Link | Nos. | None | Inventory | Earthing Link for FN Switch Disconnector Fuse, Frame size FN32 to FN1000@
5344 | Handle for CO motorized Changeover Switch, Type 6-(1250-2000A) | Changeover Switch Accessories | LV_Switchgear | CK90645OOOO | L&T | 0 | Rotary Handle | Nos. | None | Inventory | Handle for CO motorized Changeover Switch, Type 6-(1250-2000A)
5345 | 160A TP Load break switch, MCCB type , 800V AC (CZ1 SD 160A 3P Direct Handle 800V AC, insulation voltage 1250V) | MCCB | LV_Switchgear | CK90758OOOO | L&T | 160A | - | Nos. |  | Inventory | 160A TP Load break switch, MCCB type , 800V AC (CZ1 SD 160A 3P Direct Handle 800V AC, insulation voltage 1250V)
5346 | Mechanical Interlock using Key & Lock For U-POWER ACB, R - Lock Type - 1 | ACB Accessories | LV_Switchgear | CL00659OOOO | L&T | 0 | - | Nos. |  | Inventory | Mechanical Interlock using Key & Lock For U-POWER ACB, R - Lock Type - 1
5347 | Mechanical Interlock using Key & Lock For U-POWER ACB, R - Lock Type - 2 | ACB Accessories | LV_Switchgear | CL00660OOOO | L&T | 0 | - | Nos. |  | Inventory | Mechanical Interlock using Key & Lock For U-POWER ACB, R - Lock Type - 2
5348 | Mechanical Interlock using Key & Lock For U-POWER ACB, R - Lock Type - 3 | ACB Accessories | LV_Switchgear | CL00661OOOO | L&T | 0 | - | Nos. |  | Inventory | Mechanical Interlock using Key & Lock For U-POWER ACB, R - Lock Type - 3
5349 | Terminal Adaptors for 5000A H/V (Vertical)# Draw-out type U-Power ACB, Frame size 3 | ACB Accessories | LV_Switchgear | CL60067OOOO | L&T | 0 | Terminal Adaptors | Nos. | None | Inventory | Terminal Adaptors for 5000A H/V (Vertical)# Draw-out type U-Power ACB, Frame size 3
5350 | Terminal Adaptors for 400-4000A H/V (Horizontal-Long) Draw-out type U-Power ACB, Frame size 3 | ACB Accessories | LV_Switchgear | CL60073OOOO | L&T | 0 | Terminal Adaptors | Nos. | None | Inventory | Terminal Adaptors for 400-4000A H/V (Horizontal-Long) Draw-out type U-Power ACB, Frame size 3
5351 | Terminal Adaptors for 400-4000A H/V (Vertical) # Draw-out type U-Power ACB, Frame size 3 | ACB Accessories | LV_Switchgear | CL60128OOOO | L&T | 0 | Terminal Adaptors | Nos. | None | Inventory | Terminal Adaptors for 400-4000A H/V (Vertical) # Draw-out type U-Power ACB, Frame size 3
5352 | Terminal Adaptors for 4000A S/H (Horizontal) Draw-out type U-Power ACB, Frame size 2 | ACB Accessories | LV_Switchgear | CL60316OOOO | L&T | 0 | Terminal Adaptors | Nos. | None | Inventory | Terminal Adaptors for 4000A S/H (Horizontal) Draw-out type U-Power ACB, Frame size 2
5353 | FIXED ADPT. FR2 3200A OMEGA | ACB Accessories | LV_Switchgear | CL60417OOOO | L&T | 3200A | - | Nos. |  | Inventory | FIXED ADPT. FR2 3200A OMEGA
5354 | Terminal Adopter for 3p acb Fr-2-800V | ACB Accessories | LV_Switchgear | CL60419OOOO | L&T | 0 | Terminal Adaptors | Nos. |  | Inventory | Terminal Adopter for 3p acb Fr-2-800V
5355 | Terminal Adaptors for 400-2000A N/S/H (Vertical / Horizontal) Draw-out type U-Power ACB, Frame size 1 | ACB Accessories | LV_Switchgear | CL60963OOOO | L&T | 0 | Terminal Adaptors | Nos. | None | Inventory | Terminal Adaptors for 400-2000A N/S/H (Vertical / Horizontal) Draw-out type U-Power ACB, Frame size 1
5356 | Terminal Adaptors for 2500A S/H (Vertical) Draw-out type U-Power ACB, Frame size 1 | ACB Accessories | LV_Switchgear | CL60964OOOO | L&T | 0 | Terminal Adaptors | Nos. | None | Inventory | Terminal Adaptors for 2500A S/H (Vertical) Draw-out type U-Power ACB, Frame size 1
5357 | Terminal Adaptors for 4000A S/H (Vertical) Draw-out type U-Power ACB, Frame size 2 | ACB Accessories | LV_Switchgear | CL60965OOOO | L&T | 0 | Terminal Adaptors | Nos. | None | Inventory | Terminal Adaptors for 4000A S/H (Vertical) Draw-out type U-Power ACB, Frame size 2
5358 | Terminal Adaptors for 5000A H/V (Horizontal-Long) Draw-out type U-Power ACB, Frame size 3 | ACB Accessories | LV_Switchgear | CL60966OOOO | L&T | 0 | Terminal Adaptors | Nos. | None | Inventory | Terminal Adaptors for 5000A H/V (Horizontal-Long) Draw-out type U-Power ACB, Frame size 3
5359 | Motor 240V AC / 250V DC for Draw-out/Fixed type U-Power ACB | ACB Accessories | LV_Switchgear | CL90359OOOO | L&T | 0 | Motor | Nos. | None | Inventory | Motor 240V AC / 250V DC for Draw-out/Fixed type U-Power ACB
5360 | Motor 110V AC / 110-125V DC for Draw-out/Fixed type U-Power ACB | ACB Accessories | LV_Switchgear | CL90360OOOO | L&T | 0 | Motor | Nos. | None | Inventory | Motor 110V AC / 110-125V DC for Draw-out/Fixed type U-Power ACB
5361 | Motor 415V AC / 400V DC for Draw-out/Fixed type U-Power ACB | ACB Accessories | LV_Switchgear | CL90361OOOO | L&T | 0 | Motor | Nos. | None | Inventory | Motor 415V AC / 400V DC for Draw-out/Fixed type U-Power ACB
5362 | Motor 24-30V DC for Draw-out/Fixed type U-Power ACB | ACB Accessories | LV_Switchgear | CL90362OOOO | L&T | 0 | Motor | Nos. | None | Inventory | Motor 24-30V DC for Draw-out/Fixed type U-Power ACB
5363 | Motor 48/60V DC for Draw-out/Fixed type U-Power ACB | ACB Accessories | LV_Switchgear | CL90363OOOO | L&T | 0 | Motor | Nos. | None | Inventory | Motor 48/60V DC for Draw-out/Fixed type U-Power ACB
5364 | Motor 220V AC / 200V DC for Draw-out/Fixed type U-Power ACB | ACB Accessories | LV_Switchgear | CL90364OOOO | L&T | 0 | Motor | Nos. | None | Inventory | Motor 220V AC / 200V DC for Draw-out/Fixed type U-Power ACB
5365 | Mechanical Interlock for, R - Lock Type - 1 Off PB Interlock | ACB Accessories | LV_Switchgear | CL90815OOOO | L&T | 0 | - | Nos. |  | Inventory | Mechanical Interlock for, R - Lock Type - 1 Off PB Interlock
5366 | Shunt Coil/Release 125/127V DC for Draw-out/Fixed type U-Power ACB | ACB Accessories | LV_Switchgear | CL90816O1OO | L&T | 0 | Shunt | Nos. | None | Inventory | Shunt Coil/Release 125/127V DC for Draw-out/Fixed type U-Power ACB
5367 | Shunt Coil/Release 24-30V DC for Draw-out/Fixed type U-Power ACB | ACB Accessories | LV_Switchgear | CL90816O4OO | L&T | 0 | Shunt | Nos. | None | Inventory | Shunt Coil/Release 24-30V DC for Draw-out/Fixed type U-Power ACB
5368 | Shunt Coil/Release 48/60V DC for Draw-out/Fixed type U-Power ACB | ACB Accessories | LV_Switchgear | CL90816O5OO | L&T | 0 | Shunt | Nos. | None | Inventory | Shunt Coil/Release 48/60V DC for Draw-out/Fixed type U-Power ACB
5369 | Shunt Coil/Release 110V AC / 110V DC for Draw-out/Fixed type U-Power ACB | ACB Accessories | LV_Switchgear | CL90816OAOO | L&T | 0 | Shunt | Nos. | None | Inventory | Shunt Coil/Release 110V AC / 110V DC for Draw-out/Fixed type U-Power ACB
5370 | Shunt Coil/Release 220 - 240V AC / 220 - 250V DC for Draw-out/Fixed type U-Power ACB | ACB Accessories | LV_Switchgear | CL90816OBOO | L&T | 0 | Shunt | Nos. | None | Inventory | Shunt Coil/Release 220 - 240V AC / 220 - 250V DC for Draw-out/Fixed type U-Power ACB
5371 | Shunt Coil/Release 415V AC for Draw-out/Fixed type U-Power ACB | ACB Accessories | LV_Switchgear | CL90816ODOO | L&T | 0 | Shunt | Nos. | None | Inventory | Shunt Coil/Release 415V AC for Draw-out/Fixed type U-Power ACB
5372 | Closing Coil/Release 125/127V DC for Draw-out/Fixed type U-Power ACB | ACB Accessories | LV_Switchgear | CL908171OOO | L&T | 0 | Closing | Nos. | None | Inventory | Closing Coil/Release 125/127V DC for Draw-out/Fixed type U-Power ACB
5373 | Closing Coil/Release 24-30V DC for Draw-out/Fixed type U-Power ACB | ACB Accessories | LV_Switchgear | CL908174OOO | L&T | 0 | Closing | Nos. | None | Inventory | Closing Coil/Release 24-30V DC for Draw-out/Fixed type U-Power ACB
5374 | Closing Coil/Release 48/60V DC for Draw-out/Fixed type U-Power ACB | ACB Accessories | LV_Switchgear | CL908175OOO | L&T | 0 | Closing | Nos. | None | Inventory | Closing Coil/Release 48/60V DC for Draw-out/Fixed type U-Power ACB
5375 | Closing Coil/Release 110V AC / 110V DC for Draw-out/Fixed type U-Power ACB | ACB Accessories | LV_Switchgear | CL90817AOOO | L&T | 0 | Closing | Nos. | None | Inventory | Closing Coil/Release 110V AC / 110V DC for Draw-out/Fixed type U-Power ACB
5376 | Closing Coil/Release 220 - 240V AC / 220 - 250V DC for Draw-out/Fixed type U-Power ACB | ACB Accessories | LV_Switchgear | CL90817BOOO | L&T | 0 | Closing | Nos. | None | Inventory | Closing Coil/Release 220 - 240V AC / 220 - 250V DC for Draw-out/Fixed type U-Power ACB
5377 | Closing Coil/Release 415V AC for Draw-out/Fixed type U-Power ACB | ACB Accessories | LV_Switchgear | CL90817DOOO | L&T | 0 | Closing | Nos. | None | Inventory | Closing Coil/Release 415V AC for Draw-out/Fixed type U-Power ACB
5378 | Under-voltage Coil/Release 24-30V DC for Draw-out/Fixed type U-Power ACB | ACB Accessories | LV_Switchgear | CL908184OOO | L&T | 0 | Undervoltage | Nos. | None | Inventory | Under-voltage Coil/Release 24-30V DC for Draw-out/Fixed type U-Power ACB
5379 | Under-voltage Coil/Release 48V DC for Draw-out/Fixed type U-Power ACB | ACB Accessories | LV_Switchgear | CL908185OOO | L&T | 0 | Undervoltage | Nos. | None | Inventory | Under-voltage Coil/Release 48V DC for Draw-out/Fixed type U-Power ACB
5380 | Under-voltage Coil/Release 110V AC / 110V DC for Draw-out/Fixed type U-Power ACB | ACB Accessories | LV_Switchgear | CL90818AOOO | L&T | 0 | Undervoltage | Nos. | None | Inventory | Under-voltage Coil/Release 110V AC / 110V DC for Draw-out/Fixed type U-Power ACB
5381 | Under-voltage Coil/Release 240V AC / 220V DC for Draw-out/Fixed type U-Power ACB | ACB Accessories | LV_Switchgear | CL90818BOOO | L&T | 0 | Undervoltage | Nos. | None | Inventory | Under-voltage Coil/Release 240V AC / 220V DC for Draw-out/Fixed type U-Power ACB
5382 | Under-voltage Coil/Release 415V AC for Draw-out/Fixed type U-Power ACB | ACB Accessories | LV_Switchgear | CL90818DOOO | L&T | 0 | Undervoltage | Nos. | None | Inventory | Under-voltage Coil/Release 415V AC for Draw-out/Fixed type U-Power ACB
5383 | Microswitch for Undervoltage Release | ACB Accessories | LV_Switchgear | CL90947OOOO | L&T | 0 | Microswitches for Indication | Nos. | None | Inventory | Microswitch for Undervoltage Release
5384 | Microswitch for Common Fault Indication (CFI) | ACB Accessories | LV_Switchgear | CL90949OOOO | L&T | 0 | Microswitches for Indication | Nos. | None | Inventory | Microswitch for Common Fault Indication (CFI)
5385 | Microswitch for Shunt Release | ACB Accessories | LV_Switchgear | CL90951OOOO | L&T | 0 | Microswitches for Indication | Nos. | None | Inventory | Microswitch for Shunt Release
5386 | Microswitch for Ready To Close Indication (RTC) | ACB Accessories | LV_Switchgear | CL90953OOOO^ | L&T | 0 | Microswitches for Indication | Nos. | None | Inventory | Microswitch for Ready To Close Indication (RTC)
5387 | New SIC for Cradle & Breaker - OMEGA ACB | ACB Accessories | LV_Switchgear | CL95825OOOO | L&T | 0 | - | Nos. |  | Inventory | New SIC for Cradle & Breaker - OMEGA ACB
5388 | New SIC Block for Electrical position Indicator - OMEGA ACB | ACB Accessories | LV_Switchgear | CL95826OOOO | L&T | 0 | - | Nos. |  | Inventory | New SIC Block for Electrical position Indicator - OMEGA ACB
5389 | CABLE CLAMP SUITABLE FOR -1RX1CX300SQMM | GLAND | WIRE & ACCESSORIES | CLAMP-1RX1CX300SQMM | REPUTED | - | - | Nos |  | Inventory | CABLE CLAMP SUITABLE FOR -1RX1CX300SQMM
5390 | CABLE CLAMP SUITABLE FOR -1RX1CX300SQMM-- | GLAND | WIRE & ACCESSORIES | CLAMP-1RX1CX300SQMM-- | REPUTED | - | - | Nos |  | Inventory | CABLE CLAMP SUITABLE FOR -1RX1CX300SQMM--
5391 | CABLE CLAMP SUITABLE FOR -1RX1CX400SQMM | GLAND | WIRE & ACCESSORIES | CLAMP-1RX1CX400SQMM | REPUTED | - | - | Nos |  | Inventory | CABLE CLAMP SUITABLE FOR -1RX1CX400SQMM
5392 | CABLE CLAMP SUITABLE FOR -1RX3CX240SQMM | GLAND | WIRE & ACCESSORIES | CLAMP-1RX3CX240SQMM | REPUTED | _ | NA | Nos |  | Inventory | CABLE CLAMP SUITABLE FOR -1RX3CX240SQMM
5393 | CABLE CLAMP SUITABLE FOR -1RX3CX240SQMM-19/33KV A2XFY HT CABLE | GLAND | WIRE & ACCESSORIES | CLAMP-1RX3CX240SQMM-33KV | REPUTED | _ | NA | Nos |  | Inventory | CABLE CLAMP SUITABLE FOR -1RX3CX240SQMM-19/33KV A2XFY HT CABLE
5394 | CABLE CLAMP SUITABLE FOR -2RX3CX240SQMM | GLAND | WIRE & ACCESSORIES | CLAMP-2RX3CX240SQMM | REPUTED | - | - | Nos |  | Inventory | CABLE CLAMP SUITABLE FOR -2RX3CX240SQMM
6251 | 10sq.mm CSTS stud type, Polyamide-Grey | TERMINAL | SWITCHGEAR | CSTSN4U | CONNECTWELL | 10sq.mm | Polyamide | Nos |  | Inventory | 10sq.mm CSTS stud type, Polyamide-Grey
5396 | CLIPON GASKET EPDM SIDE BULB BIG - FD 9931 Make : Reputed | Gasket | ACCESSORIES | CLIPON_DOOR_GASKET | REPUTED | _ | NA | MTRS |  | Inventory | CLIPON GASKET EPDM SIDE BULB BIG - FD 9931 Make : Reputed
6252 | 16sq.mm CSTS stud type, Polyamide-Grey | TERMINAL | SWITCHGEAR | CSTSN5U | CONNECTWELL | 16sq.mm | Polyamide | Nos |  | Inventory | 16sq.mm CSTS stud type, Polyamide-Grey
6253 | 35sq.mm CSTS stud type, Polyamide-Grey | TERMINAL | SWITCHGEAR | CSTSN6U | CONNECTWELL | 35sq.mm | Polyamide | Nos |  | Inventory | 35sq.mm CSTS stud type, Polyamide-Grey
5399 | CLUSTER CONTACTS FOR VCB-1250A | BROUGHTOUT | ACCESSORIES | CLUSTER-1250-VCB | ABB | - | - | Nos |  | Inventory | CLUSTER CONTACTS FOR VCB-1250A
5400 | CLUSTER CONTACT 2500A, suitable for 33KV 2500A VD4 BREAKER, | BROUGHTOUT | ACCESSORIES | CLUSTER-2500-VCB | ABB | - | - | Nos |  | Inventory | CLUSTER CONTACT 2500A, suitable for 33KV 2500A VD4 BREAKER,
5401 | CLUSTER CONTACT FOR 1600A, suitable for 33KV VD4 BREAKERS. | BROUGHTOUT | ACCESSORIES | CLUSTER-33-1600-VCB | ABB | - | - | Nos |  | Inventory | CLUSTER CONTACT FOR 1600A, suitable for 33KV VD4 BREAKERS.
5402 | CLUSTER CONTACTS FOR VCB-630A - 8 FINGER | BROUGHTOUT | ACCESSORIES | CLUSTER-630-VCB | ABB | - | - | Nos |  | Inventory | CLUSTER CONTACTS FOR VCB-630A - 8 FINGER
5403 | CLUSTER CONTACT FOR 1250A, suitable for 11-33KV, VD4 40KA, 1250A, SIX PIN, PART NO - ET-TFC-000001 | BROUGHTOUT | ACCESSORIES | CLUSTER-ET-TFC-000001 | ABB | - | - | Nos |  | Inventory | CLUSTER CONTACT FOR 1250A, suitable for 11-33KV, VD4 40KA, 1250A, SIX PIN, PART NO - ET-TFC-000001
5404 | FP Extended spreader terminals kit for DN4 MCCB, Frame size DN4-1000, 8pcs. | MCCB Accessories | LV_Switchgear | CM90064OOVO | L&T | 0 | Spreaders | Nos. | None | Inventory | FP Extended spreader terminals kit for DN4 MCCB, Frame size DN4-1000, 8pcs.
5405 | 100A TP 50kA DN1 MCCB with S/C, protection, Frame size DN1-160M, Icu=50kA@415V AC | MCCB | LV_Switchgear | CM90345OOKO | L&T | 100A | 50kA | Nos. | None | Inventory | 100A TP 50kA DN1 MCCB with S/C, protection, Frame size DN1-160M, Icu=50kA@415V AC
5406 | 125A TP 50kA DN1 MCCB with S/C, protection, Frame size DN1-160M, Icu=50kA@415V AC | MCCB | LV_Switchgear | CM90345OOLO | L&T | 125A | 50kA | Nos. | None | Inventory | 125A TP 50kA DN1 MCCB with S/C, protection, Frame size DN1-160M, Icu=50kA@415V AC
5407 | 160A TP 50kA DN1 MCCB with S/C, protection, Frame size DN1-160M, Icu=50kA@415V AC | MCCB | LV_Switchgear | CM90345OOMO | L&T | 160A | 50kA | Nos. | None | Inventory | 160A TP 50kA DN1 MCCB with S/C, protection, Frame size DN1-160M, Icu=50kA@415V AC
5408 | 63A 4P 18kA MCCB TM Release, Type: DU100D, 415V AC, 50Hz | MCCB | LV_Switchgear | CM90518OOHO | L&T | 63A | 18kA | Nos. |  | Inventory | 63A 4P 18kA MCCB TM Release, Type: DU100D, 415V AC, 50Hz
5409 | 125A TP 25kA DN1 MCCB with O/C,S/C protection, Thermal-Magnetic Release TMD, Frame size DN1-250C, Ics=Icu=25kA@415V AC | MCCB | LV_Switchgear | CM90638OOLO | L&T | 125A | 25kA | Nos. | None | Inventory | 125A TP 25kA DN1 MCCB with O/C,S/C protection, Thermal-Magnetic Release TMD, Frame size DN1-250C, Ics=Icu=25kA@415V AC
5410 | 160A TP 25kA DN1 MCCB with O/C,S/C protection, Thermal-Magnetic Release TMD, Frame size DN1-250C, Ics=Icu=25kA@415V AC | MCCB | LV_Switchgear | CM90638OOMO | L&T | 160A | 25kA | Nos. | None | Inventory | 160A TP 25kA DN1 MCCB with O/C,S/C protection, Thermal-Magnetic Release TMD, Frame size DN1-250C, Ics=Icu=25kA@415V AC
5411 | 200A TP 25kA DN1 MCCB with O/C,S/C protection, Thermal-Magnetic Release TMD, Frame size DN1-250C, Ics=Icu=25kA@415V AC | MCCB | LV_Switchgear | CM90638OONO | L&T | 200A | 25kA | Nos. | None | Inventory | 200A TP 25kA DN1 MCCB with O/C,S/C protection, Thermal-Magnetic Release TMD, Frame size DN1-250C, Ics=Icu=25kA@415V AC
5412 | 250A TP 25kA DN1 MCCB with O/C,S/C protection, Thermal-Magnetic Release TMD, Frame size DN1-250C, Ics=Icu=25kA@415V AC | MCCB | LV_Switchgear | CM90638OOPO | L&T | 250A | 25kA | Nos. | None | Inventory | 250A TP 25kA DN1 MCCB with O/C,S/C protection, Thermal-Magnetic Release TMD, Frame size DN1-250C, Ics=Icu=25kA@415V AC
5413 | 125A FP 25kA DN1 MCCB with O/C,S/C protection, Thermal-Magnetic Release TMD, Frame size DN1-250C, Ics=Icu=25kA@415V AC | MCCB | LV_Switchgear | CM90642OOLO | L&T | 125A | 25kA | Nos. | None | Inventory | 125A FP 25kA DN1 MCCB with O/C,S/C protection, Thermal-Magnetic Release TMD, Frame size DN1-250C, Ics=Icu=25kA@415V AC
5414 | 160A FP 25kA DSINE MCCB with O/C,S/C protection, Thermal-Magnetic Release, Frame size -DN1-250C, Ics=Icu=25kA@415V AC | MCCB | LV_Switchgear | CM90642OOMO | L&T | 160A | 25kA | Nos. | None | Inventory | 160A FP 25kA DSINE MCCB with O/C,S/C protection, Thermal-Magnetic Release, Frame size -DN1-250C, Ics=Icu=25kA@415V AC
5415 | 200A FP 25kA DN1 MCCB with O/C,S/C protection, Thermal-Magnetic Release TMD, Frame size DN1-250C, Ics=Icu=25kA@415V AC | MCCB | LV_Switchgear | CM90642OONO | L&T | 200A | 25kA | Nos. | None | Inventory | 200A FP 25kA DN1 MCCB with O/C,S/C protection, Thermal-Magnetic Release TMD, Frame size DN1-250C, Ics=Icu=25kA@415V AC
5416 | 250A FP 25kA DN1 MCCB with O/C,S/C protection, Thermal-Magnetic Release TMD, Frame size DN1-250C, Ics=Icu=25kA@415V AC | MCCB | LV_Switchgear | CM90642OOPO | L&T | 250A | 25kA | Nos. | None | Inventory | 250A FP 25kA DN1 MCCB with O/C,S/C protection, Thermal-Magnetic Release TMD, Frame size DN1-250C, Ics=Icu=25kA@415V AC
5417 | 125A TP 18kA DN0 MCCB with O/C,S/C protection, Thermal-Magnetic Release TMD, Frame size DN0-125D*, Ics=Icu=18kA@415V AC | MCCB | LV_Switchgear | CM90680OOLOOG | L&T | 125A | 18kA | Nos. | None | Inventory | 125A TP 18kA DN0 MCCB with O/C,S/C protection, Thermal-Magnetic Release TMD, Frame size DN0-125D*, Ics=Icu=18kA@415V AC
5418 | 125A FP 18kA DN0 MCCB with O/C,S/C protection, Thermal-Magnetic Release TMD, Frame size DN0-125D*, Ics=Icu=18kA@415V AC | MCCB | LV_Switchgear | CM90681OOLOOG | L&T | 125A | 18kA | Nos. | None | Inventory | 125A FP 18kA DN0 MCCB with O/C,S/C protection, Thermal-Magnetic Release TMD, Frame size DN0-125D*, Ics=Icu=18kA@415V AC
5419 | TP Extended spreader terminals kit for DN0 MCCB, Frame size DN0-125D, 6pcs. | MCCB Accessories | LV_Switchgear | CM90687OOLO | L&T | 0 | Spreaders | Nos. | None | Inventory | TP Extended spreader terminals kit for DN0 MCCB, Frame size DN0-125D, 6pcs.
5420 | FP Extended spreader terminals kit for DN0 MCCB, Frame size DN0-125D, 8pcs. | MCCB Accessories | LV_Switchgear | CM90688OOLO | L&T | 0 | Spreaders | Nos. | None | Inventory | FP Extended spreader terminals kit for DN0 MCCB, Frame size DN0-125D, 8pcs.
5421 | 32A TP DN0 Switch Disconnector, Type DN0-160SD | Switch Disconnector | LV_Switchgear | CM90716OOEO | L&T | 32A | MCCB Disconnector | Nos. | None | Inventory | 32A TP DN0 Switch Disconnector, Type DN0-160SD
5422 | 63A TP DN0 Switch Disconnector, Type DN0-160SD | Switch Disconnector | LV_Switchgear | CM90716OOHO | L&T | 63A | MCCB Disconnector | Nos. | None | Inventory | 63A TP DN0 Switch Disconnector, Type DN0-160SD
5423 | 100A TP DN0 Switch Disconnector, Type DN0-160SD | Switch Disconnector | LV_Switchgear | CM90716OOKO | L&T | 100A | MCCB Disconnector | Nos. | None | Inventory | 100A TP DN0 Switch Disconnector, Type DN0-160SD
5424 | 125A TP DN0 Switch Disconnector, Type DN0-160SD | Switch Disconnector | LV_Switchgear | CM90716OOLO | L&T | 125A | MCCB Disconnector | Nos. | None | Inventory | 125A TP DN0 Switch Disconnector, Type DN0-160SD
5425 | 160A TP DN0 Switch Disconnector, Type DN0-160SD | Switch Disconnector | LV_Switchgear | CM90716OOMO | L&T | 160A | MCCB Disconnector | Nos. | None | Inventory | 160A TP DN0 Switch Disconnector, Type DN0-160SD
5426 | 32A FP DN0 Switch Disconnector, Type DN0-160SD | Switch Disconnector | LV_Switchgear | CM90717OOEO | L&T | 32A | MCCB Disconnector | Nos. | None | Inventory | 32A FP DN0 Switch Disconnector, Type DN0-160SD
5427 | 63A FP DN0 Switch Disconnector, Type DN0-160SD | Switch Disconnector | LV_Switchgear | CM90717OOHO | L&T | 63A | MCCB Disconnector | Nos. | None | Inventory | 63A FP DN0 Switch Disconnector, Type DN0-160SD
5428 | 100A FP DN0 Switch Disconnector, Type DN0-160SD | Switch Disconnector | LV_Switchgear | CM90717OOKO | L&T | 100A | MCCB Disconnector | Nos. | None | Inventory | 100A FP DN0 Switch Disconnector, Type DN0-160SD
5429 | 125A FP DN0 Switch Disconnector, Type DN0-160SD | Switch Disconnector | LV_Switchgear | CM90717OOLO | L&T | 125A | MCCB Disconnector | Nos. | None | Inventory | 125A FP DN0 Switch Disconnector, Type DN0-160SD
5430 | 160A FP DN0 Switch Disconnector, Type DN0-160SD | Switch Disconnector | LV_Switchgear | CM90717OOMO | L&T | 160A | MCCB Disconnector | Nos. | None | Inventory | 160A FP DN0 Switch Disconnector, Type DN0-160SD
5431 | DIN rail kit, Frame size DN0 | MCCB Accessories | LV_Switchgear | CM90944OOOO | L&T | 0 | Interlock Kit | Nos. | None | Inventory | DIN rail kit, Frame size DN0
5432 | TP Extended spreader terminals kit for DN4 MCCB, Frame size DN4-1250, 6pcs. | MCCB Accessories | LV_Switchgear | CM91161OOAO | L&T | 0 | Spreaders | Nos. | None | Inventory | TP Extended spreader terminals kit for DN4 MCCB, Frame size DN4-1250, 6pcs.
5433 | TP Extended spreader terminals kit for DN4 MCCB, Frame size DN4-800, 6pcs. | MCCB Accessories | LV_Switchgear | CM91161OOUO | L&T | 0 | Spreaders | Nos. | None | Inventory | TP Extended spreader terminals kit for DN4 MCCB, Frame size DN4-800, 6pcs.
5434 | TP Extended spreader terminals kit for DN4 MCCB, Frame size DN4-1000, 6pcs. | MCCB Accessories | LV_Switchgear | CM91161OOVO | L&T | 0 | Spreaders | Nos. | None | Inventory | TP Extended spreader terminals kit for DN4 MCCB, Frame size DN4-1000, 6pcs.
5435 | Shunt Coil/Release SOR-C 24V DC left side mounting for fixed/plug-in type MCCB, Frame size DN0 to DN1 | MCCB Accessories | LV_Switchgear | CM91402O4OO | L&T | 0 | Shunt | Nos. | None | Inventory | Shunt Coil/Release SOR-C 24V DC left side mounting for fixed/plug-in type MCCB, Frame size DN0 to DN1
5436 | 20A TP 25kA DN0 MCCB with O/C,S/C protection, Thermal-Magnetic Release TMD, Frame size DN0-100C, Ics=Icu=25kA@415V AC | MCCB | LV_Switchgear | CM91612OOCOOG | L&T | 20A | 25kA | Nos. | None | Inventory | 20A TP 25kA DN0 MCCB with O/C,S/C protection, Thermal-Magnetic Release TMD, Frame size DN0-100C, Ics=Icu=25kA@415V AC
5437 | 25A TP 25kA DN0 MCCB with O/C,S/C protection, Thermal-Magnetic Release TMD, Frame size DN0-100C, Ics=Icu=25kA@415V AC | MCCB | LV_Switchgear | CM91612OODOOG | L&T | 25A | 25kA | Nos. | None | Inventory | 25A TP 25kA DN0 MCCB with O/C,S/C protection, Thermal-Magnetic Release TMD, Frame size DN0-100C, Ics=Icu=25kA@415V AC
5438 | 32A TP 25kA DN0 MCCB with O/C,S/C protection, Thermal-Magnetic Release TMD, Frame size DN0-100C, Ics=Icu=25kA@415V AC | MCCB | LV_Switchgear | CM91612OOEOOG | L&T | 32A | 25kA | Nos. | None | Inventory | 32A TP 25kA DN0 MCCB with O/C,S/C protection, Thermal-Magnetic Release TMD, Frame size DN0-100C, Ics=Icu=25kA@415V AC
5439 | 40A TP 25kA DN0 MCCB with O/C,S/C protection, Thermal-Magnetic Release TMD, Frame size DN0-100C, Ics=Icu=25kA@415V AC | MCCB | LV_Switchgear | CM91612OOFOOG | L&T | 40A | 25kA | Nos. | None | Inventory | 40A TP 25kA DN0 MCCB with O/C,S/C protection, Thermal-Magnetic Release TMD, Frame size DN0-100C, Ics=Icu=25kA@415V AC
5440 | 50A TP 25kA DN0 MCCB with O/C,S/C protection, Thermal-Magnetic Release TMD, Frame size DN0-100C, Ics=Icu=25kA@415V AC | MCCB | LV_Switchgear | CM91612OOGOOG | L&T | 50A | 25kA | Nos. | None | Inventory | 50A TP 25kA DN0 MCCB with O/C,S/C protection, Thermal-Magnetic Release TMD, Frame size DN0-100C, Ics=Icu=25kA@415V AC
5441 | 63A TP 25kA DN0 MCCB with O/C,S/C protection, Thermal-Magnetic Release TMD, Frame size DN0-100C, Ics=Icu=25kA@415V AC | MCCB | LV_Switchgear | CM91612OOHOOG | L&T | 63A | 25kA | Nos. | None | Inventory | 63A TP 25kA DN0 MCCB with O/C,S/C protection, Thermal-Magnetic Release TMD, Frame size DN0-100C, Ics=Icu=25kA@415V AC
5442 | 80A TP 25kA DN0 MCCB with O/C,S/C protection, Thermal-Magnetic Release TMD, Frame size DN0-100C, Ics=Icu=25kA@415V AC | MCCB | LV_Switchgear | CM91612OOJOOG | L&T | 80A | 25kA | Nos. | None | Inventory | 80A TP 25kA DN0 MCCB with O/C,S/C protection, Thermal-Magnetic Release TMD, Frame size DN0-100C, Ics=Icu=25kA@415V AC
5443 | 100A TP 25kA DN0 MCCB with O/C,S/C protection, Thermal-Magnetic Release TMD, Frame size DN0-100C, Ics=Icu=25kA@415V AC | MCCB | LV_Switchgear | CM91612OOKOOG | L&T | 100A | 25kA | Nos. | None | Inventory | 100A TP 25kA DN0 MCCB with O/C,S/C protection, Thermal-Magnetic Release TMD, Frame size DN0-100C, Ics=Icu=25kA@415V AC
5444 | 20A FP 25kA DN0 MCCB with O/C,S/C protection, Thermal-Magnetic Release TMD, Frame size DN0-100C, Ics=Icu=25kA@415V AC | MCCB | LV_Switchgear | CM91712OOCOOG | L&T | 20A | 25kA | Nos. | None | Inventory | 20A FP 25kA DN0 MCCB with O/C,S/C protection, Thermal-Magnetic Release TMD, Frame size DN0-100C, Ics=Icu=25kA@415V AC
5445 | 25A FP 25kA DN0 MCCB with O/C,S/C protection, Thermal-Magnetic Release TMD, Frame size DN0-100C, Ics=Icu=25kA@415V AC | MCCB | LV_Switchgear | CM91712OODOOG | L&T | 25A | 25kA | Nos. | None | Inventory | 25A FP 25kA DN0 MCCB with O/C,S/C protection, Thermal-Magnetic Release TMD, Frame size DN0-100C, Ics=Icu=25kA@415V AC
5446 | 32A FP 25kA DN0 MCCB with O/C,S/C protection, Thermal-Magnetic Release TMD, Frame size DN0-100C, Ics=Icu=25kA@415V AC | MCCB | LV_Switchgear | CM91712OOEOOG | L&T | 32A | 25kA | Nos. | None | Inventory | 32A FP 25kA DN0 MCCB with O/C,S/C protection, Thermal-Magnetic Release TMD, Frame size DN0-100C, Ics=Icu=25kA@415V AC
5447 | 40A FP 25kA DN0 MCCB with O/C,S/C protection, Thermal-Magnetic Release TMD, Frame size DN0-100C, Ics=Icu=25kA@415V AC | MCCB | LV_Switchgear | CM91712OOFOOG | L&T | 40A | 25kA | Nos. | None | Inventory | 40A FP 25kA DN0 MCCB with O/C,S/C protection, Thermal-Magnetic Release TMD, Frame size DN0-100C, Ics=Icu=25kA@415V AC
5448 | 50A FP 25kA DN0 MCCB with O/C,S/C protection, Thermal-Magnetic Release TMD, Frame size DN0-100C, Ics=Icu=25kA@415V AC | MCCB | LV_Switchgear | CM91712OOGOOG | L&T | 50A | 25kA | Nos. | None | Inventory | 50A FP 25kA DN0 MCCB with O/C,S/C protection, Thermal-Magnetic Release TMD, Frame size DN0-100C, Ics=Icu=25kA@415V AC
5449 | 63A FP 25kA DN0 MCCB with O/C,S/C protection, Thermal-Magnetic Release TMD, Frame size DN0-100C, Ics=Icu=25kA@415V AC | MCCB | LV_Switchgear | CM91712OOHOOG | L&T | 63A | 25kA | Nos. | None | Inventory | 63A FP 25kA DN0 MCCB with O/C,S/C protection, Thermal-Magnetic Release TMD, Frame size DN0-100C, Ics=Icu=25kA@415V AC
5450 | 80A FP 25kA DN0 MCCB with O/C,S/C protection, Thermal-Magnetic Release TMD, Frame size DN0-100C, Ics=Icu=25kA@415V AC | MCCB | LV_Switchgear | CM91712OOJOOG | L&T | 80A | 25kA | Nos. | None | Inventory | 80A FP 25kA DN0 MCCB with O/C,S/C protection, Thermal-Magnetic Release TMD, Frame size DN0-100C, Ics=Icu=25kA@415V AC
5451 | 100A FP 25kA DN0 MCCB with O/C,S/C protection, Thermal-Magnetic Release TMD, Frame size DN0-100C, Ics=Icu=25kA@415V AC | MCCB | LV_Switchgear | CM91712OOKOOG | L&T | 100A | 25kA | Nos. | None | Inventory | 100A FP 25kA DN0 MCCB with O/C,S/C protection, Thermal-Magnetic Release TMD, Frame size DN0-100C, Ics=Icu=25kA@415V AC
5452 | 125A TP 70kA DN2 MCCB with O/C,S/C protection, Thermal-Magnetic Release TMD, Frame size DN2-250S, Ics=Icu=70kA@415V AC | MCCB | LV_Switchgear | CM92002OOL1OG | L&T | 125A | 70kA | Nos. | None | Inventory | 125A TP 70kA DN2 MCCB with O/C,S/C protection, Thermal-Magnetic Release TMD, Frame size DN2-250S, Ics=Icu=70kA@415V AC
5453 | 160A TP 70kA DN2 MCCB with O/C,S/C protection, Thermal-Magnetic Release TMD, Frame size DN2-250S, Ics=Icu=70kA@415V AC | MCCB | LV_Switchgear | CM92002OOM1OG | L&T | 160A | 70kA | Nos. | None | Inventory | 160A TP 70kA DN2 MCCB with O/C,S/C protection, Thermal-Magnetic Release TMD, Frame size DN2-250S, Ics=Icu=70kA@415V AC
5454 | 200A TP 70kA DN2 MCCB with O/C,S/C protection, Thermal-Magnetic Release TMD, Frame size DN2-250S, Ics=Icu=70kA@415V AC | MCCB | LV_Switchgear | CM92003OON1OG | L&T | 200A | 70kA | Nos. | None | Inventory | 200A TP 70kA DN2 MCCB with O/C,S/C protection, Thermal-Magnetic Release TMD, Frame size DN2-250S, Ics=Icu=70kA@415V AC
5455 | 250A TP 70kA DN2 MCCB with O/C,S/C protection, Thermal-Magnetic Release TMD, Frame size DN2-250S, Ics=Icu=70kA@415V AC | MCCB | LV_Switchgear | CM92003OOP1OG | L&T | 250A | 70kA | Nos. | None | Inventory | 250A TP 70kA DN2 MCCB with O/C,S/C protection, Thermal-Magnetic Release TMD, Frame size DN2-250S, Ics=Icu=70kA@415V AC
5456 | FP Extended spreader terminals kit for DN3 MCCB, Frame size DN3-630, 8pcs. | MCCB Accessories | LV_Switchgear | CM92004OOOO | L&T | 0 | Spreaders | Nos. | None | Inventory | FP Extended spreader terminals kit for DN3 MCCB, Frame size DN3-630, 8pcs.
5457 | 125A TP 50kA DN2 MCCB with O/C,S/C protection, Thermal-Magnetic Release TMD, Frame size DN2-250N, Ics=Icu=50kA@415V AC | MCCB | LV_Switchgear | CM92005OOL1OG | L&T | 125A | 50kA | Nos. | None | Inventory | 125A TP 50kA DN2 MCCB with O/C,S/C protection, Thermal-Magnetic Release TMD, Frame size DN2-250N, Ics=Icu=50kA@415V AC
5458 | 160A TP 50kA DN2 MCCB with O/C,S/C protection, Thermal-Magnetic Release TMD, Frame size DN2-250N, Ics=Icu=50kA@415V AC | MCCB | LV_Switchgear | CM92005OOM1OG | L&T | 160A | 50kA | Nos. | None | Inventory | 160A TP 50kA DN2 MCCB with O/C,S/C protection, Thermal-Magnetic Release TMD, Frame size DN2-250N, Ics=Icu=50kA@415V AC
5459 | 200A TP 50kA DN2 MCCB with O/C,S/C protection, Thermal-Magnetic Release TMD, Frame size DN2-250N, Ics=Icu=50kA@415V AC | MCCB | LV_Switchgear | CM92006OON1OG | L&T | 200A | 50kA | Nos. | None | Inventory | 200A TP 50kA DN2 MCCB with O/C,S/C protection, Thermal-Magnetic Release TMD, Frame size DN2-250N, Ics=Icu=50kA@415V AC
5460 | 250A TP 50kA DN2 MCCB with O/C,S/C protection, Thermal-Magnetic Release TMD, Frame size DN2-250N, Ics=Icu=50kA@415V AC | MCCB | LV_Switchgear | CM92006OOP1OG | L&T | 250A | 50kA | Nos. | None | Inventory | 250A TP 50kA DN2 MCCB with O/C,S/C protection, Thermal-Magnetic Release TMD, Frame size DN2-250N, Ics=Icu=50kA@415V AC
5461 | FP Extended spreader terminals kit for DN1,DN2 MCCB, Frame size DN1,DN2-250, 8pcs. | MCCB Accessories | LV_Switchgear | CM92007OOOO | L&T | 0 | Spreaders | Nos. | None | Inventory | FP Extended spreader terminals kit for DN1,DN2 MCCB, Frame size DN1,DN2-250, 8pcs.
5462 | 125A TP 36kA DN2 MCCB with O/C,S/C protection, Thermal-Magnetic Release TMD, Frame size DN2-250D, Ics=Icu=36kA@415V AC | MCCB | LV_Switchgear | CM92008OOL1OG | L&T | 125A | 36kA | Nos. | None | Inventory | 125A TP 36kA DN2 MCCB with O/C,S/C protection, Thermal-Magnetic Release TMD, Frame size DN2-250D, Ics=Icu=36kA@415V AC
5463 | 160A TP 36kA DN2 MCCB with O/C,S/C protection, Thermal-Magnetic Release TMD, Frame size DN2-250D, Ics=Icu=36kA@415V AC | MCCB | LV_Switchgear | CM92008OOM1OG | L&T | 160A | 36kA | Nos. | None | Inventory | 160A TP 36kA DN2 MCCB with O/C,S/C protection, Thermal-Magnetic Release TMD, Frame size DN2-250D, Ics=Icu=36kA@415V AC
5464 | 200A TP 36kA DN2 MCCB with O/C,S/C protection, Thermal-Magnetic Release TMD, Frame size DN2-250D, Ics=Icu=36kA@415V AC | MCCB | LV_Switchgear | CM92009OON1OG | L&T | 200A | 36kA | Nos. | None | Inventory | 200A TP 36kA DN2 MCCB with O/C,S/C protection, Thermal-Magnetic Release TMD, Frame size DN2-250D, Ics=Icu=36kA@415V AC
5465 | 250A TP 36kA DN2 MCCB with O/C,S/C protection, Thermal-Magnetic Release TMD, Frame size DN2-250D, Ics=Icu=36kA@415V AC | MCCB | LV_Switchgear | CM92009OOP1OG | L&T | 250A | 36kA | Nos. | None | Inventory | 250A TP 36kA DN2 MCCB with O/C,S/C protection, Thermal-Magnetic Release TMD, Frame size DN2-250D, Ics=Icu=36kA@415V AC
5466 | 100A TP 36kA DN2 MCCB with O/C,S/C,E/F protection, Microprocessor based Release MTX2.0, Frame size DN2-250D, Ics=Icu=36kA@415V AC | MCCB | LV_Switchgear | CM92051OOOOAG | L&T | 100A | 36kA | Nos. | None | Inventory | 100A TP 36kA DN2 MCCB with O/C,S/C,E/F protection, Microprocessor based Release MTX2.0, Frame size DN2-250D, Ics=Icu=36kA@415V AC
5467 | 100A TP 36kA DN2 MCCB with O/C,S/C,E/F protection, Microprocessor based Release MTX3.0, Frame size DN2-250D, Ics=Icu=36kA@415V AC | MCCB | LV_Switchgear | CM92051OOOOBG | L&T | 100A | 36kA | Nos. | None | Inventory | 100A TP 36kA DN2 MCCB with O/C,S/C,E/F protection, Microprocessor based Release MTX3.0, Frame size DN2-250D, Ics=Icu=36kA@415V AC
5468 | 100A TP 36kA DN2 MCCB with O/C,S/C protection, Microprocessor based Release MTX1.0, Frame size DN2-250D, Ics=Icu=36kA@415V AC | MCCB | LV_Switchgear | CM92051OOOOX1 | L&T | 100A | 36kA | Nos. | None | Inventory | 100A TP 36kA DN2 MCCB with O/C,S/C protection, Microprocessor based Release MTX1.0, Frame size DN2-250D, Ics=Icu=36kA@415V AC
5469 | 100A TP 50kA DN2 MCCB with O/C,S/C,E/F protection, Microprocessor based Release MTX2.0, Frame size DN2-250N, Ics=Icu=50kA@415V AC | MCCB | LV_Switchgear | CM92052OOOOAG | L&T | 100A | 50kA | Nos. | None | Inventory | 100A TP 50kA DN2 MCCB with O/C,S/C,E/F protection, Microprocessor based Release MTX2.0, Frame size DN2-250N, Ics=Icu=50kA@415V AC
5470 | 100A TP 50kA DN2 MCCB with O/C,S/C,E/F protection, Microprocessor based Release MTX3.0, Frame size DN2-250N, Ics=Icu=50kA@415V AC | MCCB | LV_Switchgear | CM92052OOOOBG | L&T | 100A | 50kA | Nos. | None | Inventory | 100A TP 50kA DN2 MCCB with O/C,S/C,E/F protection, Microprocessor based Release MTX3.0, Frame size DN2-250N, Ics=Icu=50kA@415V AC
5471 | 100A TP 50kA DN2 MCCB with O/C,S/C protection, Microprocessor based Release MTX1.0, Frame size DN2-250N, Ics=Icu=50kA@415V AC | MCCB | LV_Switchgear | CM92052OOOOX1 | L&T | 100A | 50kA | Nos. | None | Inventory | 100A TP 50kA DN2 MCCB with O/C,S/C protection, Microprocessor based Release MTX1.0, Frame size DN2-250N, Ics=Icu=50kA@415V AC
5472 | 250A TP 36kA DN2 MCCB with O/C,S/C,E/F protection, Microprocessor based Release MTX2.0, Frame size DN2-250D, Ics=Icu=36kA@415V AC | MCCB | LV_Switchgear | CM92054OOOOAG | L&T | 250A | 36kA | Nos. | None | Inventory | 250A TP 36kA DN2 MCCB with O/C,S/C,E/F protection, Microprocessor based Release MTX2.0, Frame size DN2-250D, Ics=Icu=36kA@415V AC
5473 | 250A TP 36kA DN2 MCCB with O/C,S/C,E/F protection, Microprocessor based Release MTX3.0, Frame size DN2-250D, Ics=Icu=36kA@415V AC | MCCB | LV_Switchgear | CM92054OOOOBG | L&T | 250A | 36kA | Nos. | None | Inventory | 250A TP 36kA DN2 MCCB with O/C,S/C,E/F protection, Microprocessor based Release MTX3.0, Frame size DN2-250D, Ics=Icu=36kA@415V AC
5474 | 250A TP 36kA DN2 MCCB with O/C,S/C protection, Microprocessor based Release MTX1.0, Frame size DN2-250D, Ics=Icu=36kA@415V AC | MCCB | LV_Switchgear | CM92054OOOOX1 | L&T | 250A | 36kA | Nos. | None | Inventory | 250A TP 36kA DN2 MCCB with O/C,S/C protection, Microprocessor based Release MTX1.0, Frame size DN2-250D, Ics=Icu=36kA@415V AC
5475 | 250A TP 50kA DN2 MCCB with O/C,S/C,E/F protection, Microprocessor based Release MTX2.0, Frame size DN2-250N, Ics=Icu=50kA@415V AC | MCCB | LV_Switchgear | CM92055OOOOAG | L&T | 250A | 50kA | Nos. | None | Inventory | 250A TP 50kA DN2 MCCB with O/C,S/C,E/F protection, Microprocessor based Release MTX2.0, Frame size DN2-250N, Ics=Icu=50kA@415V AC
5476 | 250A TP 50kA DN2 MCCB with O/C,S/C,E/F protection, Microprocessor based Release MTX3.0, Frame size DN2-250N, Ics=Icu=50kA@415V AC | MCCB | LV_Switchgear | CM92055OOOOBG | L&T | 250A | 50kA | Nos. | None | Inventory | 250A TP 50kA DN2 MCCB with O/C,S/C,E/F protection, Microprocessor based Release MTX3.0, Frame size DN2-250N, Ics=Icu=50kA@415V AC
5477 | 250A TP 50kA DN2 MCCB with O/C,S/C protection, Microprocessor based Release MTX1.0, Frame size DN2-250N, Ics=Icu=50kA@415V AC | MCCB | LV_Switchgear | CM92055OOOOX1 | L&T | 250A | 50kA | Nos. | None | Inventory | 250A TP 50kA DN2 MCCB with O/C,S/C protection, Microprocessor based Release MTX1.0, Frame size DN2-250N, Ics=Icu=50kA@415V AC
5478 | 250A TP 70kA DN2 MCCB with O/C,S/C,E/F protection, Microprocessor based Release MTX2.0, Frame size DN2-250S, Ics=Icu=70kA@415V AC | MCCB | LV_Switchgear | CM92056OOOOAG | L&T | 250A | 70kA | Nos. | None | Inventory | 250A TP 70kA DN2 MCCB with O/C,S/C,E/F protection, Microprocessor based Release MTX2.0, Frame size DN2-250S, Ics=Icu=70kA@415V AC
5479 | 250A TP 70kA DN2 MCCB with O/C,S/C,E/F protection, Microprocessor based Release MTX3.0, Frame size DN2-250S, Ics=Icu=70kA@415V AC | MCCB | LV_Switchgear | CM92056OOOOBG | L&T | 250A | 70kA | Nos. | None | Inventory | 250A TP 70kA DN2 MCCB with O/C,S/C,E/F protection, Microprocessor based Release MTX3.0, Frame size DN2-250S, Ics=Icu=70kA@415V AC
5480 | 250A TP 70kA DN2 MCCB with O/C,S/C protection, Microprocessor based Release MTX1.0, Frame size DN2-250S, Ics=Icu=70kA@415V AC | MCCB | LV_Switchgear | CM92056OOOOX1 | L&T | 250A | 70kA | Nos. | None | Inventory | 250A TP 70kA DN2 MCCB with O/C,S/C protection, Microprocessor based Release MTX1.0, Frame size DN2-250S, Ics=Icu=70kA@415V AC
5481 | 100A TP 70kA DN2 MCCB with O/C,S/C,E/F protection, Microprocessor based Release MTX2.0, Frame size DN2-250S, Ics=Icu=70kA@415V AC | MCCB | LV_Switchgear | CM92059OOOOAG | L&T | 100A | 70kA | Nos. | None | Inventory | 100A TP 70kA DN2 MCCB with O/C,S/C,E/F protection, Microprocessor based Release MTX2.0, Frame size DN2-250S, Ics=Icu=70kA@415V AC
5482 | 100A TP 70kA DN2 MCCB with O/C,S/C,E/F protection, Microprocessor based Release MTX3.0, Frame size DN2-250S, Ics=Icu=70kA@415V AC | MCCB | LV_Switchgear | CM92059OOOOBG | L&T | 100A | 70kA | Nos. | None | Inventory | 100A TP 70kA DN2 MCCB with O/C,S/C,E/F protection, Microprocessor based Release MTX3.0, Frame size DN2-250S, Ics=Icu=70kA@415V AC
5483 | 100A TP 70kA DN2 MCCB with O/C,S/C protection, Microprocessor based Release MTX1.0, Frame size DN2-250S, Ics=Icu=70kA@415V AC | MCCB | LV_Switchgear | CM92059OOOOX1 | L&T | 100A | 70kA | Nos. | None | Inventory | 100A TP 70kA DN2 MCCB with O/C,S/C protection, Microprocessor based Release MTX1.0, Frame size DN2-250S, Ics=Icu=70kA@415V AC
5484 | 40A TP 36kA DN2 MCCB with O/C,S/C,E/F protection, Microprocessor based Release MTX2.0, Frame size DN2-250D, Ics=Icu=36kA@415V AC | MCCB | LV_Switchgear | CM92063OOOOAG | L&T | 40A | 36kA | Nos. | None | Inventory | 40A TP 36kA DN2 MCCB with O/C,S/C,E/F protection, Microprocessor based Release MTX2.0, Frame size DN2-250D, Ics=Icu=36kA@415V AC
5485 | 40A TP 36kA DN2 MCCB with O/C,S/C,E/F protection, Microprocessor based Release MTX3.0, Frame size DN2-250D, Ics=Icu=36kA@415V AC | MCCB | LV_Switchgear | CM92063OOOOBG | L&T | 40A | 36kA | Nos. | None | Inventory | 40A TP 36kA DN2 MCCB with O/C,S/C,E/F protection, Microprocessor based Release MTX3.0, Frame size DN2-250D, Ics=Icu=36kA@415V AC
5486 | 40A TP 36kA DN2 MCCB with O/C,S/C protection, Microprocessor based Release MTX1.0, Frame size DN2-250D, Ics=Icu=36kA@415V AC | MCCB | LV_Switchgear | CM92063OOOOX1 | L&T | 40A | 36kA | Nos. | None | Inventory | 40A TP 36kA DN2 MCCB with O/C,S/C protection, Microprocessor based Release MTX1.0, Frame size DN2-250D, Ics=Icu=36kA@415V AC
5487 | 40A TP 50kA DN2 MCCB with O/C,S/C,E/F protection, Microprocessor based Release MTX2.0, Frame size DN2-250N, Ics=Icu=50kA@415V AC | MCCB | LV_Switchgear | CM92064OOOOAG | L&T | 40A | 50kA | Nos. | None | Inventory | 40A TP 50kA DN2 MCCB with O/C,S/C,E/F protection, Microprocessor based Release MTX2.0, Frame size DN2-250N, Ics=Icu=50kA@415V AC
5488 | 40A TP 50kA DN2 MCCB with O/C,S/C,E/F protection, Microprocessor based Release MTX3.0, Frame size DN2-250N, Ics=Icu=50kA@415V AC | MCCB | LV_Switchgear | CM92064OOOOBG | L&T | 40A | 50kA | Nos. | None | Inventory | 40A TP 50kA DN2 MCCB with O/C,S/C,E/F protection, Microprocessor based Release MTX3.0, Frame size DN2-250N, Ics=Icu=50kA@415V AC
5489 | 40A TP 50kA DN2 MCCB with O/C,S/C protection, Microprocessor based Release MTX1.0, Frame size DN2-250N, Ics=Icu=50kA@415V AC | MCCB | LV_Switchgear | CM92064OOOOX1 | L&T | 40A | 50kA | Nos. | None | Inventory | 40A TP 50kA DN2 MCCB with O/C,S/C protection, Microprocessor based Release MTX1.0, Frame size DN2-250N, Ics=Icu=50kA@415V AC
5490 | 40A TP 70kA DN2 MCCB with O/C,S/C,E/F protection, Microprocessor based Release MTX2.0, Frame size DN2-250S, Ics=Icu=70kA@415V AC | MCCB | LV_Switchgear | CM92065OOOOAG | L&T | 40A | 70kA | Nos. | None | Inventory | 40A TP 70kA DN2 MCCB with O/C,S/C,E/F protection, Microprocessor based Release MTX2.0, Frame size DN2-250S, Ics=Icu=70kA@415V AC
5491 | 40A TP 70kA DN2 MCCB with O/C,S/C,E/F protection, Microprocessor based Release MTX3.0, Frame size DN2-250S, Ics=Icu=70kA@415V AC | MCCB | LV_Switchgear | CM92065OOOOBG | L&T | 40A | 70kA | Nos. | None | Inventory | 40A TP 70kA DN2 MCCB with O/C,S/C,E/F protection, Microprocessor based Release MTX3.0, Frame size DN2-250S, Ics=Icu=70kA@415V AC
5492 | 40A TP 70kA DN2 MCCB with O/C,S/C protection, Microprocessor based Release MTX1.0, Frame size DN2-250S, Ics=Icu=70kA@415V AC | MCCB | LV_Switchgear | CM92065OOOOX1 | L&T | 40A | 70kA | Nos. | None | Inventory | 40A TP 70kA DN2 MCCB with O/C,S/C protection, Microprocessor based Release MTX1.0, Frame size DN2-250S, Ics=Icu=70kA@415V AC
5493 | 63A TP 36kA DN2 MCCB with O/C,S/C,E/F protection, Microprocessor based Release MTX2.0, Frame size DN2-250D, Ics=Icu=36kA@415V AC | MCCB | LV_Switchgear | CM92071OOOOAG | L&T | 63A | 36kA | Nos. | None | Inventory | 63A TP 36kA DN2 MCCB with O/C,S/C,E/F protection, Microprocessor based Release MTX2.0, Frame size DN2-250D, Ics=Icu=36kA@415V AC
5494 | 63A TP 36kA DN2 MCCB with O/C,S/C,E/F protection, Microprocessor based Release MTX3.0, Frame size DN2-250D, Ics=Icu=36kA@415V AC | MCCB | LV_Switchgear | CM92071OOOOBG | L&T | 63A | 36kA | Nos. | None | Inventory | 63A TP 36kA DN2 MCCB with O/C,S/C,E/F protection, Microprocessor based Release MTX3.0, Frame size DN2-250D, Ics=Icu=36kA@415V AC
5495 | 63A TP 36kA DN2 MCCB with O/C,S/C protection, Microprocessor based Release MTX1.0, Frame size DN2-250D, Ics=Icu=36kA@415V AC | MCCB | LV_Switchgear | CM92071OOOOX1 | L&T | 63A | 36kA | Nos. | None | Inventory | 63A TP 36kA DN2 MCCB with O/C,S/C protection, Microprocessor based Release MTX1.0, Frame size DN2-250D, Ics=Icu=36kA@415V AC
5496 | 63A TP 50kA DN2 MCCB with O/C,S/C,E/F protection, Microprocessor based Release MTX2.0, Frame size DN2-250N, Ics=Icu=50kA@415V AC | MCCB | LV_Switchgear | CM92072OOOOAG | L&T | 63A | 50kA | Nos. | None | Inventory | 63A TP 50kA DN2 MCCB with O/C,S/C,E/F protection, Microprocessor based Release MTX2.0, Frame size DN2-250N, Ics=Icu=50kA@415V AC
5497 | 63A TP 50kA DN2 MCCB with O/C,S/C,E/F protection, Microprocessor based Release MTX3.0, Frame size DN2-250N, Ics=Icu=50kA@415V AC | MCCB | LV_Switchgear | CM92072OOOOBG | L&T | 63A | 50kA | Nos. | None | Inventory | 63A TP 50kA DN2 MCCB with O/C,S/C,E/F protection, Microprocessor based Release MTX3.0, Frame size DN2-250N, Ics=Icu=50kA@415V AC
5498 | 63A TP 50kA DN2 MCCB with O/C,S/C protection, Microprocessor based Release MTX1.0, Frame size DN2-250N, Ics=Icu=50kA@415V AC | MCCB | LV_Switchgear | CM92072OOOOX1 | L&T | 63A | 50kA | Nos. | None | Inventory | 63A TP 50kA DN2 MCCB with O/C,S/C protection, Microprocessor based Release MTX1.0, Frame size DN2-250N, Ics=Icu=50kA@415V AC
5499 | 63A TP 70kA DN2 MCCB with O/C,S/C,E/F protection, Microprocessor based Release MTX2.0, Frame size DN2-250S, Ics=Icu=70kA@415V AC | MCCB | LV_Switchgear | CM92073OOOOAG | L&T | 63A | 70kA | Nos. | None | Inventory | 63A TP 70kA DN2 MCCB with O/C,S/C,E/F protection, Microprocessor based Release MTX2.0, Frame size DN2-250S, Ics=Icu=70kA@415V AC
5500 | 63A TP 70kA DN2 MCCB with O/C,S/C,E/F protection, Microprocessor based Release MTX3.0, Frame size DN2-250S, Ics=Icu=70kA@415V AC | MCCB | LV_Switchgear | CM92073OOOOBG | L&T | 63A | 70kA | Nos. | None | Inventory | 63A TP 70kA DN2 MCCB with O/C,S/C,E/F protection, Microprocessor based Release MTX3.0, Frame size DN2-250S, Ics=Icu=70kA@415V AC
5501 | 63A TP 70kA DN2 MCCB with O/C,S/C protection, Microprocessor based Release MTX1.0, Frame size DN2-250S, Ics=Icu=70kA@415V AC | MCCB | LV_Switchgear | CM92073OOOOX1 | L&T | 63A | 70kA | Nos. | None | Inventory | 63A TP 70kA DN2 MCCB with O/C,S/C protection, Microprocessor based Release MTX1.0, Frame size DN2-250S, Ics=Icu=70kA@415V AC
5502 | 160A TP 36kA DSINE MCCB with O/C,S/C,E/F protection, Microprocessor based Release MTX2.0, Frame size DN2-250D, Ics=Icu=36kA@415V AC | MCCB | LV_Switchgear | CM92074OOOOAG | L&T | 160A | 36kA | Nos. | None | Inventory | 160A TP 36kA DSINE MCCB with O/C,S/C,E/F protection, Microprocessor based Release MTX2.0, Frame size DN2-250D, Ics=Icu=36kA@415V AC
5503 | 160A TP 36kA DN2 MCCB with O/C,S/C,E/F protection, Microprocessor based Release MTX3.0, Frame size DN2-250D, Ics=Icu=36kA@415V AC | MCCB | LV_Switchgear | CM92074OOOOBG | L&T | 160A | 36kA | Nos. | None | Inventory | 160A TP 36kA DN2 MCCB with O/C,S/C,E/F protection, Microprocessor based Release MTX3.0, Frame size DN2-250D, Ics=Icu=36kA@415V AC
5504 | 160A TP 36kA DN2 MCCB with O/C,S/C protection, Microprocessor based Release MTX1.0, Frame size DN2-250D, Ics=Icu=36kA@415V AC | MCCB | LV_Switchgear | CM92074OOOOX1 | L&T | 160A | 36kA | Nos. | None | Inventory | 160A TP 36kA DN2 MCCB with O/C,S/C protection, Microprocessor based Release MTX1.0, Frame size DN2-250D, Ics=Icu=36kA@415V AC
5505 | 160A TP 50kA DN2 MCCB with O/C,S/C,E/F protection, Microprocessor based Release MTX2.0, Frame size DN2-250N, Ics=Icu=50kA@415V AC | MCCB | LV_Switchgear | CM92075OOOOAG | L&T | 160A | 50kA | Nos. | None | Inventory | 160A TP 50kA DN2 MCCB with O/C,S/C,E/F protection, Microprocessor based Release MTX2.0, Frame size DN2-250N, Ics=Icu=50kA@415V AC
5506 | 160A TP 50kA DN2 MCCB with O/C,S/C,E/F protection, Microprocessor based Release MTX3.0, Frame size DN2-250N, Ics=Icu=50kA@415V AC | MCCB | LV_Switchgear | CM92075OOOOBG | L&T | 160A | 50kA | Nos. | None | Inventory | 160A TP 50kA DN2 MCCB with O/C,S/C,E/F protection, Microprocessor based Release MTX3.0, Frame size DN2-250N, Ics=Icu=50kA@415V AC
5507 | 160A TP 50kA DN2 MCCB with O/C,S/C protection, Microprocessor based Release MTX1.0, Frame size DN2-250N, Ics=Icu=50kA@415V AC | MCCB | LV_Switchgear | CM92075OOOOX1 | L&T | 160A | 50kA | Nos. | None | Inventory | 160A TP 50kA DN2 MCCB with O/C,S/C protection, Microprocessor based Release MTX1.0, Frame size DN2-250N, Ics=Icu=50kA@415V AC
5508 | 160A TP 70kA DN2 MCCB with O/C,S/C,E/F protection, Microprocessor based Release MTX2.0, Frame size DN2-250S, Ics=Icu=70kA@415V AC | MCCB | LV_Switchgear | CM92076OOOOAG | L&T | 160A | 70kA | Nos. | None | Inventory | 160A TP 70kA DN2 MCCB with O/C,S/C,E/F protection, Microprocessor based Release MTX2.0, Frame size DN2-250S, Ics=Icu=70kA@415V AC
5509 | 160A TP 70kA DN2 MCCB with O/C,S/C,E/F protection, Microprocessor based Release MTX3.0, Frame size DN2-250S, Ics=Icu=70kA@415V AC | MCCB | LV_Switchgear | CM92076OOOOBG | L&T | 160A | 70kA | Nos. | None | Inventory | 160A TP 70kA DN2 MCCB with O/C,S/C,E/F protection, Microprocessor based Release MTX3.0, Frame size DN2-250S, Ics=Icu=70kA@415V AC
5510 | 160A TP 70kA DN2 MCCB with O/C,S/C protection, Microprocessor based Release MTX1.0, Frame size DN2-250S, Ics=Icu=70kA@415V AC | MCCB | LV_Switchgear | CM92076OOOOX1 | L&T | 160A | 70kA | Nos. | None | Inventory | 160A TP 70kA DN2 MCCB with O/C,S/C protection, Microprocessor based Release MTX1.0, Frame size DN2-250S, Ics=Icu=70kA@415V AC
5511 | 125A FP 70kA DN2 MCCB with O/C,S/C protection, Thermal-Magnetic Release TMD, Frame size DN2-250S, Ics=Icu=70kA@415V AC | MCCB | LV_Switchgear | CM92102OOL1OG | L&T | 125A | 70kA | Nos. | None | Inventory | 125A FP 70kA DN2 MCCB with O/C,S/C protection, Thermal-Magnetic Release TMD, Frame size DN2-250S, Ics=Icu=70kA@415V AC
5512 | 160A FP 70kA DN2 MCCB with O/C,S/C protection, Thermal-Magnetic Release TMD, Frame size DN2-250S, Ics=Icu=70kA@415V AC | MCCB | LV_Switchgear | CM92102OOM1OG | L&T | 160A | 70kA | Nos. | None | Inventory | 160A FP 70kA DN2 MCCB with O/C,S/C protection, Thermal-Magnetic Release TMD, Frame size DN2-250S, Ics=Icu=70kA@415V AC
5513 | 200A FP 70kA DN2 MCCB with O/C,S/C protection, Thermal-Magnetic Release TMD, Frame size DN2-250S, Ics=Icu=70kA@415V AC | MCCB | LV_Switchgear | CM92103OON1OG | L&T | 200A | 70kA | Nos. | None | Inventory | 200A FP 70kA DN2 MCCB with O/C,S/C protection, Thermal-Magnetic Release TMD, Frame size DN2-250S, Ics=Icu=70kA@415V AC
5514 | 250A FP 70kA DN2 MCCB with O/C,S/C protection, Thermal-Magnetic Release TMD, Frame size DN2-250S, Ics=Icu=70kA@415V AC | MCCB | LV_Switchgear | CM92103OOP1OG | L&T | 250A | 70kA | Nos. | None | Inventory | 250A FP 70kA DN2 MCCB with O/C,S/C protection, Thermal-Magnetic Release TMD, Frame size DN2-250S, Ics=Icu=70kA@415V AC
5515 | 125A FP 50kA DN2 MCCB with O/C,S/C protection, Thermal-Magnetic Release TMD, Frame size DN2-250N, Ics=Icu=50kA@415V AC | MCCB | LV_Switchgear | CM92105OOL1OG | L&T | 125A | 50kA | Nos. | None | Inventory | 125A FP 50kA DN2 MCCB with O/C,S/C protection, Thermal-Magnetic Release TMD, Frame size DN2-250N, Ics=Icu=50kA@415V AC
5516 | 160A FP 50kA DN2 MCCB with O/C,S/C protection, Thermal-Magnetic Release TMD, Frame size DN2-250N, Ics=Icu=50kA@415V AC | MCCB | LV_Switchgear | CM92105OOM1OG | L&T | 160A | 50kA | Nos. | None | Inventory | 160A FP 50kA DN2 MCCB with O/C,S/C protection, Thermal-Magnetic Release TMD, Frame size DN2-250N, Ics=Icu=50kA@415V AC
5517 | 200A FP 50kA DN2 MCCB with O/C,S/C protection, Thermal-Magnetic Release TMD, Frame size DN2-250N, Ics=Icu=50kA@415V AC | MCCB | LV_Switchgear | CM92106OON1OG | L&T | 200A | 50kA | Nos. | None | Inventory | 200A FP 50kA DN2 MCCB with O/C,S/C protection, Thermal-Magnetic Release TMD, Frame size DN2-250N, Ics=Icu=50kA@415V AC
5518 | 250A FP 50kA DN2 MCCB with O/C,S/C protection, Thermal-Magnetic Release TMD, Frame size DN2-250N, Ics=Icu=50kA@415V AC | MCCB | LV_Switchgear | CM92106OOP1OG | L&T | 250A | 50kA | Nos. | None | Inventory | 250A FP 50kA DN2 MCCB with O/C,S/C protection, Thermal-Magnetic Release TMD, Frame size DN2-250N, Ics=Icu=50kA@415V AC
5519 | 125A FP 36kA DN2 MCCB with O/C,S/C protection, Thermal-Magnetic Release TMD, Frame size DN2-250D, Ics=Icu=36kA@415V AC | MCCB | LV_Switchgear | CM92108OOL1OG | L&T | 125A | 36kA | Nos. | None | Inventory | 125A FP 36kA DN2 MCCB with O/C,S/C protection, Thermal-Magnetic Release TMD, Frame size DN2-250D, Ics=Icu=36kA@415V AC
5520 | 160A FP 36kA DN2 MCCB with O/C,S/C protection, Thermal-Magnetic Release TMD, Frame size DN2-250D, Ics=Icu=36kA@415V AC | MCCB | LV_Switchgear | CM92108OOM1OG | L&T | 160A | 36kA | Nos. | None | Inventory | 160A FP 36kA DN2 MCCB with O/C,S/C protection, Thermal-Magnetic Release TMD, Frame size DN2-250D, Ics=Icu=36kA@415V AC
5521 | 200A FP 36kA DN2 MCCB with O/C,S/C protection, Thermal-Magnetic Release TMD, Frame size DN2-250D, Ics=Icu=36kA@415V AC | MCCB | LV_Switchgear | CM92109OON1OG | L&T | 200A | 36kA | Nos. | None | Inventory | 200A FP 36kA DN2 MCCB with O/C,S/C protection, Thermal-Magnetic Release TMD, Frame size DN2-250D, Ics=Icu=36kA@415V AC
5522 | 250A FP 36kA DN2 MCCB with O/C,S/C protection, Thermal-Magnetic Release TMD, Frame size DN2-250D, Ics=Icu=36kA@415V AC | MCCB | LV_Switchgear | CM92109OOP1OG | L&T | 250A | 36kA | Nos. | None | Inventory | 250A FP 36kA DN2 MCCB with O/C,S/C protection, Thermal-Magnetic Release TMD, Frame size DN2-250D, Ics=Icu=36kA@415V AC
5523 | 250A FP 36kA DN2 MCCB with O/C,S/C,E/F protection, Microprocessor based Release MTX2.0, Frame size DN2-250D, Ics=Icu=36kA@415V AC | MCCB | LV_Switchgear | CM92151OOOOAG | L&T | 250A | 36kA | Nos. | None | Inventory | 250A FP 36kA DN2 MCCB with O/C,S/C,E/F protection, Microprocessor based Release MTX2.0, Frame size DN2-250D, Ics=Icu=36kA@415V AC
5524 | 250A FP 36kA DN2 MCCB with O/C,S/C,E/F protection, Microprocessor based Release MTX3.0, Frame size DN2-250D, Ics=Icu=36kA@415V AC | MCCB | LV_Switchgear | CM92151OOOOBG | L&T | 250A | 36kA | Nos. | None | Inventory | 250A FP 36kA DN2 MCCB with O/C,S/C,E/F protection, Microprocessor based Release MTX3.0, Frame size DN2-250D, Ics=Icu=36kA@415V AC
5525 | 250A FP 36kA DN2 MCCB with O/C,S/C protection, Microprocessor based Release MTX1.0, Frame size DN2-250D, Ics=Icu=36kA@415V AC | MCCB | LV_Switchgear | CM92151OOOOX1 | L&T | 250A | 36kA | Nos. | None | Inventory | 250A FP 36kA DN2 MCCB with O/C,S/C protection, Microprocessor based Release MTX1.0, Frame size DN2-250D, Ics=Icu=36kA@415V AC
5526 | 160A FP 36kA DN2 MCCB with O/C,S/C,E/F protection, Microprocessor based Release MTX2.0, Frame size DN2-250D, Ics=Icu=36kA@415V AC | MCCB | LV_Switchgear | CM92152OOOOAG | L&T | 160A | 36kA | Nos. | None | Inventory | 160A FP 36kA DN2 MCCB with O/C,S/C,E/F protection, Microprocessor based Release MTX2.0, Frame size DN2-250D, Ics=Icu=36kA@415V AC
5527 | 160A FP 36kA DN2 MCCB with O/C,S/C,E/F protection, Microprocessor based Release MTX3.0, Frame size DN2-250D, Ics=Icu=36kA@415V AC | MCCB | LV_Switchgear | CM92152OOOOBG | L&T | 160A | 36kA | Nos. | None | Inventory | 160A FP 36kA DN2 MCCB with O/C,S/C,E/F protection, Microprocessor based Release MTX3.0, Frame size DN2-250D, Ics=Icu=36kA@415V AC
5528 | 160A FP 36kA DN2 MCCB with O/C,S/C protection, Microprocessor based Release MTX1.0, Frame size DN2-250D, Ics=Icu=36kA@415V AC | MCCB | LV_Switchgear | CM92152OOOOX1 | L&T | 160A | 36kA | Nos. | None | Inventory | 160A FP 36kA DN2 MCCB with O/C,S/C protection, Microprocessor based Release MTX1.0, Frame size DN2-250D, Ics=Icu=36kA@415V AC
5529 | 100A FP 36kA DN2 MCCB with O/C,S/C,E/F protection, Microprocessor based Release MTX2.0, Frame size DN2-250D, Ics=Icu=36kA@415V AC | MCCB | LV_Switchgear | CM92153OOOOAG | L&T | 100A | 36kA | Nos. | None | Inventory | 100A FP 36kA DN2 MCCB with O/C,S/C,E/F protection, Microprocessor based Release MTX2.0, Frame size DN2-250D, Ics=Icu=36kA@415V AC
5530 | 100A FP 36kA DN2 MCCB with O/C,S/C,E/F protection, Microprocessor based Release MTX3.0, Frame size DN2-250D, Ics=Icu=36kA@415V AC | MCCB | LV_Switchgear | CM92153OOOOBG | L&T | 100A | 36kA | Nos. | None | Inventory | 100A FP 36kA DN2 MCCB with O/C,S/C,E/F protection, Microprocessor based Release MTX3.0, Frame size DN2-250D, Ics=Icu=36kA@415V AC
5531 | 100A FP 36kA DN2 MCCB with O/C,S/C protection, Microprocessor based Release MTX1.0, Frame size DN2-250D, Ics=Icu=36kA@415V AC | MCCB | LV_Switchgear | CM92153OOOOX1 | L&T | 100A | 36kA | Nos. | None | Inventory | 100A FP 36kA DN2 MCCB with O/C,S/C protection, Microprocessor based Release MTX1.0, Frame size DN2-250D, Ics=Icu=36kA@415V AC
5532 | 63A FP 36kA DN2 MCCB with O/C,S/C,E/F protection, Microprocessor based Release MTX2.0, Frame size DN2-250D, Ics=Icu=36kA@415V AC | MCCB | LV_Switchgear | CM92154OOOOAG | L&T | 63A | 36kA | Nos. | None | Inventory | 63A FP 36kA DN2 MCCB with O/C,S/C,E/F protection, Microprocessor based Release MTX2.0, Frame size DN2-250D, Ics=Icu=36kA@415V AC
5533 | 63A FP 36kA DN2 MCCB with O/C,S/C,E/F protection, Microprocessor based Release MTX3.0, Frame size DN2-250D, Ics=Icu=36kA@415V AC | MCCB | LV_Switchgear | CM92154OOOOBG | L&T | 63A | 36kA | Nos. | None | Inventory | 63A FP 36kA DN2 MCCB with O/C,S/C,E/F protection, Microprocessor based Release MTX3.0, Frame size DN2-250D, Ics=Icu=36kA@415V AC
5534 | 63A FP 36kA DN2 MCCB with O/C,S/C protection, Microprocessor based Release MTX1.0, Frame size DN2-250D, Ics=Icu=36kA@415V AC | MCCB | LV_Switchgear | CM92154OOOOX1 | L&T | 63A | 36kA | Nos. | None | Inventory | 63A FP 36kA DN2 MCCB with O/C,S/C protection, Microprocessor based Release MTX1.0, Frame size DN2-250D, Ics=Icu=36kA@415V AC
5535 | 40A FP 36kA DN2 MCCB with O/C,S/C,E/F protection, Microprocessor based Release MTX2.0, Frame size DN2-250D, Ics=Icu=36kA@415V AC | MCCB | LV_Switchgear | CM92155OOOOAG | L&T | 40A | 36kA | Nos. | None | Inventory | 40A FP 36kA DN2 MCCB with O/C,S/C,E/F protection, Microprocessor based Release MTX2.0, Frame size DN2-250D, Ics=Icu=36kA@415V AC
5536 | 40A FP 36kA DN2 MCCB with O/C,S/C,E/F protection, Microprocessor based Release MTX3.0, Frame size DN2-250D, Ics=Icu=36kA@415V AC | MCCB | LV_Switchgear | CM92155OOOOBG | L&T | 40A | 36kA | Nos. | None | Inventory | 40A FP 36kA DN2 MCCB with O/C,S/C,E/F protection, Microprocessor based Release MTX3.0, Frame size DN2-250D, Ics=Icu=36kA@415V AC
5537 | 40A FP 36kA DN2 MCCB with O/C,S/C protection, Microprocessor based Release MTX1.0, Frame size DN2-250D, Ics=Icu=36kA@415V AC | MCCB | LV_Switchgear | CM92155OOOOX1 | L&T | 40A | 36kA | Nos. | None | Inventory | 40A FP 36kA DN2 MCCB with O/C,S/C protection, Microprocessor based Release MTX1.0, Frame size DN2-250D, Ics=Icu=36kA@415V AC
5538 | 250A FP 50kA DN2 MCCB with O/C,S/C,E/F protection, Microprocessor based Release MTX2.0, Frame size DN2-250N, Ics=Icu=50kA@415V AC | MCCB | LV_Switchgear | CM92156OOOOAG | L&T | 250A | 50kA | Nos. | None | Inventory | 250A FP 50kA DN2 MCCB with O/C,S/C,E/F protection, Microprocessor based Release MTX2.0, Frame size DN2-250N, Ics=Icu=50kA@415V AC
5539 | 250A FP 50kA DN2 MCCB with O/C,S/C,E/F protection, Microprocessor based Release MTX3.0, Frame size DN2-250N, Ics=Icu=50kA@415V AC | MCCB | LV_Switchgear | CM92156OOOOBG | L&T | 250A | 50kA | Nos. | None | Inventory | 250A FP 50kA DN2 MCCB with O/C,S/C,E/F protection, Microprocessor based Release MTX3.0, Frame size DN2-250N, Ics=Icu=50kA@415V AC
5540 | 250A FP 50kA DN2 MCCB with O/C,S/C protection, Microprocessor based Release MTX1.0, Frame size DN2-250N, Ics=Icu=50kA@415V AC | MCCB | LV_Switchgear | CM92156OOOOX1 | L&T | 250A | 50kA | Nos. | None | Inventory | 250A FP 50kA DN2 MCCB with O/C,S/C protection, Microprocessor based Release MTX1.0, Frame size DN2-250N, Ics=Icu=50kA@415V AC
5541 | 160A FP 50kA DN2 MCCB with O/C,S/C,E/F protection, Microprocessor based Release MTX2.0, Frame size DN2-250N, Ics=Icu=50kA@415V AC | MCCB | LV_Switchgear | CM92157OOOOAG | L&T | 160A | 50kA | Nos. | None | Inventory | 160A FP 50kA DN2 MCCB with O/C,S/C,E/F protection, Microprocessor based Release MTX2.0, Frame size DN2-250N, Ics=Icu=50kA@415V AC
5542 | 160A FP 50kA DN2 MCCB with O/C,S/C,E/F protection, Microprocessor based Release MTX3.0, Frame size DN2-250N, Ics=Icu=50kA@415V AC | MCCB | LV_Switchgear | CM92157OOOOBG | L&T | 160A | 50kA | Nos. | None | Inventory | 160A FP 50kA DN2 MCCB with O/C,S/C,E/F protection, Microprocessor based Release MTX3.0, Frame size DN2-250N, Ics=Icu=50kA@415V AC
5543 | 160A FP 50kA DN2 MCCB with O/C,S/C protection, Microprocessor based Release MTX1.0, Frame size DN2-250N, Ics=Icu=50kA@415V AC | MCCB | LV_Switchgear | CM92157OOOOX1 | L&T | 160A | 50kA | Nos. | None | Inventory | 160A FP 50kA DN2 MCCB with O/C,S/C protection, Microprocessor based Release MTX1.0, Frame size DN2-250N, Ics=Icu=50kA@415V AC
5544 | 100A FP 50kA DN2 MCCB with O/C,S/C,E/F protection, Microprocessor based Release MTX2.0, Frame size DN2-250N, Ics=Icu=50kA@415V AC | MCCB | LV_Switchgear | CM92158OOOOAG | L&T | 100A | 50kA | Nos. | None | Inventory | 100A FP 50kA DN2 MCCB with O/C,S/C,E/F protection, Microprocessor based Release MTX2.0, Frame size DN2-250N, Ics=Icu=50kA@415V AC
5545 | 100A FP 50kA DN2 MCCB with O/C,S/C,E/F protection, Microprocessor based Release MTX3.0, Frame size DN2-250N, Ics=Icu=50kA@415V AC | MCCB | LV_Switchgear | CM92158OOOOBG | L&T | 100A | 50kA | Nos. | None | Inventory | 100A FP 50kA DN2 MCCB with O/C,S/C,E/F protection, Microprocessor based Release MTX3.0, Frame size DN2-250N, Ics=Icu=50kA@415V AC
5546 | 100A FP 50kA DN2 MCCB with O/C,S/C protection, Microprocessor based Release MTX1.0, Frame size DN2-250N, Ics=Icu=50kA@415V AC | MCCB | LV_Switchgear | CM92158OOOOX1 | L&T | 100A | 50kA | Nos. | None | Inventory | 100A FP 50kA DN2 MCCB with O/C,S/C protection, Microprocessor based Release MTX1.0, Frame size DN2-250N, Ics=Icu=50kA@415V AC
5547 | 63A FP 50kA DN2 MCCB with O/C,S/C,E/F protection, Microprocessor based Release MTX2.0, Frame size DN2-250N, Ics=Icu=50kA@415V AC | MCCB | LV_Switchgear | CM92159OOOOAG | L&T | 63A | 50kA | Nos. | None | Inventory | 63A FP 50kA DN2 MCCB with O/C,S/C,E/F protection, Microprocessor based Release MTX2.0, Frame size DN2-250N, Ics=Icu=50kA@415V AC
5548 | 63A FP 50kA DN2 MCCB with O/C,S/C,E/F protection, Microprocessor based Release MTX3.0, Frame size DN2-250N, Ics=Icu=50kA@415V AC | MCCB | LV_Switchgear | CM92159OOOOBG | L&T | 63A | 50kA | Nos. | None | Inventory | 63A FP 50kA DN2 MCCB with O/C,S/C,E/F protection, Microprocessor based Release MTX3.0, Frame size DN2-250N, Ics=Icu=50kA@415V AC
5549 | 63A FP 50kA DN2 MCCB with O/C,S/C protection, Microprocessor based Release MTX1.0, Frame size DN2-250N, Ics=Icu=50kA@415V AC | MCCB | LV_Switchgear | CM92159OOOOX1 | L&T | 63A | 50kA | Nos. | None | Inventory | 63A FP 50kA DN2 MCCB with O/C,S/C protection, Microprocessor based Release MTX1.0, Frame size DN2-250N, Ics=Icu=50kA@415V AC
5550 | 40A FP 50kA DN2 MCCB with O/C,S/C,E/F protection, Microprocessor based Release MTX2.0, Frame size DN2-250N, Ics=Icu=50kA@415V AC | MCCB | LV_Switchgear | CM92160OOOOAG | L&T | 40A | 50kA | Nos. | None | Inventory | 40A FP 50kA DN2 MCCB with O/C,S/C,E/F protection, Microprocessor based Release MTX2.0, Frame size DN2-250N, Ics=Icu=50kA@415V AC
5551 | 40A FP 50kA DN2 MCCB with O/C,S/C,E/F protection, Microprocessor based Release MTX3.0, Frame size DN2-250N, Ics=Icu=50kA@415V AC | MCCB | LV_Switchgear | CM92160OOOOBG | L&T | 40A | 50kA | Nos. | None | Inventory | 40A FP 50kA DN2 MCCB with O/C,S/C,E/F protection, Microprocessor based Release MTX3.0, Frame size DN2-250N, Ics=Icu=50kA@415V AC
5552 | 40A FP 50kA DN2 MCCB with O/C,S/C protection, Microprocessor based Release MTX1.0, Frame size DN2-250N, Ics=Icu=50kA@415V AC | MCCB | LV_Switchgear | CM92160OOOOX1 | L&T | 40A | 50kA | Nos. | None | Inventory | 40A FP 50kA DN2 MCCB with O/C,S/C protection, Microprocessor based Release MTX1.0, Frame size DN2-250N, Ics=Icu=50kA@415V AC
5553 | 250A FP 70kA DN2 MCCB with O/C,S/C,E/F protection, Microprocessor based Release MTX2.0, Frame size DN2-250S, Ics=Icu=70kA@415V AC | MCCB | LV_Switchgear | CM92161OOOOAG | L&T | 250A | 70kA | Nos. | None | Inventory | 250A FP 70kA DN2 MCCB with O/C,S/C,E/F protection, Microprocessor based Release MTX2.0, Frame size DN2-250S, Ics=Icu=70kA@415V AC
5554 | 250A FP 70kA DN2 MCCB with O/C,S/C,E/F protection, Microprocessor based Release MTX3.0, Frame size DN2-250S, Ics=Icu=70kA@415V AC | MCCB | LV_Switchgear | CM92161OOOOBG | L&T | 250A | 70kA | Nos. | None | Inventory | 250A FP 70kA DN2 MCCB with O/C,S/C,E/F protection, Microprocessor based Release MTX3.0, Frame size DN2-250S, Ics=Icu=70kA@415V AC
5555 | 250A FP 70kA DN2 MCCB with O/C,S/C protection, Microprocessor based Release MTX1.0, Frame size DN2-250S, Ics=Icu=70kA@415V AC | MCCB | LV_Switchgear | CM92161OOOOX1 | L&T | 250A | 70kA | Nos. | None | Inventory | 250A FP 70kA DN2 MCCB with O/C,S/C protection, Microprocessor based Release MTX1.0, Frame size DN2-250S, Ics=Icu=70kA@415V AC
5556 | 160A FP 70kA DN2 MCCB with O/C,S/C,E/F protection, Microprocessor based Release MTX2.0, Frame size DN2-250S, Ics=Icu=70kA@415V AC | MCCB | LV_Switchgear | CM92162OOOOAG | L&T | 160A | 70kA | Nos. | None | Inventory | 160A FP 70kA DN2 MCCB with O/C,S/C,E/F protection, Microprocessor based Release MTX2.0, Frame size DN2-250S, Ics=Icu=70kA@415V AC
5557 | 160A FP 70kA DN2 MCCB with O/C,S/C,E/F protection, Microprocessor based Release MTX3.0, Frame size DN2-250S, Ics=Icu=70kA@415V AC | MCCB | LV_Switchgear | CM92162OOOOBG | L&T | 160A | 70kA | Nos. | None | Inventory | 160A FP 70kA DN2 MCCB with O/C,S/C,E/F protection, Microprocessor based Release MTX3.0, Frame size DN2-250S, Ics=Icu=70kA@415V AC
5558 | 160A FP 70kA DN2 MCCB with O/C,S/C protection, Microprocessor based Release MTX1.0, Frame size DN2-250S, Ics=Icu=70kA@415V AC | MCCB | LV_Switchgear | CM92162OOOOX1 | L&T | 160A | 70kA | Nos. | None | Inventory | 160A FP 70kA DN2 MCCB with O/C,S/C protection, Microprocessor based Release MTX1.0, Frame size DN2-250S, Ics=Icu=70kA@415V AC
5559 | 100A FP 70kA DN2 MCCB with O/C,S/C,E/F protection, Microprocessor based Release MTX2.0, Frame size DN2-250S, Ics=Icu=70kA@415V AC | MCCB | LV_Switchgear | CM92163OOOOAG | L&T | 100A | 70kA | Nos. | None | Inventory | 100A FP 70kA DN2 MCCB with O/C,S/C,E/F protection, Microprocessor based Release MTX2.0, Frame size DN2-250S, Ics=Icu=70kA@415V AC
5560 | 100A FP 70kA DN2 MCCB with O/C,S/C,E/F protection, Microprocessor based Release MTX3.0, Frame size DN2-250S, Ics=Icu=70kA@415V AC | MCCB | LV_Switchgear | CM92163OOOOBG | L&T | 100A | 70kA | Nos. | None | Inventory | 100A FP 70kA DN2 MCCB with O/C,S/C,E/F protection, Microprocessor based Release MTX3.0, Frame size DN2-250S, Ics=Icu=70kA@415V AC
5561 | 100A FP 70kA DN2 MCCB with O/C,S/C protection, Microprocessor based Release MTX1.0, Frame size DN2-250S, Ics=Icu=70kA@415V AC | MCCB | LV_Switchgear | CM92163OOOOX1 | L&T | 100A | 70kA | Nos. | None | Inventory | 100A FP 70kA DN2 MCCB with O/C,S/C protection, Microprocessor based Release MTX1.0, Frame size DN2-250S, Ics=Icu=70kA@415V AC
5562 | 63A FP 70kA DN2 MCCB with O/C,S/C,E/F protection, Microprocessor based Release MTX2.0, Frame size DN2-250S, Ics=Icu=70kA@415V AC | MCCB | LV_Switchgear | CM92164OOOOAG | L&T | 63A | 70kA | Nos. | None | Inventory | 63A FP 70kA DN2 MCCB with O/C,S/C,E/F protection, Microprocessor based Release MTX2.0, Frame size DN2-250S, Ics=Icu=70kA@415V AC
5563 | 63A FP 70kA DN2 MCCB with O/C,S/C,E/F protection, Microprocessor based Release MTX3.0, Frame size DN2-250S, Ics=Icu=70kA@415V AC | MCCB | LV_Switchgear | CM92164OOOOBG | L&T | 63A | 70kA | Nos. | None | Inventory | 63A FP 70kA DN2 MCCB with O/C,S/C,E/F protection, Microprocessor based Release MTX3.0, Frame size DN2-250S, Ics=Icu=70kA@415V AC
5564 | 63A FP 70kA DN2 MCCB with O/C,S/C protection, Microprocessor based Release MTX1.0, Frame size DN2-250S, Ics=Icu=70kA@415V AC | MCCB | LV_Switchgear | CM92164OOOOX1 | L&T | 63A | 70kA | Nos. | None | Inventory | 63A FP 70kA DN2 MCCB with O/C,S/C protection, Microprocessor based Release MTX1.0, Frame size DN2-250S, Ics=Icu=70kA@415V AC
5565 | 40A FP 70kA DN2 MCCB with O/C,S/C,E/F protection, Microprocessor based Release MTX2.0, Frame size DN2-250S, Ics=Icu=70kA@415V AC | MCCB | LV_Switchgear | CM92165OOOOAG | L&T | 40A | 70kA | Nos. | None | Inventory | 40A FP 70kA DN2 MCCB with O/C,S/C,E/F protection, Microprocessor based Release MTX2.0, Frame size DN2-250S, Ics=Icu=70kA@415V AC
5566 | 40A FP 70kA DN2 MCCB with O/C,S/C,E/F protection, Microprocessor based Release MTX3.0, Frame size DN2-250S, Ics=Icu=70kA@415V AC | MCCB | LV_Switchgear | CM92165OOOOBG | L&T | 40A | 70kA | Nos. | None | Inventory | 40A FP 70kA DN2 MCCB with O/C,S/C,E/F protection, Microprocessor based Release MTX3.0, Frame size DN2-250S, Ics=Icu=70kA@415V AC
5567 | 40A FP 70kA DN2 MCCB with O/C,S/C protection, Microprocessor based Release MTX1.0, Frame size DN2-250S, Ics=Icu=70kA@415V AC | MCCB | LV_Switchgear | CM92165OOOOX1 | L&T | 40A | 70kA | Nos. | None | Inventory | 40A FP 70kA DN2 MCCB with O/C,S/C protection, Microprocessor based Release MTX1.0, Frame size DN2-250S, Ics=Icu=70kA@415V AC
5568 | 200A TP 50kA DN2 MCCB with S/C, protection, Frame size DN2-250M, Icu=50kA@415V AC | MCCB | LV_Switchgear | CM92171OONOOG | L&T | 200A | 50kA | Nos. | None | Inventory | 200A TP 50kA DN2 MCCB with S/C, protection, Frame size DN2-250M, Icu=50kA@415V AC
5569 | 250A TP 50kA DN2 MCCB with S/C, protection, Frame size DN2-250M, Icu=50kA@415V AC | MCCB | LV_Switchgear | CM92171OOPOOG | L&T | 250A | 50kA | Nos. | None | Inventory | 250A TP 50kA DN2 MCCB with S/C, protection, Frame size DN2-250M, Icu=50kA@415V AC
5570 | 400A TP 36kA DN3 MCCB with O/C,S/C,E/F protection, Microprocessor based Release MTX2.0, Frame size DN3-400D, Ics=Icu=36kA@415V AC | MCCB | LV_Switchgear | CM93001OOOOAG | L&T | 400A | 36kA | Nos. | None | Inventory | 400A TP 36kA DN3 MCCB with O/C,S/C,E/F protection, Microprocessor based Release MTX2.0, Frame size DN3-400D, Ics=Icu=36kA@415V AC
5571 | 400A TP 36kA DN3 MCCB with O/C,S/C,E/F protection, Microprocessor based Release MTX3.0, Frame size DN3-400D, Ics=Icu=36kA@415V AC | MCCB | LV_Switchgear | CM93001OOOOBG | L&T | 400A | 36kA | Nos. | None | Inventory | 400A TP 36kA DN3 MCCB with O/C,S/C,E/F protection, Microprocessor based Release MTX3.0, Frame size DN3-400D, Ics=Icu=36kA@415V AC
5572 | 400A TP 36kA DN3 MCCB with O/C,S/C protection, Microprocessor based Release MTX1.0, Frame size DN3-400D, Ics=Icu=36kA@415V AC | MCCB | LV_Switchgear | CM93001OOOOX1 | L&T | 400A | 36kA | Nos. | None | Inventory | 400A TP 36kA DN3 MCCB with O/C,S/C protection, Microprocessor based Release MTX1.0, Frame size DN3-400D, Ics=Icu=36kA@415V AC
5573 | 400A TP 50kA DN3 MCCB with O/C,S/C,E/F protection, Microprocessor based Release MTX2.0, Frame size DN3-400N, Ics=Icu=50kA@415V AC | MCCB | LV_Switchgear | CM93002OOOOAG | L&T | 400A | 50kA | Nos. | None | Inventory | 400A TP 50kA DN3 MCCB with O/C,S/C,E/F protection, Microprocessor based Release MTX2.0, Frame size DN3-400N, Ics=Icu=50kA@415V AC
5574 | 400A TP 50kA DN3 MCCB with O/C,S/C,E/F protection, Microprocessor based Release MTX3.0, Frame size DN3-400N, Ics=Icu=50kA@415V AC | MCCB | LV_Switchgear | CM93002OOOOBG | L&T | 400A | 50kA | Nos. | None | Inventory | 400A TP 50kA DN3 MCCB with O/C,S/C,E/F protection, Microprocessor based Release MTX3.0, Frame size DN3-400N, Ics=Icu=50kA@415V AC
5575 | 400A TP 50kA DN3 MCCB with O/C,S/C protection, Microprocessor based Release MTX1.0, Frame size DN3-400N, Ics=Icu=50kA@415V AC | MCCB | LV_Switchgear | CM93002OOOOX1 | L&T | 400A | 50kA | Nos. | None | Inventory | 400A TP 50kA DN3 MCCB with O/C,S/C protection, Microprocessor based Release MTX1.0, Frame size DN3-400N, Ics=Icu=50kA@415V AC
5576 | 400A FP 36kA DN3 MCCB with O/C,S/C,E/F protection, Microprocessor based Release MTX2.0, Frame size DN3-400D, Ics=Icu=36kA@415V AC | MCCB | LV_Switchgear | CM93003OOOOAG | L&T | 400A | 36kA | Nos. | None | Inventory | 400A FP 36kA DN3 MCCB with O/C,S/C,E/F protection, Microprocessor based Release MTX2.0, Frame size DN3-400D, Ics=Icu=36kA@415V AC
5577 | 400A FP 36kA DN3 MCCB with O/C,S/C,E/F protection, Microprocessor based Release MTX3.0, Frame size DN3-400D, Ics=Icu=36kA@415V AC | MCCB | LV_Switchgear | CM93003OOOOBG | L&T | 400A | 36kA | Nos. | None | Inventory | 400A FP 36kA DN3 MCCB with O/C,S/C,E/F protection, Microprocessor based Release MTX3.0, Frame size DN3-400D, Ics=Icu=36kA@415V AC
5578 | 400A FP 36kA DN3 MCCB with O/C,S/C protection, Microprocessor based Release MTX1.0, Frame size DN3-400D, Ics=Icu=36kA@415V AC | MCCB | LV_Switchgear | CM93003OOOOX1 | L&T | 400A | 36kA | Nos. | None | Inventory | 400A FP 36kA DN3 MCCB with O/C,S/C protection, Microprocessor based Release MTX1.0, Frame size DN3-400D, Ics=Icu=36kA@415V AC
5579 | 400A FP 50kA DN3 MCCB with O/C,S/C,E/F protection, Microprocessor based Release MTX2.0, Frame size DN3-400N, Ics=Icu=50kA@415V AC | MCCB | LV_Switchgear | CM93004OOOOAG | L&T | 400A | 50kA | Nos. | None | Inventory | 400A FP 50kA DN3 MCCB with O/C,S/C,E/F protection, Microprocessor based Release MTX2.0, Frame size DN3-400N, Ics=Icu=50kA@415V AC
5580 | 400A FP 50kA DN3 MCCB with O/C,S/C,E/F protection, Microprocessor based Release MTX3.0, Frame size DN3-400N, Ics=Icu=50kA@415V AC | MCCB | LV_Switchgear | CM93004OOOOBG | L&T | 400A | 50kA | Nos. | None | Inventory | 400A FP 50kA DN3 MCCB with O/C,S/C,E/F protection, Microprocessor based Release MTX3.0, Frame size DN3-400N, Ics=Icu=50kA@415V AC
5581 | 400A FP 50kA DN3 MCCB with O/C,S/C protection, Microprocessor based Release MTX1.0, Frame size DN3-400N, Ics=Icu=50kA@415V AC | MCCB | LV_Switchgear | CM93004OOOOX1 | L&T | 400A | 50kA | Nos. | None | Inventory | 400A FP 50kA DN3 MCCB with O/C,S/C protection, Microprocessor based Release MTX1.0, Frame size DN3-400N, Ics=Icu=50kA@415V AC
5582 | 630A TP 36kA DN3 MCCB with O/C,S/C,E/F protection, Microprocessor based Release MTX2.0, Frame size DN3-630D, Ics=Icu=36kA@415V AC | MCCB | LV_Switchgear | CM93005OOOOAG | L&T | 630A | 36kA | Nos. | None | Inventory | 630A TP 36kA DN3 MCCB with O/C,S/C,E/F protection, Microprocessor based Release MTX2.0, Frame size DN3-630D, Ics=Icu=36kA@415V AC
5583 | 630A TP 36kA DN3 MCCB with O/C,S/C,E/F protection, Microprocessor based Release MTX3.0, Frame size DN3-630D, Ics=Icu=36kA@415V AC | MCCB | LV_Switchgear | CM93005OOOOBG | L&T | 630A | 36kA | Nos. | None | Inventory | 630A TP 36kA DN3 MCCB with O/C,S/C,E/F protection, Microprocessor based Release MTX3.0, Frame size DN3-630D, Ics=Icu=36kA@415V AC
5584 | 630A TP 36kA DN3 MCCB with O/C,S/C protection, Microprocessor based Release MTX1.0, Frame size DN3-630D, Ics=Icu=36kA@415V AC | MCCB | LV_Switchgear | CM93005OOOOX1 | L&T | 630A | 36kA | Nos. | None | Inventory | 630A TP 36kA DN3 MCCB with O/C,S/C protection, Microprocessor based Release MTX1.0, Frame size DN3-630D, Ics=Icu=36kA@415V AC
5585 | 630A TP 50kA DN3 MCCB with O/C,S/C,E/F protection, Microprocessor based Release MTX2.0, Frame size DN3-630N, Ics=Icu=50kA@415V AC | MCCB | LV_Switchgear | CM93006OOOOAG | L&T | 630A | 50kA | Nos. | None | Inventory | 630A TP 50kA DN3 MCCB with O/C,S/C,E/F protection, Microprocessor based Release MTX2.0, Frame size DN3-630N, Ics=Icu=50kA@415V AC
5586 | 630A TP 50kA DN3 MCCB with O/C,S/C,E/F protection, Microprocessor based Release MTX3.0, Frame size DN3-630N, Ics=Icu=50kA@415V AC | MCCB | LV_Switchgear | CM93006OOOOBG | L&T | 630A | 50kA | Nos. | None | Inventory | 630A TP 50kA DN3 MCCB with O/C,S/C,E/F protection, Microprocessor based Release MTX3.0, Frame size DN3-630N, Ics=Icu=50kA@415V AC
5587 | 630A TP 50kA DN3 MCCB with O/C,S/C protection, Microprocessor based Release MTX1.0, Frame size DN3-630N, Ics=Icu=50kA@415V AC | MCCB | LV_Switchgear | CM93006OOOOX1 | L&T | 630A | 50kA | Nos. | None | Inventory | 630A TP 50kA DN3 MCCB with O/C,S/C protection, Microprocessor based Release MTX1.0, Frame size DN3-630N, Ics=Icu=50kA@415V AC
5588 | 630A FP 36kA DN3 MCCB with O/C,S/C,E/F protection, Microprocessor based Release MTX2.0, Frame size DN3-630D, Ics=Icu=36kA@415V AC | MCCB | LV_Switchgear | CM93007OOOOAG | L&T | 630A | 36kA | Nos. | None | Inventory | 630A FP 36kA DN3 MCCB with O/C,S/C,E/F protection, Microprocessor based Release MTX2.0, Frame size DN3-630D, Ics=Icu=36kA@415V AC
5589 | 630A FP 36kA DN3 MCCB with O/C,S/C,E/F protection, Microprocessor based Release MTX3.0, Frame size DN3-630D, Ics=Icu=36kA@415V AC | MCCB | LV_Switchgear | CM93007OOOOBG | L&T | 630A | 36kA | Nos. | None | Inventory | 630A FP 36kA DN3 MCCB with O/C,S/C,E/F protection, Microprocessor based Release MTX3.0, Frame size DN3-630D, Ics=Icu=36kA@415V AC
5590 | 630A FP 36kA DN3 MCCB with O/C,S/C protection, Microprocessor based Release MTX1.0, Frame size DN3-630D, Ics=Icu=36kA@415V AC | MCCB | LV_Switchgear | CM93007OOOOX1 | L&T | 630A | 36kA | Nos. | None | Inventory | 630A FP 36kA DN3 MCCB with O/C,S/C protection, Microprocessor based Release MTX1.0, Frame size DN3-630D, Ics=Icu=36kA@415V AC
5591 | 630A FP 50kA DN3 MCCB with O/C,S/C,E/F protection, Microprocessor based Release MTX2.0, Frame size DN3-630N, Ics=Icu=50kA@415V AC | MCCB | LV_Switchgear | CM93008OOOOAG | L&T | 630A | 50kA | Nos. | None | Inventory | 630A FP 50kA DN3 MCCB with O/C,S/C,E/F protection, Microprocessor based Release MTX2.0, Frame size DN3-630N, Ics=Icu=50kA@415V AC
5592 | 630A FP 50kA DN3 MCCB with O/C,S/C,E/F protection, Microprocessor based Release MTX3.0, Frame size DN3-630N, Ics=Icu=50kA@415V AC | MCCB | LV_Switchgear | CM93008OOOOBG | L&T | 630A | 50kA | Nos. | None | Inventory | 630A FP 50kA DN3 MCCB with O/C,S/C,E/F protection, Microprocessor based Release MTX3.0, Frame size DN3-630N, Ics=Icu=50kA@415V AC
5593 | 630A FP 50kA DN3 MCCB with O/C,S/C protection, Microprocessor based Release MTX1.0, Frame size DN3-630N, Ics=Icu=50kA@415V AC | MCCB | LV_Switchgear | CM93008OOOOX1 | L&T | 630A | 50kA | Nos. | None | Inventory | 630A FP 50kA DN3 MCCB with O/C,S/C protection, Microprocessor based Release MTX1.0, Frame size DN3-630N, Ics=Icu=50kA@415V AC
5594 | 1250A TP DN4 Switch Disconnector, Type DN4-1250SD | Switch Disconnector | LV_Switchgear | CM93041OOAO | L&T | 1250A | MCCB Disconnector | Nos. | None | Inventory | 1250A TP DN4 Switch Disconnector, Type DN4-1250SD
5595 | 800A TP DN4 Switch Disconnector, Type DN4-1250SD | Switch Disconnector | LV_Switchgear | CM93041OOUO | L&T | 800A | MCCB Disconnector | Nos. | None | Inventory | 800A TP DN4 Switch Disconnector, Type DN4-1250SD
5596 | 1000A TP DN4 Switch Disconnector, Type DN4-1250SD | Switch Disconnector | LV_Switchgear | CM93041OOVO | L&T | 1000A | MCCB Disconnector | Nos. | None | Inventory | 1000A TP DN4 Switch Disconnector, Type DN4-1250SD
5597 | 1250A FP DN4 Switch Disconnector, Type DN4-1250SD | Switch Disconnector | LV_Switchgear | CM93042OOAO | L&T | 1250A | MCCB Disconnector | Nos. | None | Inventory | 1250A FP DN4 Switch Disconnector, Type DN4-1250SD
5598 | 800A FP DN4 Switch Disconnector, Type DN4-1250SD | Switch Disconnector | LV_Switchgear | CM93042OOUO | L&T | 800A | MCCB Disconnector | Nos. | None | Inventory | 800A FP DN4 Switch Disconnector, Type DN4-1250SD
5599 | 1000A FP DN4 Switch Disconnector, Type DN4-1250SD | Switch Disconnector | LV_Switchgear | CM93042OOVO | L&T | 1000A | MCCB Disconnector | Nos. | None | Inventory | 1000A FP DN4 Switch Disconnector, Type DN4-1250SD
5600 | 320A TP 70kA DN3 MCCB with O/C,S/C protection, Thermal-Magnetic Release TMD, Frame size DN3-400S, Ics=Icu=70kA@415V AC | MCCB | LV_Switchgear | CM94001OOQ1OG | L&T | 320A | 70kA | Nos. | None | Inventory | 320A TP 70kA DN3 MCCB with O/C,S/C protection, Thermal-Magnetic Release TMD, Frame size DN3-400S, Ics=Icu=70kA@415V AC
5601 | 400A TP 70kA DN3 MCCB with O/C,S/C protection, Thermal-Magnetic Release TMD, Frame size DN3-400S, Ics=Icu=70kA@415V AC | MCCB | LV_Switchgear | CM94001OOR1OG | L&T | 400A | 70kA | Nos. | None | Inventory | 400A TP 70kA DN3 MCCB with O/C,S/C protection, Thermal-Magnetic Release TMD, Frame size DN3-400S, Ics=Icu=70kA@415V AC
5602 | 500A TP 70kA DN3 MCCB with O/C,S/C protection, Thermal-Magnetic Release TMD, Frame size DN3-630S, Ics=Icu=70kA@415V AC | MCCB | LV_Switchgear | CM94002OOS1OG | L&T | 500A | 70kA | Nos. | None | Inventory | 500A TP 70kA DN3 MCCB with O/C,S/C protection, Thermal-Magnetic Release TMD, Frame size DN3-630S, Ics=Icu=70kA@415V AC
5603 | 630A TP 70kA DN3 MCCB with O/C,S/C protection, Thermal-Magnetic Release TMD, Frame size DN3-630S, Ics=Icu=70kA@415V AC | MCCB | LV_Switchgear | CM94002OOT1OG | L&T | 630A | 70kA | Nos. | None | Inventory | 630A TP 70kA DN3 MCCB with O/C,S/C protection, Thermal-Magnetic Release TMD, Frame size DN3-630S, Ics=Icu=70kA@415V AC
5604 | 320A TP 50kA DN3 MCCB with O/C,S/C protection, Thermal-Magnetic Release TMD, Frame size DN3-400N, Ics=Icu=50kA@415V AC | MCCB | LV_Switchgear | CM94003OOQ1OG | L&T | 320A | 50kA | Nos. | None | Inventory | 320A TP 50kA DN3 MCCB with O/C,S/C protection, Thermal-Magnetic Release TMD, Frame size DN3-400N, Ics=Icu=50kA@415V AC
5605 | 400A TP 50kA DN3 MCCB with O/C,S/C protection, Thermal-Magnetic Release TMD, Frame size DN3-400N, Ics=Icu=50kA@415V AC | MCCB | LV_Switchgear | CM94003OOR1OG | L&T | 400A | 50kA | Nos. | None | Inventory | 400A TP 50kA DN3 MCCB with O/C,S/C protection, Thermal-Magnetic Release TMD, Frame size DN3-400N, Ics=Icu=50kA@415V AC
5606 | 500A TP 50kA DN3 MCCB with O/C,S/C protection, Thermal-Magnetic Release TMD, Frame size DN3-630N, Ics=Icu=50kA@415V AC | MCCB | LV_Switchgear | CM94004OOS1OG | L&T | 500A | 50kA | Nos. | None | Inventory | 500A TP 50kA DN3 MCCB with O/C,S/C protection, Thermal-Magnetic Release TMD, Frame size DN3-630N, Ics=Icu=50kA@415V AC
5607 | 630A TP 50kA DN3 MCCB with O/C,S/C protection, Thermal-Magnetic Release TMD, Frame size DN3-630N, Ics=Icu=50kA@415V AC | MCCB | LV_Switchgear | CM94004OOT1OG | L&T | 630A | 50kA | Nos. | None | Inventory | 630A TP 50kA DN3 MCCB with O/C,S/C protection, Thermal-Magnetic Release TMD, Frame size DN3-630N, Ics=Icu=50kA@415V AC
5608 | 320A TP 36kA DN3 MCCB with O/C,S/C protection, Thermal-Magnetic Release TMD, Frame size DN3-400D, Ics=Icu=36kA@415V AC | MCCB | LV_Switchgear | CM94005OOQ1OG | L&T | 320A | 36kA | Nos. | None | Inventory | 320A TP 36kA DN3 MCCB with O/C,S/C protection, Thermal-Magnetic Release TMD, Frame size DN3-400D, Ics=Icu=36kA@415V AC
5609 | 400A TP 36kA DN3 MCCB with O/C,S/C protection, Thermal-Magnetic Release TMD, Frame size DN3-400D, Ics=Icu=36kA@415V AC | MCCB | LV_Switchgear | CM94005OOR1OG | L&T | 400A | 36kA | Nos. | None | Inventory | 400A TP 36kA DN3 MCCB with O/C,S/C protection, Thermal-Magnetic Release TMD, Frame size DN3-400D, Ics=Icu=36kA@415V AC
5610 | 500A TP 36kA DN3 MCCB with O/C,S/C protection, Thermal-Magnetic Release TMD, Frame size DN3-630D, Ics=Icu=36kA@415V AC | MCCB | LV_Switchgear | CM94006OOS1OG | L&T | 500A | 36kA | Nos. | None | Inventory | 500A TP 36kA DN3 MCCB with O/C,S/C protection, Thermal-Magnetic Release TMD, Frame size DN3-630D, Ics=Icu=36kA@415V AC
5611 | 630A TP 36kA DN3 MCCB with O/C,S/C protection, Thermal-Magnetic Release TMD, Frame size DN3-630D, Ics=Icu=36kA@415V AC | MCCB | LV_Switchgear | CM94006OOT1OG | L&T | 630A | 36kA | Nos. | None | Inventory | 630A TP 36kA DN3 MCCB with O/C,S/C protection, Thermal-Magnetic Release TMD, Frame size DN3-630D, Ics=Icu=36kA@415V AC
5612 | 400A TP 70kA DN3 MCCB with O/C,S/C,E/F protection, Microprocessor based Release MTX2.0, Frame size DN3-400S, Ics=Icu=70kA@415V AC | MCCB | LV_Switchgear | CM94053OOOOAG | L&T | 400A | 70kA | Nos. | None | Inventory | 400A TP 70kA DN3 MCCB with O/C,S/C,E/F protection, Microprocessor based Release MTX2.0, Frame size DN3-400S, Ics=Icu=70kA@415V AC
5613 | 400A TP 70kA DN3 MCCB with O/C,S/C,E/F protection, Microprocessor based Release MTX3.0, Frame size DN3-400S, Ics=Icu=70kA@415V AC | MCCB | LV_Switchgear | CM94053OOOOBG | L&T | 400A | 70kA | Nos. | None | Inventory | 400A TP 70kA DN3 MCCB with O/C,S/C,E/F protection, Microprocessor based Release MTX3.0, Frame size DN3-400S, Ics=Icu=70kA@415V AC
5614 | 400A TP 70kA DN3 MCCB with O/C,S/C protection, Microprocessor based Release MTX1.0, Frame size DN3-400S, Ics=Icu=70kA@415V AC | MCCB | LV_Switchgear | CM94053OOOOX1 | L&T | 400A | 70kA | Nos. | None | Inventory | 400A TP 70kA DN3 MCCB with O/C,S/C protection, Microprocessor based Release MTX1.0, Frame size DN3-400S, Ics=Icu=70kA@415V AC
5615 | 630A TP 70kA DN3 MCCB with O/C,S/C,E/F protection, Microprocessor based Release MTX2.0, Frame size DN3-630S, Ics=Icu=70kA@415V AC | MCCB | LV_Switchgear | CM94079OOOOAG | L&T | 630A | 70kA | Nos. | None | Inventory | 630A TP 70kA DN3 MCCB with O/C,S/C,E/F protection, Microprocessor based Release MTX2.0, Frame size DN3-630S, Ics=Icu=70kA@415V AC
5616 | 630A TP 70kA DN3 MCCB with O/C,S/C,E/F protection, Microprocessor based Release MTX3.0, Frame size DN3-630S, Ics=Icu=70kA@415V AC | MCCB | LV_Switchgear | CM94079OOOOBG | L&T | 630A | 70kA | Nos. | None | Inventory | 630A TP 70kA DN3 MCCB with O/C,S/C,E/F protection, Microprocessor based Release MTX3.0, Frame size DN3-630S, Ics=Icu=70kA@415V AC
5617 | 630A TP 70kA DN3 MCCB with O/C,S/C protection, Microprocessor based Release MTX1.0, Frame size DN3-630S, Ics=Icu=70kA@415V AC | MCCB | LV_Switchgear | CM94079OOOOX1 | L&T | 630A | 70kA | Nos. | None | Inventory | 630A TP 70kA DN3 MCCB with O/C,S/C protection, Microprocessor based Release MTX1.0, Frame size DN3-630S, Ics=Icu=70kA@415V AC
5618 | 320A FP 70kA DN3 MCCB with O/C,S/C protection, Thermal-Magnetic Release TMD, Frame size DN3-400S, Ics=Icu=70kA@415V AC | MCCB | LV_Switchgear | CM94101OOQ1OG | L&T | 320A | 70kA | Nos. | None | Inventory | 320A FP 70kA DN3 MCCB with O/C,S/C protection, Thermal-Magnetic Release TMD, Frame size DN3-400S, Ics=Icu=70kA@415V AC
5619 | 400A FP 70kA DN3 MCCB with O/C,S/C protection, Thermal-Magnetic Release TMD, Frame size DN3-400S, Ics=Icu=70kA@415V AC | MCCB | LV_Switchgear | CM94101OOR1OG | L&T | 400A | 70kA | Nos. | None | Inventory | 400A FP 70kA DN3 MCCB with O/C,S/C protection, Thermal-Magnetic Release TMD, Frame size DN3-400S, Ics=Icu=70kA@415V AC
5620 | 500A FP 70kA DN3 MCCB with O/C,S/C protection, Thermal-Magnetic Release TMD, Frame size DN3-630S, Ics=Icu=70kA@415V AC | MCCB | LV_Switchgear | CM94102OOS1OG | L&T | 500A | 70kA | Nos. | None | Inventory | 500A FP 70kA DN3 MCCB with O/C,S/C protection, Thermal-Magnetic Release TMD, Frame size DN3-630S, Ics=Icu=70kA@415V AC
5621 | 630A FP 70kA DN3 MCCB with O/C,S/C protection, Thermal-Magnetic Release TMD, Frame size DN3-630S, Ics=Icu=70kA@415V AC | MCCB | LV_Switchgear | CM94102OOT1OG | L&T | 630A | 70kA | Nos. | None | Inventory | 630A FP 70kA DN3 MCCB with O/C,S/C protection, Thermal-Magnetic Release TMD, Frame size DN3-630S, Ics=Icu=70kA@415V AC
5622 | 320A FP 50kA DN3 MCCB with O/C,S/C protection, Thermal-Magnetic Release TMD, Frame size DN3-400N, Ics=Icu=50kA@415V AC | MCCB | LV_Switchgear | CM94103OOQ1OG | L&T | 320A | 50kA | Nos. | None | Inventory | 320A FP 50kA DN3 MCCB with O/C,S/C protection, Thermal-Magnetic Release TMD, Frame size DN3-400N, Ics=Icu=50kA@415V AC
5623 | 400A FP 50kA DN3 MCCB with O/C,S/C protection, Thermal-Magnetic Release TMD, Frame size DN3-400N, Ics=Icu=50kA@415V AC | MCCB | LV_Switchgear | CM94103OOR1OG | L&T | 400A | 50kA | Nos. | None | Inventory | 400A FP 50kA DN3 MCCB with O/C,S/C protection, Thermal-Magnetic Release TMD, Frame size DN3-400N, Ics=Icu=50kA@415V AC
5624 | 500A FP 50kA DN3 MCCB with O/C,S/C protection, Thermal-Magnetic Release TMD, Frame size DN3-630N, Ics=Icu=50kA@415V AC | MCCB | LV_Switchgear | CM94104OOS1OG | L&T | 500A | 50kA | Nos. | None | Inventory | 500A FP 50kA DN3 MCCB with O/C,S/C protection, Thermal-Magnetic Release TMD, Frame size DN3-630N, Ics=Icu=50kA@415V AC
5625 | 630A FP 50kA DN3 MCCB with O/C,S/C protection, Thermal-Magnetic Release TMD, Frame size DN3-630N, Ics=Icu=50kA@415V AC | MCCB | LV_Switchgear | CM94104OOT1OG | L&T | 630A | 50kA | Nos. | None | Inventory | 630A FP 50kA DN3 MCCB with O/C,S/C protection, Thermal-Magnetic Release TMD, Frame size DN3-630N, Ics=Icu=50kA@415V AC
5626 | 320A FP 36kA DN3 MCCB with O/C,S/C protection, Thermal-Magnetic Release TMD, Frame size DN3-400D, Ics=Icu=36kA@415V AC | MCCB | LV_Switchgear | CM94105OOQ1OG | L&T | 320A | 36kA | Nos. | None | Inventory | 320A FP 36kA DN3 MCCB with O/C,S/C protection, Thermal-Magnetic Release TMD, Frame size DN3-400D, Ics=Icu=36kA@415V AC
5627 | 400A FP 36kA DN3 MCCB with O/C,S/C protection, Thermal-Magnetic Release TMD, Frame size DN3-400D, Ics=Icu=36kA@415V AC | MCCB | LV_Switchgear | CM94105OOR1OG | L&T | 400A | 36kA | Nos. | None | Inventory | 400A FP 36kA DN3 MCCB with O/C,S/C protection, Thermal-Magnetic Release TMD, Frame size DN3-400D, Ics=Icu=36kA@415V AC
5628 | 500A FP 36kA DN3 MCCB with O/C,S/C protection, Thermal-Magnetic Release TMD, Frame size DN3-630D, Ics=Icu=36kA@415V AC | MCCB | LV_Switchgear | CM94106OOS1OG | L&T | 500A | 36kA | Nos. | None | Inventory | 500A FP 36kA DN3 MCCB with O/C,S/C protection, Thermal-Magnetic Release TMD, Frame size DN3-630D, Ics=Icu=36kA@415V AC
5629 | 630A FP 36kA DN3 MCCB with O/C,S/C protection, Thermal-Magnetic Release TMD, Frame size DN3-630D, Ics=Icu=36kA@415V AC | MCCB | LV_Switchgear | CM94106OOT1OG | L&T | 630A | 36kA | Nos. | None | Inventory | 630A FP 36kA DN3 MCCB with O/C,S/C protection, Thermal-Magnetic Release TMD, Frame size DN3-630D, Ics=Icu=36kA@415V AC
5630 | 400A FP 70kA DN3 MCCB with O/C,S/C,E/F protection, Microprocessor based Release MTX2.0, Frame size DN3-400S, Ics=Icu=70kA@415V AC | MCCB | LV_Switchgear | CM94153OOOOAG | L&T | 400A | 70kA | Nos. | None | Inventory | 400A FP 70kA DN3 MCCB with O/C,S/C,E/F protection, Microprocessor based Release MTX2.0, Frame size DN3-400S, Ics=Icu=70kA@415V AC
5631 | 400A FP 70kA DN3 MCCB with O/C,S/C,E/F protection, Microprocessor based Release MTX3.0, Frame size DN3-400S, Ics=Icu=70kA@415V AC | MCCB | LV_Switchgear | CM94153OOOOBG | L&T | 400A | 70kA | Nos. | None | Inventory | 400A FP 70kA DN3 MCCB with O/C,S/C,E/F protection, Microprocessor based Release MTX3.0, Frame size DN3-400S, Ics=Icu=70kA@415V AC
5632 | 400A FP 70kA DN3 MCCB with O/C,S/C protection, Microprocessor based Release MTX1.0, Frame size DN3-400S, Ics=Icu=70kA@415V AC | MCCB | LV_Switchgear | CM94153OOOOX1 | L&T | 400A | 70kA | Nos. | None | Inventory | 400A FP 70kA DN3 MCCB with O/C,S/C protection, Microprocessor based Release MTX1.0, Frame size DN3-400S, Ics=Icu=70kA@415V AC
5633 | 630A FP 70kA DN3 MCCB with O/C,S/C,E/F protection, Microprocessor based Release MTX2.0, Frame size DN3-630S, Ics=Icu=70kA@415V AC | MCCB | LV_Switchgear | CM94179OOOOAG | L&T | 630A | 70kA | Nos. | None | Inventory | 630A FP 70kA DN3 MCCB with O/C,S/C,E/F protection, Microprocessor based Release MTX2.0, Frame size DN3-630S, Ics=Icu=70kA@415V AC
5634 | 630A FP 70kA DN3 MCCB with O/C,S/C,E/F protection, Microprocessor based Release MTX3.0, Frame size DN3-630S, Ics=Icu=70kA@415V AC | MCCB | LV_Switchgear | CM94179OOOOBG | L&T | 630A | 70kA | Nos. | None | Inventory | 630A FP 70kA DN3 MCCB with O/C,S/C,E/F protection, Microprocessor based Release MTX3.0, Frame size DN3-630S, Ics=Icu=70kA@415V AC
5635 | 630A FP 70kA DN3 MCCB with O/C,S/C protection, Microprocessor based Release MTX1.0, Frame size DN3-630S, Ics=Icu=70kA@415V AC | MCCB | LV_Switchgear | CM94179OOOOX1 | L&T | 630A | 70kA | Nos. | None | Inventory | 630A FP 70kA DN3 MCCB with O/C,S/C protection, Microprocessor based Release MTX1.0, Frame size DN3-630S, Ics=Icu=70kA@415V AC
5636 | 500A TP 50kA DN3 MCCB with S/C, protection, Frame size DN3-630M, Icu=50kA@415V AC | MCCB | LV_Switchgear | CM94515OOSOOG | L&T | 500A | 50kA | Nos. | None | Inventory | 500A TP 50kA DN3 MCCB with S/C, protection, Frame size DN3-630M, Icu=50kA@415V AC
5637 | 630A TP 50kA DN3 MCCB with S/C, protection, Frame size DN3-630M, Icu=50kA@415V AC | MCCB | LV_Switchgear | CM94515OOTOOG | L&T | 630A | 50kA | Nos. | None | Inventory | 630A TP 50kA DN3 MCCB with S/C, protection, Frame size DN3-630M, Icu=50kA@415V AC
5638 | 320A TP 50kA DN3 MCCB with S/C, protection, Frame size DN3-400M, Icu=50kA@415V AC | MCCB | LV_Switchgear | CM94516OOQOOG | L&T | 320A | 50kA | Nos. | None | Inventory | 320A TP 50kA DN3 MCCB with S/C, protection, Frame size DN3-400M, Icu=50kA@415V AC
5639 | 400A TP 50kA DN3 MCCB with S/C, protection, Frame size DN3-400M, Icu=50kA@415V AC | MCCB | LV_Switchgear | CM94516OOROOG | L&T | 400A | 50kA | Nos. | None | Inventory | 400A TP 50kA DN3 MCCB with S/C, protection, Frame size DN3-400M, Icu=50kA@415V AC
5640 | 15A, 3P, 660V AC MCCB DN2-250V, MTX 1.0, 40 deg 690 VOLT 10KA | MCCB | LV_Switchgear | CM95055OOFOX1 | L&T | 16A | - | Nos. |  | Inventory | 15A, 3P, 660V AC MCCB DN2-250V, MTX 1.0, 40 deg 690 VOLT 10KA
5641 | 800A TP 50kA DN4 MCCB with O/C,S/C,E/F protection, Microprocessor based Release MTX2.0, Frame size DN4-1250N, Ics=Icu=50kA@415V AC | MCCB | LV_Switchgear | CM96021OOOOAG | L&T | 800A | 50kA | Nos. | None | Inventory | 800A TP 50kA DN4 MCCB with O/C,S/C,E/F protection, Microprocessor based Release MTX2.0, Frame size DN4-1250N, Ics=Icu=50kA@415V AC
5642 | 800A TP 50kA DN4 MCCB with O/C,S/C,E/F protection, Microprocessor based Release MTX3.0, Frame size DN4-1250N, Ics=Icu=50kA@415V AC | MCCB | LV_Switchgear | CM96021OOOOBG | L&T | 800A | 50kA | Nos. | None | Inventory | 800A TP 50kA DN4 MCCB with O/C,S/C,E/F protection, Microprocessor based Release MTX3.0, Frame size DN4-1250N, Ics=Icu=50kA@415V AC
5643 | 800A TP 50kA DN4 MCCB with O/C,S/C protection, Microprocessor based Release MTX1.0, Frame size DN4-1250N, Ics=Icu=50kA@415V AC | MCCB | LV_Switchgear | CM96021OOOOX1 | L&T | 800A | 50kA | Nos. | None | Inventory | 800A TP 50kA DN4 MCCB with O/C,S/C protection, Microprocessor based Release MTX1.0, Frame size DN4-1250N, Ics=Icu=50kA@415V AC
5644 | 1000A TP 50kA DN4 MCCB with O/C,S/C,E/F protection, Microprocessor based Release MTX2.0, Frame size DN4-1250N, Ics=Icu=50kA@415V AC | MCCB | LV_Switchgear | CM96022OOOOAG | L&T | 1000A | 50kA | Nos. | None | Inventory | 1000A TP 50kA DN4 MCCB with O/C,S/C,E/F protection, Microprocessor based Release MTX2.0, Frame size DN4-1250N, Ics=Icu=50kA@415V AC
5645 | 1000A TP 50kA DN4 MCCB with O/C,S/C,E/F protection, Microprocessor based Release MTX3.0, Frame size DN4-1250N, Ics=Icu=50kA@415V AC | MCCB | LV_Switchgear | CM96022OOOOBG | L&T | 1000A | 50kA | Nos. | None | Inventory | 1000A TP 50kA DN4 MCCB with O/C,S/C,E/F protection, Microprocessor based Release MTX3.0, Frame size DN4-1250N, Ics=Icu=50kA@415V AC
5646 | 1000A TP 50kA DN4 MCCB with O/C,S/C protection, Microprocessor based Release MTX1.0, Frame size DN4-1250N, Ics=Icu=50kA@415V AC | MCCB | LV_Switchgear | CM96022OOOOX1 | L&T | 1000A | 50kA | Nos. | None | Inventory | 1000A TP 50kA DN4 MCCB with O/C,S/C protection, Microprocessor based Release MTX1.0, Frame size DN4-1250N, Ics=Icu=50kA@415V AC
5647 | 1250A TP 50kA DN4 MCCB with O/C,S/C,E/F protection, Microprocessor based Release MTX2.0, Frame size DN4-1250N, Ics=Icu=50kA@415V AC | MCCB | LV_Switchgear | CM96023OOOOAG | L&T | 1250A | 50kA | Nos. | None | Inventory | 1250A TP 50kA DN4 MCCB with O/C,S/C,E/F protection, Microprocessor based Release MTX2.0, Frame size DN4-1250N, Ics=Icu=50kA@415V AC
5648 | 1250A TP 50kA DN4 MCCB with O/C,S/C,E/F protection, Microprocessor based Release MTX3.0, Frame size DN4-1250N, Ics=Icu=50kA@415V AC | MCCB | LV_Switchgear | CM96023OOOOBG | L&T | 1250A | 50kA | Nos. | None | Inventory | 1250A TP 50kA DN4 MCCB with O/C,S/C,E/F protection, Microprocessor based Release MTX3.0, Frame size DN4-1250N, Ics=Icu=50kA@415V AC
5649 | 1250A TP 50kA DN4 MCCB with O/C,S/C protection, Microprocessor based Release MTX1.0, Frame size DN4-1250N, Ics=Icu=50kA@415V AC | MCCB | LV_Switchgear | CM96023OOOOX1 | L&T | 1250A | 50kA | Nos. | None | Inventory | 1250A TP 50kA DN4 MCCB with O/C,S/C protection, Microprocessor based Release MTX1.0, Frame size DN4-1250N, Ics=Icu=50kA@415V AC
5650 | 800A TP 70kA DN4 MCCB with O/C,S/C,E/F protection, Microprocessor based Release MTX2.0, Frame size DN4-1250S, Ics=Icu=70kA@415V AC | MCCB | LV_Switchgear | CM96025OOOOAG | L&T | 800A | 70kA | Nos. | None | Inventory | 800A TP 70kA DN4 MCCB with O/C,S/C,E/F protection, Microprocessor based Release MTX2.0, Frame size DN4-1250S, Ics=Icu=70kA@415V AC
5651 | 800A TP 70kA DN4 MCCB with O/C,S/C,E/F protection, Microprocessor based Release MTX3.0, Frame size DN4-1250S, Ics=Icu=70kA@415V AC | MCCB | LV_Switchgear | CM96025OOOOBG | L&T | 800A | 70kA | Nos. | None | Inventory | 800A TP 70kA DN4 MCCB with O/C,S/C,E/F protection, Microprocessor based Release MTX3.0, Frame size DN4-1250S, Ics=Icu=70kA@415V AC
5652 | 800A TP 70kA DN4 MCCB with O/C,S/C protection, Microprocessor based Release MTX1.0, Frame size DN4-1250S, Ics=Icu=70kA@415V AC | MCCB | LV_Switchgear | CM96025OOOOX1 | L&T | 800A | 70kA | Nos. | None | Inventory | 800A TP 70kA DN4 MCCB with O/C,S/C protection, Microprocessor based Release MTX1.0, Frame size DN4-1250S, Ics=Icu=70kA@415V AC
5653 | 1000A TP 70kA DN4 MCCB with O/C,S/C,E/F protection, Microprocessor based Release MTX2.0, Frame size DN4-1250S, Ics=Icu=70kA@415V AC | MCCB | LV_Switchgear | CM96026OOOOAG | L&T | 1000A | 70kA | Nos. | None | Inventory | 1000A TP 70kA DN4 MCCB with O/C,S/C,E/F protection, Microprocessor based Release MTX2.0, Frame size DN4-1250S, Ics=Icu=70kA@415V AC
5654 | 1000A TP 70kA DN4 MCCB with O/C,S/C,E/F protection, Microprocessor based Release MTX3.0, Frame size DN4-1250S, Ics=Icu=70kA@415V AC | MCCB | LV_Switchgear | CM96026OOOOBG | L&T | 1000A | 70kA | Nos. | None | Inventory | 1000A TP 70kA DN4 MCCB with O/C,S/C,E/F protection, Microprocessor based Release MTX3.0, Frame size DN4-1250S, Ics=Icu=70kA@415V AC
5655 | 1000A TP 70kA DN4 MCCB with O/C,S/C protection, Microprocessor based Release MTX1.0, Frame size DN4-1250S, Ics=Icu=70kA@415V AC | MCCB | LV_Switchgear | CM96026OOOOX1 | L&T | 1000A | 70kA | Nos. | None | Inventory | 1000A TP 70kA DN4 MCCB with O/C,S/C protection, Microprocessor based Release MTX1.0, Frame size DN4-1250S, Ics=Icu=70kA@415V AC
5656 | 1250A TP 70kA DN4 MCCB with O/C,S/C,E/F protection, Microprocessor based Release MTX2.0, Frame size DN4-1250S, Ics=Icu=70kA@415V AC | MCCB | LV_Switchgear | CM96027OOOOAG | L&T | 1250A | 70kA | Nos. | None | Inventory | 1250A TP 70kA DN4 MCCB with O/C,S/C,E/F protection, Microprocessor based Release MTX2.0, Frame size DN4-1250S, Ics=Icu=70kA@415V AC
5657 | 1250A TP 70kA DN4 MCCB with O/C,S/C,E/F protection, Microprocessor based Release MTX3.0, Frame size DN4-1250S, Ics=Icu=70kA@415V AC | MCCB | LV_Switchgear | CM96027OOOOBG | L&T | 1250A | 70kA | Nos. | None | Inventory | 1250A TP 70kA DN4 MCCB with O/C,S/C,E/F protection, Microprocessor based Release MTX3.0, Frame size DN4-1250S, Ics=Icu=70kA@415V AC
5658 | 1250A TP 70kA DN4 MCCB with O/C,S/C protection, Microprocessor based Release MTX1.0, Frame size DN4-1250S, Ics=Icu=70kA@415V AC | MCCB | LV_Switchgear | CM96027OOOOX1 | L&T | 1250A | 70kA | Nos. | None | Inventory | 1250A TP 70kA DN4 MCCB with O/C,S/C protection, Microprocessor based Release MTX1.0, Frame size DN4-1250S, Ics=Icu=70kA@415V AC
5659 | 800A FP 50kA DN4 MCCB with O/C,S/C,E/F protection, Microprocessor based Release MTX2.0, Frame size DN4-1250N, Ics=Icu=50kA@415V AC | MCCB | LV_Switchgear | CM96111OOOOAG | L&T | 800A | 50kA | Nos. | None | Inventory | 800A FP 50kA DN4 MCCB with O/C,S/C,E/F protection, Microprocessor based Release MTX2.0, Frame size DN4-1250N, Ics=Icu=50kA@415V AC
5660 | 800A FP 50kA DN4 MCCB with O/C,S/C,E/F protection, Microprocessor based Release MTX3.0, Frame size DN4-1250N, Ics=Icu=50kA@415V AC | MCCB | LV_Switchgear | CM96111OOOOBG | L&T | 800A | 50kA | Nos. | None | Inventory | 800A FP 50kA DN4 MCCB with O/C,S/C,E/F protection, Microprocessor based Release MTX3.0, Frame size DN4-1250N, Ics=Icu=50kA@415V AC
5661 | 800A FP 50kA DN4 MCCB with O/C,S/C protection, Microprocessor based Release MTX1.0, Frame size DN4-1250N, Ics=Icu=50kA@415V AC | MCCB | LV_Switchgear | CM96111OOOOX1 | L&T | 800A | 50kA | Nos. | None | Inventory | 800A FP 50kA DN4 MCCB with O/C,S/C protection, Microprocessor based Release MTX1.0, Frame size DN4-1250N, Ics=Icu=50kA@415V AC
5662 | 1000A FP 50kA DN4 MCCB with O/C,S/C,E/F protection, Microprocessor based Release MTX2.0, Frame size DN4-1250N, Ics=Icu=50kA@415V AC | MCCB | LV_Switchgear | CM96112OOOOAG | L&T | 1000A | 50kA | Nos. | None | Inventory | 1000A FP 50kA DN4 MCCB with O/C,S/C,E/F protection, Microprocessor based Release MTX2.0, Frame size DN4-1250N, Ics=Icu=50kA@415V AC
5663 | 1000A FP 50kA DN4 MCCB with O/C,S/C,E/F protection, Microprocessor based Release MTX3.0, Frame size DN4-1250N, Ics=Icu=50kA@415V AC | MCCB | LV_Switchgear | CM96112OOOOBG | L&T | 1000A | 50kA | Nos. | None | Inventory | 1000A FP 50kA DN4 MCCB with O/C,S/C,E/F protection, Microprocessor based Release MTX3.0, Frame size DN4-1250N, Ics=Icu=50kA@415V AC
5664 | 1000A FP 50kA DN4 MCCB with O/C,S/C protection, Microprocessor based Release MTX1.0, Frame size DN4-1250N, Ics=Icu=50kA@415V AC | MCCB | LV_Switchgear | CM96112OOOOX1 | L&T | 1000A | 50kA | Nos. | None | Inventory | 1000A FP 50kA DN4 MCCB with O/C,S/C protection, Microprocessor based Release MTX1.0, Frame size DN4-1250N, Ics=Icu=50kA@415V AC
5665 | 1250A FP 50kA DN4 MCCB with O/C,S/C,E/F protection, Microprocessor based Release MTX2.0, Frame size DN4-1250N, Ics=Icu=50kA@415V AC | MCCB | LV_Switchgear | CM96113OOOOAG | L&T | 1250A | 50kA | Nos. | None | Inventory | 1250A FP 50kA DN4 MCCB with O/C,S/C,E/F protection, Microprocessor based Release MTX2.0, Frame size DN4-1250N, Ics=Icu=50kA@415V AC
5666 | 1250A FP 50kA DN4 MCCB with O/C,S/C,E/F protection, Microprocessor based Release MTX3.0, Frame size DN4-1250N, Ics=Icu=50kA@415V AC | MCCB | LV_Switchgear | CM96113OOOOBG | L&T | 1250A | 50kA | Nos. | None | Inventory | 1250A FP 50kA DN4 MCCB with O/C,S/C,E/F protection, Microprocessor based Release MTX3.0, Frame size DN4-1250N, Ics=Icu=50kA@415V AC
5667 | 1250A FP 50kA DN4 MCCB with O/C,S/C protection, Microprocessor based Release MTX1.0, Frame size DN4-1250N, Ics=Icu=50kA@415V AC | MCCB | LV_Switchgear | CM96113OOOOX1 | L&T | 1250A | 50kA | Nos. | None | Inventory | 1250A FP 50kA DN4 MCCB with O/C,S/C protection, Microprocessor based Release MTX1.0, Frame size DN4-1250N, Ics=Icu=50kA@415V AC
5668 | 800A FP 70kA DN4 MCCB with O/C,S/C,E/F protection, Microprocessor based Release MTX2.0, Frame size DN4-1250S, Ics=Icu=70kA@415V AC | MCCB | LV_Switchgear | CM96115OOOOAG | L&T | 800A | 70kA | Nos. | None | Inventory | 800A FP 70kA DN4 MCCB with O/C,S/C,E/F protection, Microprocessor based Release MTX2.0, Frame size DN4-1250S, Ics=Icu=70kA@415V AC
5669 | 800A FP 70kA DN4 MCCB with O/C,S/C,E/F protection, Microprocessor based Release MTX3.0, Frame size DN4-1250S, Ics=Icu=70kA@415V AC | MCCB | LV_Switchgear | CM96115OOOOBG | L&T | 800A | 70kA | Nos. | None | Inventory | 800A FP 70kA DN4 MCCB with O/C,S/C,E/F protection, Microprocessor based Release MTX3.0, Frame size DN4-1250S, Ics=Icu=70kA@415V AC
5670 | 800A FP 70kA DN4 MCCB with O/C,S/C protection, Microprocessor based Release MTX1.0, Frame size DN4-1250S, Ics=Icu=70kA@415V AC | MCCB | LV_Switchgear | CM96115OOOOX1 | L&T | 800A | 70kA | Nos. | None | Inventory | 800A FP 70kA DN4 MCCB with O/C,S/C protection, Microprocessor based Release MTX1.0, Frame size DN4-1250S, Ics=Icu=70kA@415V AC
5671 | 1000A FP 70kA DN4 MCCB with O/C,S/C,E/F protection, Microprocessor based Release MTX2.0, Frame size DN4-1250S, Ics=Icu=70kA@415V AC | MCCB | LV_Switchgear | CM96116OOOOAG | L&T | 1000A | 70kA | Nos. | None | Inventory | 1000A FP 70kA DN4 MCCB with O/C,S/C,E/F protection, Microprocessor based Release MTX2.0, Frame size DN4-1250S, Ics=Icu=70kA@415V AC
5672 | 1000A FP 70kA DN4 MCCB with O/C,S/C,E/F protection, Microprocessor based Release MTX3.0, Frame size DN4-1250S, Ics=Icu=70kA@415V AC | MCCB | LV_Switchgear | CM96116OOOOBG | L&T | 1000A | 70kA | Nos. | None | Inventory | 1000A FP 70kA DN4 MCCB with O/C,S/C,E/F protection, Microprocessor based Release MTX3.0, Frame size DN4-1250S, Ics=Icu=70kA@415V AC
5673 | 1000A FP 70kA DN4 MCCB with O/C,S/C protection, Microprocessor based Release MTX1.0, Frame size DN4-1250S, Ics=Icu=70kA@415V AC | MCCB | LV_Switchgear | CM96116OOOOX1 | L&T | 1000A | 70kA | Nos. | None | Inventory | 1000A FP 70kA DN4 MCCB with O/C,S/C protection, Microprocessor based Release MTX1.0, Frame size DN4-1250S, Ics=Icu=70kA@415V AC
5674 | 1250A FP 70kA DN4 MCCB with O/C,S/C,E/F protection, Microprocessor based Release MTX2.0, Frame size DN4-1250S, Ics=Icu=70kA@415V AC | MCCB | LV_Switchgear | CM96117OOOOAG | L&T | 1250A | 70kA | Nos. | None | Inventory | 1250A FP 70kA DN4 MCCB with O/C,S/C,E/F protection, Microprocessor based Release MTX2.0, Frame size DN4-1250S, Ics=Icu=70kA@415V AC
5675 | 1250A FP 70kA DN4 MCCB with O/C,S/C,E/F protection, Microprocessor based Release MTX3.0, Frame size DN4-1250S, Ics=Icu=70kA@415V AC | MCCB | LV_Switchgear | CM96117OOOOBG | L&T | 1250A | 70kA | Nos. | None | Inventory | 1250A FP 70kA DN4 MCCB with O/C,S/C,E/F protection, Microprocessor based Release MTX3.0, Frame size DN4-1250S, Ics=Icu=70kA@415V AC
5676 | 1250A FP 70kA DN4 MCCB with O/C,S/C protection, Microprocessor based Release MTX1.0, Frame size DN4-1250S, Ics=Icu=70kA@415V AC | MCCB | LV_Switchgear | CM96117OOOOX1 | L&T | 1250A | 70kA | Nos. | None | Inventory | 1250A FP 70kA DN4 MCCB with O/C,S/C protection, Microprocessor based Release MTX1.0, Frame size DN4-1250S, Ics=Icu=70kA@415V AC
5677 | 250A TP DN2 Switch Disconnector, Type DN2-250SD | Switch Disconnector | LV_Switchgear | CM96802OOPOOG | L&T | 250A | MCCB Disconnector | Nos. | None | Inventory | 250A TP DN2 Switch Disconnector, Type DN2-250SD
5678 | 250A FP DN2 Switch Disconnector, Type DN2-250SD | Switch Disconnector | LV_Switchgear | CM96803OOPOOG | L&T | 250A | MCCB Disconnector | Nos. | None | Inventory | 250A FP DN2 Switch Disconnector, Type DN2-250SD
5679 | 500A TP DN3 Switch Disconnector, Type DN3-630SD | Switch Disconnector | LV_Switchgear | CM96806OOSOOG | L&T | 500A | MCCB Disconnector | Nos. | None | Inventory | 500A TP DN3 Switch Disconnector, Type DN3-630SD
5680 | 630A TP DN3 Switch Disconnector, Type DN3-630SD | Switch Disconnector | LV_Switchgear | CM96806OOTOOG | L&T | 630A | MCCB Disconnector | Nos. | None | Inventory | 630A TP DN3 Switch Disconnector, Type DN3-630SD
5681 | 500A FP DN3 Switch Disconnector, Type DN3-630SD | Switch Disconnector | LV_Switchgear | CM96807OOSOOG | L&T | 500A | MCCB Disconnector | Nos. | None | Inventory | 500A FP DN3 Switch Disconnector, Type DN3-630SD
5682 | 630A FP DN3 Switch Disconnector, Type DN3-630SD | Switch Disconnector | LV_Switchgear | CM96807OOTOOG | L&T | 630A | MCCB Disconnector | Nos. | None | Inventory | 630A FP DN3 Switch Disconnector, Type DN3-630SD
5683 | 200A TP DN2 Switch Disconnector, Type DN2-250SD | Switch Disconnector | LV_Switchgear | CM96814OONOOG | L&T | 200A | MCCB Disconnector | Nos. | None | Inventory | 200A TP DN2 Switch Disconnector, Type DN2-250SD
5684 | 200A FP DN2 Switch Disconnector, Type DN2-250SD | Switch Disconnector | LV_Switchgear | CM96815OONOOG | L&T | 200A | MCCB Disconnector | Nos. | None | Inventory | 200A FP DN2 Switch Disconnector, Type DN2-250SD
5685 | TP Extended spreader terminals kit for DN0 MCCB, Frame size DN0-100, 6pcs. | MCCB Accessories | LV_Switchgear | CM97785OOOO | L&T | 0 | Spreaders | Nos. | None | Inventory | TP Extended spreader terminals kit for DN0 MCCB, Frame size DN0-100, 6pcs.
5686 | Shunt Coil/Release SOR-C 110V AC left side mounting for fixed/plug-in type MCCB, Frame size DN0 to DN1 | MCCB Accessories | LV_Switchgear | CM97883OAOO | L&T | 0 | Shunt | Nos. | None | Inventory | Shunt Coil/Release SOR-C 110V AC left side mounting for fixed/plug-in type MCCB, Frame size DN0 to DN1
5687 | Shunt Coil/Release 240A, 415V AC left side mounted for DU / DSINE MCCB, frame size frame size DU100D, DU125D, DU100H, DU125H, DU250, DU250C, DSINE DN0, DN1 | MCCB Accessories | LV_Switchgear | CM97883OMOO | L&T | 0 | Shunt | Nos. | None | Inventory | Shunt Coil/Release 240A, 415V AC left side mounted for DU / DSINE MCCB, frame size frame size DU100D, DU125D, DU100H, DU125H, DU250, DU250C, DSINE DN0, DN1
5688 | Auxiliary contact 1C/O, AUX-C, right side mounting for fixed/plug-in type MCCB, Frame size DN0 to DN1 | MCCB Accessories | LV_Switchgear | CM97886OOOO | L&T | 0 | Aux./Trip Contact | Nos. | None | Inventory | Auxiliary contact 1C/O, AUX-C, right side mounting for fixed/plug-in type MCCB, Frame size DN0 to DN1
5689 | Auxiliary contact 2C/O, AUX-C, right side mounting for fixed/plug-in type MCCB, Frame size DN0 to DN1 | MCCB Accessories | LV_Switchgear | CM97887OOOO | L&T | 0 | Aux./Trip Contact | Nos. | None | Inventory | Auxiliary contact 2C/O, AUX-C, right side mounting for fixed/plug-in type MCCB, Frame size DN0 to DN1
5690 | Trip indication contact 1C/O, AUX-C, right side mounting for fixed/plug-in type MCCB, Frame size DN0 to DN1 | MCCB Accessories | LV_Switchgear | CM97888OOOO | L&T | 0 | Aux./Trip Contact | Nos. | None | Inventory | Trip indication contact 1C/O, AUX-C, right side mounting for fixed/plug-in type MCCB, Frame size DN0 to DN1
5691 | Trip indication contact 2C/O, AUX-C, right side mounting for fixed/plug-in type MCCB, Frame size DN0 to DN1 | MCCB Accessories | LV_Switchgear | CM97889OOOO | L&T | 0 | Aux./Trip Contact | Nos. | None | Inventory | Trip indication contact 2C/O, AUX-C, right side mounting for fixed/plug-in type MCCB, Frame size DN0 to DN1
5692 | Auxiliary contact 1C/O + Trip indication contact 1C/O right side mounted for DU / DSINE MCCB, frame size DU100D, DU125D, DU100H, DU125H, DU250, DU250C, DSINE DN0, DN1 | MCCB Accessories | LV_Switchgear | CM97890OOOO | L&T | 0 | Aux./Trip Contact | Nos. | None | Inventory | Auxiliary contact 1C/O + Trip indication contact 1C/O right side mounted for DU / DSINE MCCB, frame size DU100D, DU125D, DU100H, DU125H, DU250, DU250C, DSINE DN0, DN1
5693 | Under-voltage Coil/Release UVR-C 240V AC left side mounting for fixed/plug-in type MCCB, Frame size DN0 to DN1 | MCCB Accessories | LV_Switchgear | CM97892BOOO | L&T | 0 | Undervoltage | Nos. | None | Inventory | Under-voltage Coil/Release UVR-C 240V AC left side mounting for fixed/plug-in type MCCB, Frame size DN0 to DN1
5694 | 20A TP 18kA DN0 MCCB with O/C,S/C protection, Thermal-Magnetic Release TMD, Frame size DN0-100D*, Ics=Icu=18kA@415V AC | MCCB | LV_Switchgear | CM97893OOC2OG | L&T | 20A | 18kA | Nos. | None | Inventory | 20A TP 18kA DN0 MCCB with O/C,S/C protection, Thermal-Magnetic Release TMD, Frame size DN0-100D*, Ics=Icu=18kA@415V AC
5695 | 25A TP 18kA DN0 MCCB with O/C,S/C protection, Thermal-Magnetic Release TMD, Frame size DN0-100D*, Ics=Icu=18kA@415V AC | MCCB | LV_Switchgear | CM97893OOD2OG | L&T | 25A | 18kA | Nos. | None | Inventory | 25A TP 18kA DN0 MCCB with O/C,S/C protection, Thermal-Magnetic Release TMD, Frame size DN0-100D*, Ics=Icu=18kA@415V AC
5696 | 32A TP 18kA DN0 MCCB with O/C,S/C protection, Thermal-Magnetic Release TMD, Frame size DN0-100D*, Ics=Icu=18kA@415V AC | MCCB | LV_Switchgear | CM97893OOE2OG | L&T | 32A | 18kA | Nos. | None | Inventory | 32A TP 18kA DN0 MCCB with O/C,S/C protection, Thermal-Magnetic Release TMD, Frame size DN0-100D*, Ics=Icu=18kA@415V AC
5697 | 40A TP 18kA DN0 MCCB with O/C,S/C protection, Thermal-Magnetic Release TMD, Frame size DN0-100D*, Ics=Icu=18kA@415V AC | MCCB | LV_Switchgear | CM97893OOF2OG | L&T | 40A | 18kA | Nos. | None | Inventory | 40A TP 18kA DN0 MCCB with O/C,S/C protection, Thermal-Magnetic Release TMD, Frame size DN0-100D*, Ics=Icu=18kA@415V AC
5698 | 50A TP 18kA DN0 MCCB with O/C,S/C protection, Thermal-Magnetic Release TMD, Frame size DN0-100D*, Ics=Icu=18kA@415V AC | MCCB | LV_Switchgear | CM97893OOG2OG | L&T | 50A | 18kA | Nos. | None | Inventory | 50A TP 18kA DN0 MCCB with O/C,S/C protection, Thermal-Magnetic Release TMD, Frame size DN0-100D*, Ics=Icu=18kA@415V AC
5699 | 63A TP 18kA DN0 MCCB with O/C,S/C protection, Thermal-Magnetic Release TMD, Frame size DN0-100D*, Ics=Icu=18kA@415V AC | MCCB | LV_Switchgear | CM97893OOH2OG | L&T | 63A | 18kA | Nos. | None | Inventory | 63A TP 18kA DN0 MCCB with O/C,S/C protection, Thermal-Magnetic Release TMD, Frame size DN0-100D*, Ics=Icu=18kA@415V AC
5700 | 80A TP 18kA DN0 MCCB with O/C,S/C protection, Thermal-Magnetic Release TMD, Frame size DN0-100D*, Ics=Icu=18kA@415V AC | MCCB | LV_Switchgear | CM97893OOJ2OG | L&T | 80A | 18kA | Nos. | None | Inventory | 80A TP 18kA DN0 MCCB with O/C,S/C protection, Thermal-Magnetic Release TMD, Frame size DN0-100D*, Ics=Icu=18kA@415V AC
5701 | 100A TP 18kA DN0 MCCB with O/C,S/C protection, Thermal-Magnetic Release TMD, Frame size DN0-100D*, Ics=Icu=18kA@415V AC | MCCB | LV_Switchgear | CM97893OOK2OG | L&T | 100A | 18kA | Nos. | None | Inventory | 100A TP 18kA DN0 MCCB with O/C,S/C protection, Thermal-Magnetic Release TMD, Frame size DN0-100D*, Ics=Icu=18kA@415V AC
5702 | Direct rotary handle RHE for fixed/plug-in type DN0 MCCB, Frame size DN0 | MCCB Accessories | LV_Switchgear | CM97895OOOO | L&T | 0 | Rotary Handle | Nos. | None | Inventory | Direct rotary handle RHE for fixed/plug-in type DN0 MCCB, Frame size DN0
5703 | Extended rotary handle RHE for fixed/plug-in type DN0 MCCB, Frame size DN0 | MCCB Accessories | LV_Switchgear | CM97896OOOO | L&T | 0 | Rotary Handle | Nos. | None | Inventory | Extended rotary handle RHE for fixed/plug-in type DN0 MCCB, Frame size DN0
5704 | 20A FP 18kA DN0 MCCB with O/C,S/C protection, Thermal-Magnetic Release TMD, Frame size DN0-100D*, Ics=Icu=18kA@415V AC | MCCB | LV_Switchgear | CM97919OOC2OG | L&T | 20A | 18kA | Nos. | None | Inventory | 20A FP 18kA DN0 MCCB with O/C,S/C protection, Thermal-Magnetic Release TMD, Frame size DN0-100D*, Ics=Icu=18kA@415V AC
5705 | 25A FP 18kA DN0 MCCB with O/C,S/C protection, Thermal-Magnetic Release TMD, Frame size DN0-100D*, Ics=Icu=18kA@415V AC | MCCB | LV_Switchgear | CM97919OOD2OG | L&T | 25A | 18kA | Nos. | None | Inventory | 25A FP 18kA DN0 MCCB with O/C,S/C protection, Thermal-Magnetic Release TMD, Frame size DN0-100D*, Ics=Icu=18kA@415V AC
5706 | 32A FP 18kA DN0 MCCB with O/C,S/C protection, Thermal-Magnetic Release TMD, Frame size DN0-100D*, Ics=Icu=18kA@415V AC | MCCB | LV_Switchgear | CM97919OOE2OG | L&T | 32A | 18kA | Nos. | None | Inventory | 32A FP 18kA DN0 MCCB with O/C,S/C protection, Thermal-Magnetic Release TMD, Frame size DN0-100D*, Ics=Icu=18kA@415V AC
5707 | 40A FP 18kA DN0 MCCB with O/C,S/C protection, Thermal-Magnetic Release TMD, Frame size DN0-100D*, Ics=Icu=18kA@415V AC | MCCB | LV_Switchgear | CM97919OOF2OG | L&T | 40A | 18kA | Nos. | None | Inventory | 40A FP 18kA DN0 MCCB with O/C,S/C protection, Thermal-Magnetic Release TMD, Frame size DN0-100D*, Ics=Icu=18kA@415V AC
5708 | 50A FP 18kA DN0 MCCB with O/C,S/C protection, Thermal-Magnetic Release TMD, Frame size DN0-100D*, Ics=Icu=18kA@415V AC | MCCB | LV_Switchgear | CM97919OOG2OG | L&T | 50A | 18kA | Nos. | None | Inventory | 50A FP 18kA DN0 MCCB with O/C,S/C protection, Thermal-Magnetic Release TMD, Frame size DN0-100D*, Ics=Icu=18kA@415V AC
5709 | 63A FP 18kA DN0 MCCB with O/C,S/C protection, Thermal-Magnetic Release TMD, Frame size DN0-100D*, Ics=Icu=18kA@415V AC | MCCB | LV_Switchgear | CM97919OOH2OG | L&T | 63A | 18kA | Nos. | None | Inventory | 63A FP 18kA DN0 MCCB with O/C,S/C protection, Thermal-Magnetic Release TMD, Frame size DN0-100D*, Ics=Icu=18kA@415V AC
5710 | 80A FP 18kA DN0 MCCB with O/C,S/C protection, Thermal-Magnetic Release TMD, Frame size DN0-100D*, Ics=Icu=18kA@415V AC | MCCB | LV_Switchgear | CM97919OOJ2OG | L&T | 80A | 18kA | Nos. | None | Inventory | 80A FP 18kA DN0 MCCB with O/C,S/C protection, Thermal-Magnetic Release TMD, Frame size DN0-100D*, Ics=Icu=18kA@415V AC
5711 | 100A FP 18kA DN0 MCCB with O/C,S/C protection, Thermal-Magnetic Release TMD, Frame size DN0-100D*, Ics=Icu=18kA@415V AC | MCCB | LV_Switchgear | CM97919OOK2OG | L&T | 100A | 18kA | Nos. | None | Inventory | 100A FP 18kA DN0 MCCB with O/C,S/C protection, Thermal-Magnetic Release TMD, Frame size DN0-100D*, Ics=Icu=18kA@415V AC
5712 | FP Extended spreader terminals kit for DN0 MCCB, Frame size DN0-100, 8pcs. | MCCB Accessories | LV_Switchgear | CM97921OOOO | L&T | 0 | Spreaders | Nos. | None | Inventory | FP Extended spreader terminals kit for DN0 MCCB, Frame size DN0-100, 8pcs.
5713 | Direct rotary handle RHE for fixed/plug-in type DN1 MCCB, Frame size DN1 | MCCB Accessories | LV_Switchgear | CM98040OOOO | L&T | 0 | Rotary Handle | Nos. | None | Inventory | Direct rotary handle RHE for fixed/plug-in type DN1 MCCB, Frame size DN1
5714 | Extended rotary handle for DU / DSINE MCCB, Frame size DU250, DU250C, DSINE DN1 | MCCB Accessories | LV_Switchgear | CM98041OOOO | L&T | 0 | Rotary Handle | Nos. | None | Inventory | Extended rotary handle for DU / DSINE MCCB, Frame size DU250, DU250C, DSINE DN1
5715 | 250A, 4P, 36kA MCCB AT 415V AC with O/C,S/C protection, Thermal-Magnetic Release TM, Frame size DU250, Icu=36kA, Ics=18kA | MCCB | LV_Switchgear | CM98065OOPO | L&T | 250A | 36kA | Nos. |  | Inventory | 250A, 4P, 36kA MCCB AT 415V AC with O/C,S/C protection, Thermal-Magnetic Release TM, Frame size DU250, Icu=36kA, Ics=18kA
5716 | 320A TP 36kA DN3B MCCB with O/C,S/C protection, Thermal-Magnetic Release TMD, Frame size DN3B-400D, Ics=Icu=36kA@415V AC | MCCB | LV_Switchgear | CM98401OOQOOG | L&T | 320A | 36kA | Nos. | None | Inventory | 320A TP 36kA DN3B MCCB with O/C,S/C protection, Thermal-Magnetic Release TMD, Frame size DN3B-400D, Ics=Icu=36kA@415V AC
5717 | 400A TP 36kA DN3B MCCB with O/C,S/C protection, Thermal-Magnetic Release TMD, Frame size DN3B-400D, Ics=Icu=36kA@415V AC | MCCB | LV_Switchgear | CM98401OOROOG | L&T | 400A | 36kA | Nos. | None | Inventory | 400A TP 36kA DN3B MCCB with O/C,S/C protection, Thermal-Magnetic Release TMD, Frame size DN3B-400D, Ics=Icu=36kA@415V AC
5718 | 320A FP 36kA DN3B MCCB with O/C,S/C protection, Thermal-Magnetic Release TMD, Frame size DN3B-400D, Ics=Icu=36kA@415V AC | MCCB | LV_Switchgear | CM98403OOQOOG | L&T | 320A | 36kA | Nos. | None | Inventory | 320A FP 36kA DN3B MCCB with O/C,S/C protection, Thermal-Magnetic Release TMD, Frame size DN3B-400D, Ics=Icu=36kA@415V AC
5719 | 400A FP 36kA DN3B MCCB with O/C,S/C protection, Thermal-Magnetic Release TMD, Frame size DN3B-400D, Ics=Icu=36kA@415V AC | MCCB | LV_Switchgear | CM98403OOROOG | L&T | 400A | 36kA | Nos. | None | Inventory | 400A FP 36kA DN3B MCCB with O/C,S/C protection, Thermal-Magnetic Release TMD, Frame size DN3B-400D, Ics=Icu=36kA@415V AC
5720 | 320A TP DN3B Switch Disconnector, Type DN3B-400SD | Switch Disconnector | LV_Switchgear | CM98410OOQOOG | L&T | 320A | MCCB Disconnector | Nos. | None | Inventory | 320A TP DN3B Switch Disconnector, Type DN3B-400SD
5721 | 400A TP DN3B Switch Disconnector, Type DN3B-400SD | Switch Disconnector | LV_Switchgear | CM98410OOROOG | L&T | 400A | MCCB Disconnector | Nos. | None | Inventory | 400A TP DN3B Switch Disconnector, Type DN3B-400SD
5722 | 320A FP DN3B Switch Disconnector, Type DN3B-400SD | Switch Disconnector | LV_Switchgear | CM98412OOQOOG | L&T | 320A | MCCB Disconnector | Nos. | None | Inventory | 320A FP DN3B Switch Disconnector, Type DN3B-400SD
5723 | 400A FP DN3B Switch Disconnector, Type DN3B-400SD | Switch Disconnector | LV_Switchgear | CM98412OOROOG | L&T | 400A | MCCB Disconnector | Nos. | None | Inventory | 400A FP DN3B Switch Disconnector, Type DN3B-400SD
5724 | 32A TP 50kA DN0 MCCB with S/C, protection, Frame size DN0-100M, Icu=50kA@415V AC | MCCB | LV_Switchgear | CM98944OOEO | L&T | 32A | 50kA | Nos. | None | Inventory | 32A TP 50kA DN0 MCCB with S/C, protection, Frame size DN0-100M, Icu=50kA@415V AC
5725 | 40A TP 50kA DN0 MCCB with S/C, protection, Frame size DN0-100M, Icu=50kA@415V AC | MCCB | LV_Switchgear | CM98944OOFO | L&T | 40A | 50kA | Nos. | None | Inventory | 40A TP 50kA DN0 MCCB with S/C, protection, Frame size DN0-100M, Icu=50kA@415V AC
5726 | 50A TP 50kA DN0 MCCB with S/C, protection, Frame size DN0-100M, Icu=50kA@415V AC | MCCB | LV_Switchgear | CM98944OOGO | L&T | 50A | 50kA | Nos. | None | Inventory | 50A TP 50kA DN0 MCCB with S/C, protection, Frame size DN0-100M, Icu=50kA@415V AC
5727 | 63A TP 50kA DN0 MCCB with S/C, protection, Frame size DN0-100M, Icu=50kA@415V AC | MCCB | LV_Switchgear | CM98944OOHO | L&T | 63A | 50kA | Nos. | None | Inventory | 63A TP 50kA DN0 MCCB with S/C, protection, Frame size DN0-100M, Icu=50kA@415V AC
5728 | 80A TP 50kA DN0 MCCB with S/C, protection, Frame size DN0-100M, Icu=50kA@415V AC | MCCB | LV_Switchgear | CM98944OOJO | L&T | 80A | 50kA | Nos. | None | Inventory | 80A TP 50kA DN0 MCCB with S/C, protection, Frame size DN0-100M, Icu=50kA@415V AC
5729 | 100A TP 50kA DN0 MCCB with S/C, protection, Frame size DN0-100M, Icu=50kA@415V AC | MCCB | LV_Switchgear | CM98944OOKO | L&T | 100A | 50kA | Nos. | None | Inventory | 100A TP 50kA DN0 MCCB with S/C, protection, Frame size DN0-100M, Icu=50kA@415V AC
5730 | Shunt Coil/Release SOR-C 110/240/415V AC,110/220V DC for fixed/plug-in type MCCB, Frame size DN2 to DN4 | MCCB Accessories | LV_Switchgear | CM98976O4OO | L&T | 0 | Shunt | Nos. | None | Inventory | Shunt Coil/Release SOR-C 110/240/415V AC,110/220V DC for fixed/plug-in type MCCB, Frame size DN2 to DN4
5731 | Mechanical Interlock Kit - Base Plate, Frame size DN2-250 | MCCB Accessories | LV_Switchgear | CM99731OOOO | L&T | 0 | Interlock Kit | Nos. | None | Inventory | Mechanical Interlock Kit - Base Plate, Frame size DN2-250
5732 | Mechanical Interlock Kit - Base Plate, Frame size DN3-400 | MCCB Accessories | LV_Switchgear | CM99732OOOO | L&T | 0 | Interlock Kit | Nos. | None | Inventory | Mechanical Interlock Kit - Base Plate, Frame size DN3-400
5733 | Auxiliary contact 1C/O, AUX-C, right side mounting for fixed/plug-in type MCCB, Frame size DN2 to DN4 | MCCB Accessories | LV_Switchgear | CM99801OOOO | L&T | 0 | Aux./Trip Contact | Nos. | None | Inventory | Auxiliary contact 1C/O, AUX-C, right side mounting for fixed/plug-in type MCCB, Frame size DN2 to DN4
5734 | Auxiliary contact 2C/O, AUX-C, right side mounting for fixed/plug-in type MCCB, Frame size DN2 to DN4 | MCCB Accessories | LV_Switchgear | CM99802OOOO | L&T | 0 | Aux./Trip Contact | Nos. | None | Inventory | Auxiliary contact 2C/O, AUX-C, right side mounting for fixed/plug-in type MCCB, Frame size DN2 to DN4
5735 | Trip indication contact 1C/O, AUX-C, right side mounting for fixed/plug-in type MCCB, Frame size DN2 to DN4 | MCCB Accessories | LV_Switchgear | CM99803OOOO | L&T | 0 | Aux./Trip Contact | Nos. | None | Inventory | Trip indication contact 1C/O, AUX-C, right side mounting for fixed/plug-in type MCCB, Frame size DN2 to DN4
5736 | Auxiliary contact 1C/O + Trip indication contact 1C/O right side mounted for DU / DSINE MCCB, frame size DU400N, DSINE DN2, DN3B, DN3, DN4 | MCCB Accessories | LV_Switchgear | CM99804OOOO | L&T | 0 | Aux./Trip Contact | Nos. | None | Inventory | Auxiliary contact 1C/O + Trip indication contact 1C/O right side mounted for DU / DSINE MCCB, frame size DU400N, DSINE DN2, DN3B, DN3, DN4
5737 | Shunt Coil/Release 110A, 240A, 415V AC / 110A, 220V DC for DU / DSINE MCCB, frame size DU400N, DSINE DN2, DN3B, DN3, DN4 | MCCB Accessories | LV_Switchgear | CM99805OOOO | L&T | 0 | Shunt | Nos. | None | Inventory | Shunt Coil/Release 110A, 240A, 415V AC / 110A, 220V DC for DU / DSINE MCCB, frame size DU400N, DSINE DN2, DN3B, DN3, DN4
5738 | Direct rotary handle RHE for fixed/plug-in type DN2 MCCB, Frame size DN2 | MCCB Accessories | LV_Switchgear | CM99829OOOO | L&T | 0 | Rotary Handle | Nos. | None | Inventory | Direct rotary handle RHE for fixed/plug-in type DN2 MCCB, Frame size DN2
5739 | Extended rotary handle for DSINE MCCB, Frame size DSINE DN2 | MCCB Accessories | LV_Switchgear | CM99830OOOO | L&T | 0 | Rotary Handle | Nos. | None | Inventory | Extended rotary handle for DSINE MCCB, Frame size DSINE DN2
5740 | Mechanical Interlock Kit - Base Plate, Frame size DN3-630 | MCCB Accessories | LV_Switchgear | CM99854OOOO | L&T | 0 | Interlock Kit | Nos. | None | Inventory | Mechanical Interlock Kit - Base Plate, Frame size DN3-630
5741 | Direct rotary handle RHE for fixed/plug-in type DN3B,DN3 MCCB, Frame size DN3B,DN3 | MCCB Accessories | LV_Switchgear | CM99860OOOO | L&T | 0 | Rotary Handle | Nos. | None | Inventory | Direct rotary handle RHE for fixed/plug-in type DN3B,DN3 MCCB, Frame size DN3B,DN3
5742 | Extended rotary handle RHE for fixed/plug-in type DN3B,DN3 MCCB, Frame size DN3B,DN3 | MCCB Accessories | LV_Switchgear | CM99861OOOO | L&T | 0 | Rotary Handle | Nos. | None | Inventory | Extended rotary handle RHE for fixed/plug-in type DN3B,DN3 MCCB, Frame size DN3B,DN3
5743 | Extended rotary handle RHE for fixed/plug-in type DN4 MCCB, Frame size DN4 | MCCB Accessories | LV_Switchgear | CM99884OOOO | L&T | 0 | Rotary Handle | Nos. | None | Inventory | Extended rotary handle RHE for fixed/plug-in type DN4 MCCB, Frame size DN4
5744 | Under-voltage Coil/Release UVR-C 240V AC left side mounting for fixed/plug-in type MCCB, Frame size DN4 | MCCB Accessories | LV_Switchgear | CM99906OOOO | L&T | 0 | Undervoltage | Nos. | None | Inventory | Under-voltage Coil/Release UVR-C 240V AC left side mounting for fixed/plug-in type MCCB, Frame size DN4
5745 | 63A Extrnal Nuetral CT for DN-2 MCCB | MCCB Accessories | LV_Switchgear | CM99947OOOO | L&T | 0 | - | Nos. |  | Inventory | 63A Extrnal Nuetral CT for DN-2 MCCB
5746 | Eternal Neutral CT for DSINE MCCB, frame size DN2-160A | MCCB Accessories | LV_Switchgear | CM99949OOOO | L&T | 0 | Neutral CT | Nos. | None | Inventory | Eternal Neutral CT for DSINE MCCB, frame size DN2-160A
5747 | External Neutral CT for DSINE MCCB, frame size DN2-250A | MCCB Accessories | LV_Switchgear | CM99950OOOO | L&T | 0 | Neutral CT | Nos. |  | Inventory | External Neutral CT for DSINE MCCB, frame size DN2-250A
5748 | Panel door mounted Key lock for Extended ROM TYPE 1 | MCCB Accessories | LV_Switchgear | CM99958TOOOO | L&T | 0 | Catell lock | Nos. |  | Inventory | Panel door mounted Key lock for Extended ROM TYPE 1
5749 | Under-voltage Coil/Release UVR-C 240V AC left side mounting for fixed/plug-in type MCCB, Frame size DN2, DN3B, DN3 | MCCB Accessories | LV_Switchgear | CM99986BOOO | L&T | 0 | Undervoltage | Nos. | None | Inventory | Under-voltage Coil/Release UVR-C 240V AC left side mounting for fixed/plug-in type MCCB, Frame size DN2, DN3B, DN3
6254 | Protective cover is available in 300 mm Length | TERMINAL | SWITCHGEAR | CSTSPC1-4 | CONNECTWELL | - | - | Nos |  | Inventory | Protective cover is available in 300 mm Length
5751 | 63A FP CO manual Changeover Switch, Frame size Fr-1, Type CO1-63 | Changeover Switch | LV_Switchgear | CO10630OOOO | L&T | 63A | Manual | Nos. | None | Inventory | 63A FP CO manual Changeover Switch, Frame size Fr-1, Type CO1-63
5752 | 100A FP CO manual Changeover Switch , Frame size Fr-1, Type CO1-100 | Changeover Switch | LV_Switchgear | CO11000OOOO | L&T | 100A | Manual | Nos. | None | Inventory | 100A FP CO manual Changeover Switch , Frame size Fr-1, Type CO1-100
5753 | 125A FP CO manual Changeover Switch , Frame size Fr-1, Type CO1-125 | Changeover Switch | LV_Switchgear | CO11250OOOO | L&T | 125A | Manual | Nos. | None | Inventory | 125A FP CO manual Changeover Switch , Frame size Fr-1, Type CO1-125
5754 | CO2 GAS HEATER MAKE REPUTED | Welding ACC | ACCESSORIES | CO2 GAS HEATER | REPUTED | _ | NA | Nos | None | Inventory | CO2 GAS HEATER MAKE REPUTED
5755 | CO2 Gas cylinder opening key | Welding ACC | ACCESSORIES | CO2-GAS-KEY | REPUTED | _ | NA | Nos | None | Inventory | CO2 Gas cylinder opening key
5756 | 125A FP CO manual Changeover Switch , Frame size Fr-2, Type CO2-125 | Changeover Switch | LV_Switchgear | CO21250OOOO | L&T | 125A | Manual | Nos. | None | Inventory | 125A FP CO manual Changeover Switch , Frame size Fr-2, Type CO2-125
5757 | 160A FP CO manual Changeover Switch , Frame size Fr-2, Type CO2-160 | Changeover Switch | LV_Switchgear | CO21600OOOO | L&T | 160A | Manual | Nos. | None | Inventory | 160A FP CO manual Changeover Switch , Frame size Fr-2, Type CO2-160
5758 | 200A FP CO manual Changeover Switch , Frame size Fr-2, Type CO2-200 | Changeover Switch | LV_Switchgear | CO22000OOOA | L&T | 200A | Manual | Nos. | None | Inventory | 200A FP CO manual Changeover Switch , Frame size Fr-2, Type CO2-200
5759 | 250A FP CO manual Changeover Switch , Frame size Fr-3, Type CO3-250 | Changeover Switch | LV_Switchgear | CO32500OOOO | L&T | 250A | Manual | Nos. | None | Inventory | 250A FP CO manual Changeover Switch , Frame size Fr-3, Type CO3-250
5760 | 315A FP CO manual Changeover Switch , Frame size Fr-3, Type CO3-315 | Changeover Switch | LV_Switchgear | CO33150OOOO | L&T | 315A | Manual | Nos. | None | Inventory | 315A FP CO manual Changeover Switch , Frame size Fr-3, Type CO3-315
5761 | 400A FP CO manual Changeover Switch, Frame size Fr-4, Type CO4-400 | Changeover Switch | LV_Switchgear | CO44000OOOO | L&T | 400A | Manual | Nos. | None | Inventory | 400A FP CO manual Changeover Switch, Frame size Fr-4, Type CO4-400
5762 | 630A FP CO manual Changeover Switch, Frame size Fr-4, Type CO4-630 | Changeover Switch | LV_Switchgear | CO46300OOOO | L&T | 630A | Manual | Nos. | None | Inventory | 630A FP CO manual Changeover Switch, Frame size Fr-4, Type CO4-630
5763 | 1000A FP CO manual Changeover Switch , Frame size Fr-5, Type CO5-1000 | Changeover Switch | LV_Switchgear | CO51000OOOO | L&T | 1000A | Manual | Nos. | None | Inventory | 1000A FP CO manual Changeover Switch , Frame size Fr-5, Type CO5-1000
5764 | 630A FP CO manual Changeover Switch, Frame size Fr-5, Type CO5-630 | Changeover Switch | LV_Switchgear | CO56300OOOO | L&T | 630A | Manual | Nos. | None | Inventory | 630A FP CO manual Changeover Switch, Frame size Fr-5, Type CO5-630
5765 | 800A FP CO manual Changeover Switch , Frame size Fr-5, Type CO5-800 | Changeover Switch | LV_Switchgear | CO58000OOOO | L&T | 800A | Manual | Nos. | None | Inventory | 800A FP CO manual Changeover Switch , Frame size Fr-5, Type CO5-800
5766 | 1250A FP CO manual Changeover Switch , Frame size Fr-6, Type CO6-1250 | Changeover Switch | LV_Switchgear | CO61250OOOO | L&T | 1250A | Manual | Nos. | None | Inventory | 1250A FP CO manual Changeover Switch , Frame size Fr-6, Type CO6-1250
5767 | 1600A FP CO manual Changeover Switch , Frame size Fr-6, Type CO6-1600 | Changeover Switch | LV_Switchgear | CO61600OOOO | L&T | 1600A | Manual | Nos. | None | Inventory | 1600A FP CO manual Changeover Switch , Frame size Fr-6, Type CO6-1600
5768 | 2000A FP CO manual Changeover Switch , Frame size Fr-6, Type CO6-2000 | Changeover Switch | LV_Switchgear | CO62000OOOO | L&T | 2000A | Manual | Nos. | None | Inventory | 2000A FP CO manual Changeover Switch , Frame size Fr-6, Type CO6-2000
5769 | Supply of columns (14 no) in 4 nos will be longer in height approx weight shall be 6100kgs, Gantry girders suitable for 34.5 metre bay length approx weight shall be 7500kgs approx with end tie and cross bracing were required | CAPITAL GOODS | TOOLS | COLUMN- | YASH | _ | NA | SET |  | Non Inventory | Supply of columns (14 no) in 4 nos will be longer in height approx weight shall be 6100kgs, Gantry girders suitable for 34.5 metre bay length approx weight shall be 7500kgs approx with end tie and cross bracing were required
5770 | Comb Insulated Busbar for Double Pole MCB | GLAND | WIRE & ACCESSORIES | COMB-BUSBAR-DP | REPUTED | _ | NA | Nos |  | Inventory | Comb Insulated Busbar for Double Pole MCB
5771 | Comb Insulated Busbar for Four Pole MCB | GLAND | WIRE & ACCESSORIES | COMB-BUSBAR-FP | REPUTED | _ | NA | Nos |  | Inventory | Comb Insulated Busbar for Four Pole MCB
5772 | Comb Insulated busbar for Single Pole MCB | GLAND | WIRE & ACCESSORIES | COMB-BUSBAR-SP | REPUTED | _ | NA | Nos |  | Inventory | Comb Insulated busbar for Single Pole MCB
5773 | COMBINATION PLIERS Make-Taparia | Welding ACC | ACCESSORIES | COMBINATION PLIERS | Taparia | _ | NA | Nos | None | Inventory | COMBINATION PLIERS Make-Taparia
6256 | 10sq.mm CTS screw type, Polyamide-Grey | TERMINAL | SWITCHGEAR | CTS10U | CONNECTWELL | 10sq.mm | Polyamide | Nos |  | Inventory | 10sq.mm CTS screw type, Polyamide-Grey
5775 | compressor servicing with spares | CHARGES | - | COMPRESSOR-SERVICING | - | - | - | Nos |  | Inventory | compressor servicing with spares
6257 | 16sq.mm CTS screw type, Polyamide-Grey | TERMINAL | SWITCHGEAR | CTS16U | CONNECTWELL | 16sq.mm | Polyamide | Nos |  | Inventory | 16sq.mm CTS screw type, Polyamide-Grey
6258 | 2.5sq.mm CTS screw type, Polyamide-Grey | TERMINAL | SWITCHGEAR | CTS2.5UN | CONNECTWELL | 2sq.mm | Polyamide | Nos |  | Inventory | 2.5sq.mm CTS screw type, Polyamide-Grey
6259 | 35sq.mm CTS screw type, Polyamide-Grey | TERMINAL | SWITCHGEAR | CTS35UN | CONNECTWELL | 35sq.mm | Polyamide | Nos |  | Inventory | 35sq.mm CTS screw type, Polyamide-Grey
5779 | Consultancy services | CHARGES | - | CONSULTANCY | - | - | - | Nos |  | Non Inventory | Consultancy services
5780 | FOR PROJECT | LABOUR | ACCESSORIES | CONSULTANT | - | _ | NA | Nos |  | Inventory | FOR PROJECT
5781 | CONTACT TIP FOR SIZE 1.4MM | Welding ACC | ACCESSORIES | CONTACT TIP 1.4MM | REPUTED | _ | NA | Nos | None | Inventory | CONTACT TIP FOR SIZE 1.4MM
5782 | CONTACT TIP M/6 0.8MM | Welding ACC | ACCESSORIES | CONTACT TIP M/6 0.8MM | REPUTED | _ | NA | Nos | None | Inventory | CONTACT TIP M/6 0.8MM
6260 | 4sq.mm CTS screw type, Polyamide-Grey | TERMINAL | SWITCHGEAR | CTS4UN | CONNECTWELL | 4sq.mm | Polyamide | Nos |  | Inventory | 4sq.mm CTS screw type, Polyamide-Grey
5784 | CONTACT SHROUD FOR CONTACT ARM OF 33KV 1250A VD4 | BROUGHTOUT | ACCESSORIES | CONTACTSHROUD33KV | ABB | - | - | Nos |  | Inventory | CONTACT SHROUD FOR CONTACT ARM OF 33KV 1250A VD4
5785 | CONTINUITY TESTER BIG | SHOP | TOOLS | CONTINUITY TESTER BIG | REPUTED | _ | NA | Nos | None | Inventory | CONTINUITY TESTER BIG
5786 | Control room design Service Charges. | SERVICE | SERVICE | CONTROL_ROOM_DESIGN | REPUTED | - | - | - |  | - | Control room design Service Charges.
5787 | CONTROL_TRAFO_110VAC/24VAC-50VA, REPUTED MAKE | BREAKER COILS | ACCESSORIES | CONTROL_TRAFO_110VAC/24VAC-50VA | REPUTED | _ | NA | KGS |  | Inventory | CONTROL_TRAFO_110VAC/24VAC-50VA, REPUTED MAKE
6261 | 4sq.mm CTS screw type, Polyamide-Blue | TERMINAL | SWITCHGEAR | CTS4UNBU | CONNECTWELL | 4sq.mm | Polyamide | Nos |  | Inventory | 4sq.mm CTS screw type, Polyamide-Blue
6262 | 4sq.mm CTS screw type, Polyamide-YELLOW | TERMINAL | SWITCHGEAR | CTS4UNY | CONNECTWELL | 4sq.mm | Polyamide | Nos |  | Inventory | 4sq.mm CTS screw type, Polyamide-YELLOW
5790 | Copper flexible | FLEXIBLE | WIRE & ACCESSORIES | COPPER FLEXIBLE | REPUTED | _ | NA | KGS | None | Inventory | Copper flexible
5791 | 1000A FP C-Line SD Switch Disconnector, Frame size Fr-6 | Switch Disconnector | LV_Switchgear | COS1000OO4O | L&T | 1000A | Switch Disconnector | Nos. | None | Inventory | 1000A FP C-Line SD Switch Disconnector, Frame size Fr-6
5792 | 1250A FP C-Line SD Switch Disconnector, Frame size Fr-6 | Switch Disconnector | LV_Switchgear | COS1250OO4O | L&T | 1250A | Switch Disconnector | Nos. | None | Inventory | 1250A FP C-Line SD Switch Disconnector, Frame size Fr-6
5793 | 1600A FP C-Line SD Switch Disconnector, Frame size Fr-6 | Switch Disconnector | LV_Switchgear | COS1600OO4O | L&T | 1600A | Switch Disconnector | Nos. | None | Inventory | 1600A FP C-Line SD Switch Disconnector, Frame size Fr-6
5794 | 2000A FP C-Line SD Switch Disconnector, Frame size Fr-6 | Switch Disconnector | LV_Switchgear | COS2000OO4O | L&T | 2000A | Switch Disconnector | Nos. | None | Inventory | 2000A FP C-Line SD Switch Disconnector, Frame size Fr-6
6263 | 6sq.mm CTS screw type, Polyamide-Grey | TERMINAL | SWITCHGEAR | CTS6U | CONNECTWELL | 6sq.mm | Polyamide | Nos |  | Inventory | 6sq.mm CTS screw type, Polyamide-Grey
7298 | STH3 END PLATE | TERMINAL | SWITCHGEAR | EP-STH3 | CONNECTWELL | _ | NA | Nos |  | Inventory | STH3 END PLATE
7299 | STH4 END PLATE | TERMINAL | SWITCHGEAR | EP-STH4 | CONNECTWELL | _ | NA | Nos |  | Inventory | STH4 END PLATE
7300 | END PLATE FOR CTS2.5UN/4UN | TERMINAL | SWITCHGEAR | EP2.5/4UN-ENDPLATE | CONNECTWELL | _ | NA | Nos |  | Inventory | END PLATE FOR CTS2.5UN/4UN
7301 | END PLATE FOR CTS6U/10U NON-DISCONNECTING T.B. | TERMINAL | SWITCHGEAR | EP6/10U-ENDPLATE | CONNECTWELL | _ | NA | Nos |  | Inventory | END PLATE FOR CTS6U/10U NON-DISCONNECTING T.B.
7302 | END PLATE FOR NON-DISCONNECTING T.B. Black colour | TERMINAL | SWITCHGEAR | EP6/10UBK-ENDPLATE | CONNECTWELL | _ | NA | Nos |  | Inventory | END PLATE FOR NON-DISCONNECTING T.B. Black colour
7303 | END PLATE FOR NON-DISCONNECTING T.B. BLUE COLOUR | TERMINAL | SWITCHGEAR | EP6/10UBU-ENDPLATE | CONNECTWELL | _ | NA | Nos |  | Inventory | END PLATE FOR NON-DISCONNECTING T.B. BLUE COLOUR
7304 | END PLATE FOR NON-DISCONNECTING T.B. in Red colour | TERMINAL | SWITCHGEAR | EP6/10UR-ENDPLATE | CONNECTWELL | _ | NA | Nos |  | Inventory | END PLATE FOR NON-DISCONNECTING T.B. in Red colour
7305 | END PLATE FOR NON-DISCONNECTING T.B. in Yellow colour | TERMINAL | SWITCHGEAR | EP6/10UY-ENDPLATE | CONNECTWELL | _ | NA | Nos |  | Inventory | END PLATE FOR NON-DISCONNECTING T.B. in Yellow colour
7306 | END PLATE FOR DISCONNECTING T.B. | TERMINAL | SWITCHGEAR | EPCBDT4U-ENDPLATE | CONNECTWELL | _ | NA | Nos |  | Inventory | END PLATE FOR DISCONNECTING T.B.
7307 | Polyamide Terminals End plate for CDL4UN | - | SWITCHGEAR | EPCDL4UN-ENDPLATE | CONNECTWELL | _ | NA | Nos |  | Inventory | Polyamide Terminals End plate for CDL4UN
7308 | END PLATE FOR EPCDTTU | TERMINAL | SWITCHGEAR | EPCDTTU | CONNECTWELL | _ | NA | Nos |  | Inventory | END PLATE FOR EPCDTTU
7309 | End plate for CSTSN4U/N5U/N6U | TERMINAL | SWITCHGEAR | EPCSTSU | CONNECTWELL | _ | NA | Nos |  | Inventory | End plate for CSTSN4U/N5U/N6U
12602 | Partition Plate in Grey colour suitable for CTS35UN Terminal Block | TERMINAL | SWITCHGEAR | PP35UN | CONNECTWELL | _ | NA | Nos |  | Inventory | Partition Plate in Grey colour suitable for CTS35UN Terminal Block
12603 | PARTITION PLATE FOR CBB35/50 /CBB70 | TERMINAL | SWITCHGEAR | PPCBB | CONNECTWELL | _ | NA | Nos |  | Inventory | PARTITION PLATE FOR CBB35/50 /CBB70
12604 | PARTITION PLATE FOR CBB95/120/150/185 | TERMINAL | SWITCHGEAR | PPCBB1 | CONNECTWELL | _ | NA | Nos |  | Inventory | PARTITION PLATE FOR CBB95/120/150/185
13701 | 50 sq.mm Stud Type Power Terminal Blocks | TERMINAL | SWITCHGEAR | PTB35/50 | CONNECTWELL | - | Polyamide | Nos |  | Inventory | 50 sq.mm Stud Type Power Terminal Blocks
15476 | CONECTWELL TERMINAL STH3 | TERMINAL | SWITCHGEAR | STH3-TERMINAL | CONNECTWELL | _ | NA | Nos |  | Inventory | CONECTWELL TERMINAL STH3
15477 | CONECTWELL TERMINAL STH4 | TERMINAL | SWITCHGEAR | STH4-TERMINAL | CONNECTWELL | _ | NA | Nos |  | Inventory | CONECTWELL TERMINAL STH4
5814 | Crate Size no-45 | SHOP | TOOLS | CRATE_45 | Taparia | _ | NA | Nos |  | Inventory | Crate Size no-45
5815 | CRC GALWA BRITE | PAINT | ACCESSORIES | CRC GALWA BRIRE | REPUTED | _ | NA | Nos | None | Inventory | CRC GALWA BRITE
5816 | CRCA SHEET SIZE 1250MM X 2500MM X 0.5MM THK, MAKE : JSW.. | CRCA | METAL | CRCA-1250X2500X0.5 | JSW | _ | NA | KGS |  | Inventory | CRCA SHEET SIZE 1250MM X 2500MM X 0.5MM THK, MAKE : JSW..
5817 | CRCA SHEET SIZE 1250MM X 2500MM X 1.2MM THK, MAKE : JSW. | CRCA | METAL | CRCA-1250X2500X01.2 | JSW | _ | NA | KGS |  | Inventory | CRCA SHEET SIZE 1250MM X 2500MM X 1.2MM THK, MAKE : JSW.
5818 | CRCA SHEET SIZE 1250MM X 2500MM X 1MM THK, MAKE : JSW. | CRCA | METAL | CRCA-1250X2500X1 | JSW | _ | NA | KGS |  | Inventory | CRCA SHEET SIZE 1250MM X 2500MM X 1MM THK, MAKE : JSW.
5819 | CRCA SHEET SIZE 1250MM X 2500MM X 1.5MM THK, MAKE : JSW. | CRCA | METAL | CRCA-1250X2500X1.5 | JSW | _ | NA | KGS |  | Inventory | CRCA SHEET SIZE 1250MM X 2500MM X 1.5MM THK, MAKE : JSW.
5820 | CRCA SHEET SIZE 1250MM X 2500MM X 2MM THK, MAKE : JSW. | CRCA | METAL | CRCA-1250X2500X2 | JSW | _ | NA | KGS |  | Inventory | CRCA SHEET SIZE 1250MM X 2500MM X 2MM THK, MAKE : JSW.
5821 | CRCA SHEET SIZE 1250MM X 2500MM X 2.5 MM THK, MAKE : JSW. | CRCA | METAL | CRCA-1250X2500X2.5 | JSW | _ | NA | KGS |  | Inventory | CRCA SHEET SIZE 1250MM X 2500MM X 2.5 MM THK, MAKE : JSW.
5822 | CRCA SHEET SIZE 1250MM X 2500MM X 3 MM THK, MAKE : JSW. | CRCA | METAL | CRCA-1250X2500X3 | JSW | _ | NA | KGS |  | Inventory | CRCA SHEET SIZE 1250MM X 2500MM X 3 MM THK, MAKE : JSW.
5823 | CRCA SHEET SIZE 1250MM X 3000MM X 2MM THK, MAKE : JSW. | CRCA | METAL | CRCA-1250X3000X2 | JSW | _ | NA | KGS |  | Inventory | CRCA SHEET SIZE 1250MM X 3000MM X 2MM THK, MAKE : JSW.
5824 | CRCA SHEET SIZE 1250MM X 3000MM X 2.5MM THK, MAKE : JSW. | CRCA | METAL | CRCA-1250X3000X2.5 | JSW | _ | NA | KGS |  | Inventory | CRCA SHEET SIZE 1250MM X 3000MM X 2.5MM THK, MAKE : JSW.
5825 | CRCA SHEET SIZE 1250MM X300MM X 3 MM THK, MAKE : JSW. | CRCA | METAL | CRCA-1250X3000X3 | JSW | _ | NA | KGS |  | Inventory | CRCA SHEET SIZE 1250MM X300MM X 3 MM THK, MAKE : JSW.
5826 | CRCA SHEET SIZE 1260MM X 3000MM X 2MM THK, MAKE : JSW. | CRCA | METAL | CRCA-1260X3000X2 | JSW | _ | NA | KGS |  | Inventory | CRCA SHEET SIZE 1260MM X 3000MM X 2MM THK, MAKE : JSW.
5827 | CRCA SHEET SIZE 1500MM X 2500MM X 2MM THK, MAKE : JSW. | CRCA | METAL | CRCA-1500X2500X2 | JSW | _ | NA | KGS |  | Inventory | CRCA SHEET SIZE 1500MM X 2500MM X 2MM THK, MAKE : JSW.
5828 | CRCA SHEET SIZE 1500MM X 2500MM X 3MM THK, MAKE : JSW. | CRCA | METAL | CRCA-1500X2500X3 | JSW | _ | NA | KGS |  | Inventory | CRCA SHEET SIZE 1500MM X 2500MM X 3MM THK, MAKE : JSW.
5829 | CRCA SHEET SIZE 1500MM X 3000MM X 1.5MM THK, MAKE : JSW. | CRCA | METAL | CRCA-1500X3000X1.5 | JSW | _ | NA | KGS |  | Inventory | CRCA SHEET SIZE 1500MM X 3000MM X 1.5MM THK, MAKE : JSW.
5830 | CRCA SHEET SIZE 1500MM X 3000MM X 2MM THK, MAKE : JSW. | CRCA | METAL | CRCA-1500X3000X2 | JSW | _ | NA | KGS |  | Inventory | CRCA SHEET SIZE 1500MM X 3000MM X 2MM THK, MAKE : JSW.
5831 | CRCA SHEET SIZE 1500MM X 3000MM X 2.5MM THK, | CRCA | METAL | CRCA-1500X3000X2.5 | JSW | - | - | KGS |  | Inventory | CRCA SHEET SIZE 1500MM X 3000MM X 2.5MM THK,
5832 | CRIMPING TOOL | SHOP | TOOLS | CRIMPING-TOOL | REPUTED | _ | NA | Nos |  | Non Inventory | CRIMPING TOOL
15478 | 6 Sq.mm Hinge Type Disconnect and Test Terminal Block in Grey Colour | TERMINAL | SWITCHGEAR | STH4DT | CONNECTWELL | 6sq.mm | Polyamide | Nos |  | Inventory | 6 Sq.mm Hinge Type Disconnect and Test Terminal Block in Grey Colour
5834 | 15kVAr @440V AC, TP Capacitor duty contactor with in-built damping resistor & with 1NO built-in auxiliary contacts, 240V AC coil, Type MO C15 | Contactor | LV_Switchgear | CS90019BOOO | L&T | 15kVAr | NA | Nos. | None | Inventory | 15kVAr @440V AC, TP Capacitor duty contactor with in-built damping resistor & with 1NO built-in auxiliary contacts, 240V AC coil, Type MO C15
5835 | 20kVAr @440V AC, TP Capacitor duty contactor with in-built damping resistor & with 1NO built-in auxiliary contacts, 240V AC coil, Type MO C20 | Contactor | LV_Switchgear | CS90021BOOO | L&T | 20kVAr | NA | Nos. | None | Inventory | 20kVAr @440V AC, TP Capacitor duty contactor with in-built damping resistor & with 1NO built-in auxiliary contacts, 240V AC coil, Type MO C20
5836 | 9-14A MU Thermal overload relay, suitable for direct mounting on MU 2P (2 Pole) contactors, Type MU | OLR | LV_Switchgear | CS90207OOAO | L&T | 9-14A | Thermal | Nos. | None | Inventory | 9-14A MU Thermal overload relay, suitable for direct mounting on MU 2P (2 Pole) contactors, Type MU
5837 | 16-26A MU Thermal overload relay, suitable for direct mounting on MU 2P (2 Pole) contactors, Type MU | OLR | LV_Switchgear | CS90207OOBO | L&T | 16-26A | Thermal | Nos. | None | Inventory | 16-26A MU Thermal overload relay, suitable for direct mounting on MU 2P (2 Pole) contactors, Type MU
5838 | 11-18A MU Thermal overload relay, suitable for direct mounting on MU 2P (2 Pole) contactors, Type MU | OLR | LV_Switchgear | CS90207OOCO | L&T | 11-18A | Thermal | Nos. | None | Inventory | 11-18A MU Thermal overload relay, suitable for direct mounting on MU 2P (2 Pole) contactors, Type MU
5839 | 13-22A MU Thermal overload relay, suitable for direct mounting on MU 2P (2 Pole) contactors, Type MU | OLR | LV_Switchgear | CS90207OODO | L&T | 13-22A | Thermal | Nos. | None | Inventory | 13-22A MU Thermal overload relay, suitable for direct mounting on MU 2P (2 Pole) contactors, Type MU
5840 | 20-32A MU Thermal overload relay, suitable for direct mounting on MU 2P (2 Pole) contactors, Type MU | OLR | LV_Switchgear | CS90207OOEO | L&T | 20-32A | Thermal | Nos. | None | Inventory | 20-32A MU Thermal overload relay, suitable for direct mounting on MU 2P (2 Pole) contactors, Type MU
5841 | 26-40A MU Thermal overload relay, suitable for direct mounting on MU 2P (2 Pole) contactors, Type MU | OLR | LV_Switchgear | CS90207OOFO | L&T | 26-40A | Thermal | Nos. | None | Inventory | 26-40A MU Thermal overload relay, suitable for direct mounting on MU 2P (2 Pole) contactors, Type MU
5842 | 1-1.6A MU Thermal overload relay, suitable for direct mounting on MU 2P (2 Pole) contactors, Type MU | OLR | LV_Switchgear | CS90207OOMO | L&T | 1-1.6A | Thermal | Nos. | None | Inventory | 1-1.6A MU Thermal overload relay, suitable for direct mounting on MU 2P (2 Pole) contactors, Type MU
5843 | 1.5-2.5A MU Thermal overload relay, suitable for direct mounting on MU 2P (2 Pole) contactors, Type MU | OLR | LV_Switchgear | CS90207OOPO | L&T | 1.5-2.5A | Thermal | Nos. | None | Inventory | 1.5-2.5A MU Thermal overload relay, suitable for direct mounting on MU 2P (2 Pole) contactors, Type MU
5844 | 2.5-4A MU Thermal overload relay, suitable for direct mounting on MU 2P (2 Pole) contactors, Type MU | OLR | LV_Switchgear | CS90207OORO | L&T | 2.5-4A | Thermal | Nos. | None | Inventory | 2.5-4A MU Thermal overload relay, suitable for direct mounting on MU 2P (2 Pole) contactors, Type MU
5845 | 4-6.5A MU Thermal overload relay, suitable for direct mounting on MU 2P (2 Pole) contactors, Type MU | OLR | LV_Switchgear | CS90207OOTO | L&T | 4-6.5A | Thermal | Nos. | None | Inventory | 4-6.5A MU Thermal overload relay, suitable for direct mounting on MU 2P (2 Pole) contactors, Type MU
5846 | 6-10A MU Thermal overload relay, suitable for direct mounting on MU 2P (2 Pole) contactors, Type MU | OLR | LV_Switchgear | CS90207OOVO | L&T | 6-10A | Thermal | Nos. | None | Inventory | 6-10A MU Thermal overload relay, suitable for direct mounting on MU 2P (2 Pole) contactors, Type MU
5847 | POWER CONTACTOR,2P,25A-AC1,9A-AC3 WITH 1 NO CONTACT, COIL VTG -240V AC | Contactor | LV_Switchgear | CS90232-BOOO | L&T | 9A | NA | Nos. |  | Inventory | POWER CONTACTOR,2P,25A-AC1,9A-AC3 WITH 1 NO CONTACT, COIL VTG -240V AC
5848 | 300A TP Power contactor for AC3 duty @415V AC with 2NO + 2NC built-in auxiliary contacts, 110V AC coil, Type MNX 300 | Contactor | LV_Switchgear | CS90280AOOO | L&T | 300A | NA | Nos. | None | Inventory | 300A TP Power contactor for AC3 duty @415V AC with 2NO + 2NC built-in auxiliary contacts, 110V AC coil, Type MNX 300
5849 | 300A TP Power contactor for AC3 duty @415V AC with 2NO + 2NC built-in auxiliary contacts, 240V AC coil, Type MNX 300 | Contactor | LV_Switchgear | CS90280BOOO | L&T | 300A | NA | Nos. | None | Inventory | 300A TP Power contactor for AC3 duty @415V AC with 2NO + 2NC built-in auxiliary contacts, 240V AC coil, Type MNX 300
5850 | 300A TP Power contactor for AC3 duty @415V AC with 2NO + 2NC built-in auxiliary contacts, 415V AC coil, Type MNX 300 | Contactor | LV_Switchgear | CS90280DOOO | L&T | 300A | NA | Nos. | None | Inventory | 300A TP Power contactor for AC3 duty @415V AC with 2NO + 2NC built-in auxiliary contacts, 415V AC coil, Type MNX 300
5851 | 300A TP Power contactor for AC3 duty @415V AC with 2NO + 2NC built-in auxiliary contacts, 220V AC coil, Type MNX 300 | Contactor | LV_Switchgear | CS90280KOOO | L&T | 300A | NA | Nos. | None | Inventory | 300A TP Power contactor for AC3 duty @415V AC with 2NO + 2NC built-in auxiliary contacts, 220V AC coil, Type MNX 300
5852 | 9-45A REO 1.1 Electronic Motor Protection Relay , suitable for direct mounting on MO 9-45 contactors, Type REO 1.1 | MPR | LV_Switchgear | CS90418OOGO | L&T | 9-45A | MPR | Nos. | None | Inventory | 9-45A REO 1.1 Electronic Motor Protection Relay , suitable for direct mounting on MO 9-45 contactors, Type REO 1.1
5853 | 0.15-0.75A REO 1.1 Electronic Motor Protection Relay , suitable for direct mounting on MO 9-45 contactors, Type REO 1.1 | MPR | LV_Switchgear | CS90418OOJO | L&T | 0.15-0.75A | MPR | Nos. | None | Inventory | 0.15-0.75A REO 1.1 Electronic Motor Protection Relay , suitable for direct mounting on MO 9-45 contactors, Type REO 1.1
5854 | 2.4-12A REO 1.1 Electronic Motor Protection Relay , suitable for direct mounting on MO 9-45 contactors, Type REO 1.1 | MPR | LV_Switchgear | CS90418OOLO | L&T | 2.4-12A | MPR | Nos. | None | Inventory | 2.4-12A REO 1.1 Electronic Motor Protection Relay , suitable for direct mounting on MO 9-45 contactors, Type REO 1.1
5855 | 0.6-3A REO 1.1 Electronic Motor Protection Relay , suitable for direct mounting on MO 9-45 contactors, Type REO 1.1 | MPR | LV_Switchgear | CS90418OOQO | L&T | 0.6-3A | MPR | Nos. | None | Inventory | 0.6-3A REO 1.1 Electronic Motor Protection Relay , suitable for direct mounting on MO 9-45 contactors, Type REO 1.1
5856 | 9-45A REO 1.1G Electronic Motor Protection Relay , suitable for direct mounting on MO 9-45 contactors, Type REO 1.1G | MPR | LV_Switchgear | CS90423OOGO | L&T | 9-45A | MPR | Nos. | None | Inventory | 9-45A REO 1.1G Electronic Motor Protection Relay , suitable for direct mounting on MO 9-45 contactors, Type REO 1.1G
5857 | 0.15-0.75A REO 1.1G Electronic Motor Protection Relay , suitable for direct mounting on MO 9-45 contactors, Type REO 1.1G | MPR | LV_Switchgear | CS90423OOJO | L&T | 0.15-0.75A | MPR | Nos. | None | Inventory | 0.15-0.75A REO 1.1G Electronic Motor Protection Relay , suitable for direct mounting on MO 9-45 contactors, Type REO 1.1G
5858 | 2.4-12A REO 1.1G Electronic Motor Protection Relay , suitable for direct mounting on MO 9-45 contactors, Type REO 1.1G | MPR | LV_Switchgear | CS90423OOLO | L&T | 2.4-12A | MPR | Nos. | None | Inventory | 2.4-12A REO 1.1G Electronic Motor Protection Relay , suitable for direct mounting on MO 9-45 contactors, Type REO 1.1G
5859 | 0.6-3A REO 1.1G Electronic Motor Protection Relay , suitable for direct mounting on MO 9-45 contactors, Type REO 1.1G | MPR | LV_Switchgear | CS90423OOQO | L&T | 0.6-3A | MPR | Nos. | None | Inventory | 0.6-3A REO 1.1G Electronic Motor Protection Relay , suitable for direct mounting on MO 9-45 contactors, Type REO 1.1G
5860 | Relay Reset Cord for REO Relay - 400mm | OLR Accessories | LV_Switchgear | CS90425OOOO | L&T | 0 | Relay Reset Cord | Nos. | None | Inventory | Relay Reset Cord for REO Relay - 400mm
5861 | 23-30A RTO Thermal overload relay, suitable for direct mounting on MO 50 - 70 contactors, Type RTO - 3 | OLR | LV_Switchgear | CS90873OOEO | L&T | 23-30A | Thermal | Nos. | None | Inventory | 23-30A RTO Thermal overload relay, suitable for direct mounting on MO 50 - 70 contactors, Type RTO - 3
5796 | CR-EH-24-230-ED | HOOTER | SWITCHGEAR | CR-HOO-24-230 | CRAFTECH | _ | NA | Nos | None | Inventory | CR-EH-24-230-ED
5863 | Relay Reset Cord for RTO Relay - 400mm | OLR Accessories | LV_Switchgear | CS90941OOOO | L&T | 0 | Relay Reset Cord | Nos. | None | Inventory | Relay Reset Cord for RTO Relay - 400mm
5864 | Relay Reset Cord for RTO Relay - 650mm | OLR Accessories | LV_Switchgear | CS90942OOOO | L&T | 0 | Relay Reset Cord | Nos. | None | Inventory | Relay Reset Cord for RTO Relay - 650mm
5865 | Relay Reset Cord for RTO Relay - 900mm | OLR Accessories | LV_Switchgear | CS90943OOOO | L&T | 0 | Relay Reset Cord | Nos. | None | Inventory | Relay Reset Cord for RTO Relay - 900mm
5866 | Relay Reset Cord for RTO Relay - 1200mm | OLR Accessories | LV_Switchgear | CS90944OOOO | L&T | 0 | Relay Reset Cord | Nos. | None | Inventory | Relay Reset Cord for RTO Relay - 1200mm
5867 | 50A TP Power contactor for AC3 duty @415V AC with 1NO built-in auxiliary contacts, 60-110V AC / DC Electronic coil, Type MDX 50* | Contactor | LV_Switchgear | CS91584AOOO | L&T | 50A | NA | Nos. | None | Inventory | 50A TP Power contactor for AC3 duty @415V AC with 1NO built-in auxiliary contacts, 60-110V AC / DC Electronic coil, Type MDX 50*
5868 | 50A TP Power contactor for AC3 duty @415V AC with 1NO built-in auxiliary contacts, 110-240V AC / DC Electronic coil, Type MDX 50* | Contactor | LV_Switchgear | CS91584BOOO | L&T | 50A | NA | Nos. | None | Inventory | 50A TP Power contactor for AC3 duty @415V AC with 1NO built-in auxiliary contacts, 110-240V AC / DC Electronic coil, Type MDX 50*
5869 | 50A TP Power contactor for AC3 duty @415V AC with 1NO built-in auxiliary contacts, 20-48V AC / DC Electronic coil, Type MDX 50* | Contactor | LV_Switchgear | CS91584JOOO | L&T | 50A | NA | Nos. | None | Inventory | 50A TP Power contactor for AC3 duty @415V AC with 1NO built-in auxiliary contacts, 20-48V AC / DC Electronic coil, Type MDX 50*
5870 | 65A TP Power contactor for AC3 duty @415V AC with 1NO built-in auxiliary contacts, 60-110V AC / DC Electronic coil, Type MDX 65* | Contactor | LV_Switchgear | CS91585AOOO | L&T | 65A | NA | Nos. | None | Inventory | 65A TP Power contactor for AC3 duty @415V AC with 1NO built-in auxiliary contacts, 60-110V AC / DC Electronic coil, Type MDX 65*
5871 | 65A TP Power contactor for AC3 duty @415V AC with 1NO built-in auxiliary contacts, 110-240V AC / DC Electronic coil, Type MDX 65* | Contactor | LV_Switchgear | CS91585BOOO | L&T | 65A | NA | Nos. | None | Inventory | 65A TP Power contactor for AC3 duty @415V AC with 1NO built-in auxiliary contacts, 110-240V AC / DC Electronic coil, Type MDX 65*
5872 | 65A TP Power contactor for AC3 duty @415V AC with 1NO built-in auxiliary contacts, 20-48V AC / DC Electronic coil, Type MDX 65* | Contactor | LV_Switchgear | CS91585JOOO | L&T | 65A | NA | Nos. | None | Inventory | 65A TP Power contactor for AC3 duty @415V AC with 1NO built-in auxiliary contacts, 20-48V AC / DC Electronic coil, Type MDX 65*
5873 | 80A TP Power contactor for AC3 duty @415V AC with 1NO built-in auxiliary contacts, 60-110V AC / DC Electronic coil, Type MDX 80* | Contactor | LV_Switchgear | CS91586AOOO | L&T | 80A | NA | Nos. | None | Inventory | 80A TP Power contactor for AC3 duty @415V AC with 1NO built-in auxiliary contacts, 60-110V AC / DC Electronic coil, Type MDX 80*
5874 | 80A TP Power contactor for AC3 duty @415V AC with 1NO built-in auxiliary contacts, 110-240V AC / DC Electronic coil, Type MDX 80* | Contactor | LV_Switchgear | CS91586BOOO | L&T | 80A | NA | Nos. | None | Inventory | 80A TP Power contactor for AC3 duty @415V AC with 1NO built-in auxiliary contacts, 110-240V AC / DC Electronic coil, Type MDX 80*
5875 | 80A TP Power contactor for AC3 duty @415V AC with 1NO built-in auxiliary contacts, 20-48V AC / DC Electronic coil, Type MDX 80* | Contactor | LV_Switchgear | CS91586JOOO | L&T | 80A | NA | Nos. | None | Inventory | 80A TP Power contactor for AC3 duty @415V AC with 1NO built-in auxiliary contacts, 20-48V AC / DC Electronic coil, Type MDX 80*
5876 | Auxiliary contactor with 4NO contacts, 110V AC coil, Type MO0 40E | Auxiliary Contactor | LV_Switchgear | CS91623AOOO | L&T | 0 | NA | Nos. | None | Inventory | Auxiliary contactor with 4NO contacts, 110V AC coil, Type MO0 40E
5877 | Auxiliary contactor with 4NO contacts, 240V AC coil, Type MO0 40E | Auxiliary Contactor | LV_Switchgear | CS91623BOOO | L&T | 0 | NA | Nos. | None | Inventory | Auxiliary contactor with 4NO contacts, 240V AC coil, Type MO0 40E
5878 | Auxiliary contactor with 4NO contacts, 415V AC coil, Type MO0 40E | Auxiliary Contactor | LV_Switchgear | CS91623DOOO | L&T | 0 | NA | Nos. | None | Inventory | Auxiliary contactor with 4NO contacts, 415V AC coil, Type MO0 40E
5879 | Auxiliary contactor with 4NO contacts, 24V AC coil, Type MO0 40E | Auxiliary Contactor | LV_Switchgear | CS91623GOOO | L&T | 0 | NA | Nos. | None | Inventory | Auxiliary contactor with 4NO contacts, 24V AC coil, Type MO0 40E
5880 | Auxiliary contactor with 3NO + 1NC contacts, 110V AC coil, Type MO0 31E | Auxiliary Contactor | LV_Switchgear | CS91624AOOO | L&T | 0 | NA | Nos. | None | Inventory | Auxiliary contactor with 3NO + 1NC contacts, 110V AC coil, Type MO0 31E
5881 | Auxiliary contactor with 3NO + 1NC contacts, 240V AC coil, Type MO0 31E | Auxiliary Contactor | LV_Switchgear | CS91624BOOO | L&T | 0 | NA | Nos. | None | Inventory | Auxiliary contactor with 3NO + 1NC contacts, 240V AC coil, Type MO0 31E
5882 | Auxiliary contactor with 3NO + 1NC contacts, 415V AC coil, Type MO0 31E | Auxiliary Contactor | LV_Switchgear | CS91624DOOO | L&T | 0 | NA | Nos. | None | Inventory | Auxiliary contactor with 3NO + 1NC contacts, 415V AC coil, Type MO0 31E
5883 | Auxiliary contactor with 3NO + 1NC contacts, 24V AC coil, Type MO0 31E | Auxiliary Contactor | LV_Switchgear | CS91624GOOO | L&T | 0 | NA | Nos. | None | Inventory | Auxiliary contactor with 3NO + 1NC contacts, 24V AC coil, Type MO0 31E
5884 | Auxiliary contactor with 2NO + 2NC contacts, 110V AC coil, Type MO0 22E | Auxiliary Contactor | LV_Switchgear | CS91625AOOO | L&T | 0 | NA | Nos. | None | Inventory | Auxiliary contactor with 2NO + 2NC contacts, 110V AC coil, Type MO0 22E
5885 | Auxiliary contactor with 2NO + 2NC contacts, 220V AC coil, Type MO0 | Contactor | LV_Switchgear | CS91625BOOO | L&T | 0 | - | Nos. | None | Inventory | Auxiliary contactor with 2NO + 2NC contacts, 220V AC coil, Type MO0
5886 | Auxiliary contactor with 2NO + 2NC contacts, 415V AC coil, Type MO0 22E | Auxiliary Contactor | LV_Switchgear | CS91625DOOO | L&T | 0 | NA | Nos. | None | Inventory | Auxiliary contactor with 2NO + 2NC contacts, 415V AC coil, Type MO0 22E
5887 | Auxiliary contactor with 2NO + 2NC contacts, 24V AC coil, Type MO0 22E | Auxiliary Contactor | LV_Switchgear | CS91625GOOO | L&T | 0 | NA | Nos. | None | Inventory | Auxiliary contactor with 2NO + 2NC contacts, 24V AC coil, Type MO0 22E
11989 | NIFPS SUTABLE FOR 60 MVA,150/15.5kV, BBL MAKE TRAFO WITH PAD LOCKING 1NO+1NC CONTACS, CONTROL VOLTAGE:125V DC, QUARZ BULB HEAT SENSING. | FIRE PROTECTION SYSTEM | SWITCHGEAR | NIFPS-60MVA-150/15.5KV | CTR | - | - | Nos. |  | - | NIFPS SUTABLE FOR 60 MVA,150/15.5kV, BBL MAKE TRAFO WITH PAD LOCKING 1NO+1NC CONTACS, CONTROL VOLTAGE:125V DC, QUARZ BULB HEAT SENSING.
6413 | DIGITAL SEMAPHORE INDICATOR , BAZEL DIA. - 36mm, CUT OUT : 32.5mm; Ur: 110/DC. NTC12-36MM- Ur: 110VDC-LED | SEMAPHORE INDICATOR | SWITCHGEAR | DAV-12-SEMAPHORE-110V/DC | DAV | - | - | Nos. |  | Inventory | DIGITAL SEMAPHORE INDICATOR , BAZEL DIA. - 36mm, CUT OUT : 32.5mm; Ur: 110/DC. NTC12-36MM- Ur: 110VDC-LED
6414 | DIGITAL SEMAPHORE INDICATOR, BAZEL DIA.- 48mm,CUT OUT : 40.5mm, Ur: 110VDC, FOR BREAKER STATUS. | SEMAPHORE INDICATOR | SWITCHGEAR | DAV-12-SEMAPHORE-110VDC | DAV | - | - | Nos. |  | Inventory | DIGITAL SEMAPHORE INDICATOR, BAZEL DIA.- 48mm,CUT OUT : 40.5mm, Ur: 110VDC, FOR BREAKER STATUS.
6415 | RELAY TEST TERMINAL BLOCK, WITH FLUSH MOUNTING, NON DRAWOUT CASE (FOR PROTECTION). | TTB | SWITCHGEAR | DAV-RTTB | DAV | _ | NA | Nos |  | Inventory | RELAY TEST TERMINAL BLOCK, WITH FLUSH MOUNTING, NON DRAWOUT CASE (FOR PROTECTION).
6416 | 3PHASE,3WIRE Make : DAV | TTB | SWITCHGEAR | DAV-TTB-3PH-3WI | DAV | _ | NA | Nos |  | Inventory | 3PHASE,3WIRE Make : DAV
6417 | TEST TERMINAL BLOCK SUITABLE FOR 3 ELEMENT, 3 PHASE, 4 WIRE SYSTEM WITH REAR CONNECTION (FOR METERING).Make : DAV | TTB | SWITCHGEAR | DAV-TTB-3PH-4WI | DAV | _ | NA | Nos |  | Inventory | 3PHASE,4WIRE Make : DAV
12021 | Analog SEMAPHORE INDICATOR, BAZEL DIA.- 36mm, Ur: 110V DC | SEMAPHORE INDICATOR | SWITCHGEAR | NTC12-36MM-110VDC | DAV | - | - | Nos. |  | Inventory | Analog SEMAPHORE INDICATOR, BAZEL DIA.- 36mm, Ur: 110V DC
12022 | Digital SEMAPHORE INDICATOR, BAZEL DIA.- 36mm, Ur: 110V DC | SEMAPHORE INDICATOR | SWITCHGEAR | NTC12-36MM-110VDC-LED | DAV | - | - | Nos. |  | Inventory | Digital SEMAPHORE INDICATOR, BAZEL DIA.- 36mm, Ur: 110V DC
12023 | Analog SEMAPHORE INDICATOR, BAZEL DIA.- 36mm, Ur: 220V DC | SEMAPHORE INDICATOR | SWITCHGEAR | NTC12-36MM-220VDC | DAV | - | - | Nos. |  | Inventory | SEMAPHORE INDICATOR, BAZEL DIA.- 36mm, Ur: 220V DC
12024 | Digital SEMAPHORE INDICATOR, BAZEL DIA.- 36mm, Ur: 220V DC | SEMAPHORE INDICATOR | SWITCHGEAR | NTC12-36MM-220VDC-LED | DAV | - | - | Nos. |  | Inventory | Digital SEMAPHORE INDICATOR, BAZEL DIA.- 36mm, Ur: 220V DC
12025 | Analog SEMAPHORE INDICATOR, BAZEL DIA.- 36mm, Ur: 24V DC. | SEMAPHORE INDICATOR | SWITCHGEAR | NTC12-36MM-24VDC | DAV | - | - | Nos. |  | Inventory | Analog SEMAPHORE INDICATOR, BAZEL DIA.- 36mm, Ur: 24V DC.
12026 | Analog SEMAPHORE INDICATOR, BAZEL DIA.- 48mm, Ur: 110VDC | SEMAPHORE INDICATOR | SWITCHGEAR | NTC22-48MM-110VDC | DAV | - | - | Nos. |  | Inventory | Analog SEMAPHORE INDICATOR, BAZEL DIA.- 48mm, Ur: 110VDC
12027 | Digital SEMAPHORE INDICATOR, BAZEL DIA.- 48mm, Ur: 110VDC | SEMAPHORE INDICATOR | SWITCHGEAR | NTC22-48MM-110VDC-LED | DAV | - | - | Nos. |  | Inventory | Digital SEMAPHORE INDICATOR, BAZEL DIA.- 48mm, Ur: 110VDC
12028 | Analog SEMAPHORE INDICATOR, BAZEL DIA.- 48mm, Ur: 220VDC | SEMAPHORE INDICATOR | SWITCHGEAR | NTC22-48MM-220VDC | DAV | - | - | Nos. |  | Inventory | Analog SEMAPHORE INDICATOR, BAZEL DIA.- 48mm, Ur: 220VDC
5902 | Auxiliary contact 1no + 1NC front mounting add-on block for MX contactors | Contactor Accessories | LV_Switchgear | CS94031 | L&T | 0 | Aux. Contact | Nos |  | Inventory | Auxiliary contact 1no + 1NC front mounting add-on block for MX contactors
12029 | Digital SEMAPHORE INDICATOR, BAZEL DIA.- 48mm, Ur: 220VDC | SEMAPHORE INDICATOR | SWITCHGEAR | NTC22-48MM-220VDC-LED | DAV | - | - | Nos. |  | Inventory | Digital SEMAPHORE INDICATOR, BAZEL DIA.- 48mm, Ur: 220VDC
12030 | Analog SEMAPHORE INDICATOR, BAZEL DIA.- 48mm, Ur:24VDC. | SEMAPHORE INDICATOR | SWITCHGEAR | NTC22-48MM-24VDC | DAV | - | - | Nos. |  | Inventory | Analog SEMAPHORE INDICATOR, BAZEL DIA.- 48mm, Ur:24VDC.
12031 | Analog SEMAPHORE INDICATOR, BAZEL DIA.- 63mm, Ur: 110V DC | SEMAPHORE INDICATOR | SWITCHGEAR | NTC22L-63MM-110VDC | DAV | - | - | Nos. |  | Inventory | Analog SEMAPHORE INDICATOR, BAZEL DIA.- 63mm, Ur: 110V DC
5906 | Auxiliary contact 4NC front mounting add-on block for MX contactors | Contactor Accessories | LV_Switchgear | CS94037 | L&T | 0 | Aux. Contact | Nos |  | Inventory | Auxiliary contact 4NC front mounting add-on block for MX contactors
12032 | Digital SEMAPHORE INDICATOR, BAZEL DIA.- 63mm, Ur: 110V DC | SEMAPHORE INDICATOR | SWITCHGEAR | NTC22L-63MM-110VDC-LED | DAV | - | - | Nos. |  | Inventory | Digital SEMAPHORE INDICATOR, BAZEL DIA.- 63mm, Ur: 110V DC
5908 | 18A TP Power contactor for AC3 duty @415V AC with 1NO built-in auxiliary contacts, 110V AC coil, Type MNX 12 | Contactor | LV_Switchgear | CS94100AOOO | L&T | 18A | NA | Nos. | None | Inventory | 18A TP Power contactor for AC3 duty @415V AC with 1NO built-in auxiliary contacts, 110V AC coil, Type MNX 12
5909 | 18A TP Power contactor for AC3 duty @415V AC with 1NO built-in auxiliary contacts, 240V AC coil, Type MNX 12 | Contactor | LV_Switchgear | CS94100BOOO | L&T | 18A | NA | Nos. | None | Inventory | 18A TP Power contactor for AC3 duty @415V AC with 1NO built-in auxiliary contacts, 240V AC coil, Type MNX 12
5910 | 18A TP Power contactor for AC3 duty @415V AC with 1NO built-in auxiliary contacts, 415V AC coil, Type MNX 12 | Contactor | LV_Switchgear | CS94100DOOO | L&T | 18A | NA | Nos. | None | Inventory | 18A TP Power contactor for AC3 duty @415V AC with 1NO built-in auxiliary contacts, 415V AC coil, Type MNX 12
5911 | 18A TP Power contactor for AC3 duty @415V AC with 1NO built-in auxiliary contacts, 220V AC coil, Type MNX 12 | Contactor | LV_Switchgear | CS94100KOOO | L&T | 18A | NA | Nos. | None | Inventory | 18A TP Power contactor for AC3 duty @415V AC with 1NO built-in auxiliary contacts, 220V AC coil, Type MNX 12
5912 | 18A TP Power contactor for AC3 duty @415V AC with 1NC built-in auxiliary contacts, 110V AC coil, Type MNX 12 | Contactor | LV_Switchgear | CS94101AOOO | L&T | 18A | NA | Nos. | None | Inventory | 18A TP Power contactor for AC3 duty @415V AC with 1NC built-in auxiliary contacts, 110V AC coil, Type MNX 12
5913 | 18A TP Power contactor for AC3 duty @415V AC with 1NC built-in auxiliary contacts, 240V AC coil, Type MNX 12 | Contactor | LV_Switchgear | CS94101BOOO | L&T | 18A | NA | Nos. | None | Inventory | 18A TP Power contactor for AC3 duty @415V AC with 1NC built-in auxiliary contacts, 240V AC coil, Type MNX 12
5914 | 18A TP Power contactor for AC3 duty @415V AC with 1NC built-in auxiliary contacts, 415V AC coil, Type MNX 12 | Contactor | LV_Switchgear | CS94101DOOO | L&T | 18A | NA | Nos. | None | Inventory | 18A TP Power contactor for AC3 duty @415V AC with 1NC built-in auxiliary contacts, 415V AC coil, Type MNX 12
5915 | 18A TP Power contactor for AC3 duty @415V AC with 1NC built-in auxiliary contacts, 220V AC coil, Type MNX 12 | Contactor | LV_Switchgear | CS94101KOOO | L&T | 18A | NA | Nos. | None | Inventory | 18A TP Power contactor for AC3 duty @415V AC with 1NC built-in auxiliary contacts, 220V AC coil, Type MNX 12
5916 | 9A TP Power contactor for AC3 duty @415V AC with 1NO built-in auxiliary contacts, 110V AC coil, Type MNX 9 | Contactor | LV_Switchgear | CS94106AOOO | L&T | 9A | NA | Nos. | None | Inventory | 9A TP Power contactor for AC3 duty @415V AC with 1NO built-in auxiliary contacts, 110V AC coil, Type MNX 9
5917 | 9A TP Power contactor for AC3 duty @415V AC with 1NO built-in auxiliary contacts, 240V AC coil, Type MNX 9 | Contactor | LV_Switchgear | CS94106BOOO | L&T | 9A | NA | Nos. | None | Inventory | 9A TP Power contactor for AC3 duty @415V AC with 1NO built-in auxiliary contacts, 240V AC coil, Type MNX 9
5918 | 9A TP Power contactor for AC3 duty @415V AC with 1NO built-in auxiliary contacts, 415V AC coil, Type MNX 9 | Contactor | LV_Switchgear | CS94106DOOO | L&T | 9A | NA | Nos. | None | Inventory | 9A TP Power contactor for AC3 duty @415V AC with 1NO built-in auxiliary contacts, 415V AC coil, Type MNX 9
5919 | 9A TP Power contactor for AC3 duty @415V AC with 1NO built-in auxiliary contacts, 220V AC coil, Type MNX 9 | Contactor | LV_Switchgear | CS94106KOOO | L&T | 9A | NA | Nos. | None | Inventory | 9A TP Power contactor for AC3 duty @415V AC with 1NO built-in auxiliary contacts, 220V AC coil, Type MNX 9
5920 | 9A TP Power contactor for AC3 duty @415V AC with 1NC built-in auxiliary contacts, 110V AC coil, Type MNX 9 | Contactor | LV_Switchgear | CS94107AOOO | L&T | 9A | NA | Nos. | None | Inventory | 9A TP Power contactor for AC3 duty @415V AC with 1NC built-in auxiliary contacts, 110V AC coil, Type MNX 9
5921 | 9A TP Power contactor for AC3 duty @415V AC with 1NC built-in auxiliary contacts, 240V AC coil, Type MNX 9 | Contactor | LV_Switchgear | CS94107BOOO | L&T | 9A | NA | Nos. | None | Inventory | 9A TP Power contactor for AC3 duty @415V AC with 1NC built-in auxiliary contacts, 240V AC coil, Type MNX 9
5922 | 9A TP Power contactor for AC3 duty @415V AC with 1NC built-in auxiliary contacts, 415V AC coil, Type MNX 9 | Contactor | LV_Switchgear | CS94107DOOO | L&T | 9A | NA | Nos. | None | Inventory | 9A TP Power contactor for AC3 duty @415V AC with 1NC built-in auxiliary contacts, 415V AC coil, Type MNX 9
5923 | 9A TP Power contactor for AC3 duty @415V AC with 1NC built-in auxiliary contacts, 220V AC coil, Type MNX 9 | Contactor | LV_Switchgear | CS94107KOOO | L&T | 9A | NA | Nos. | None | Inventory | 9A TP Power contactor for AC3 duty @415V AC with 1NC built-in auxiliary contacts, 220V AC coil, Type MNX 9
12033 | Analog SEMAPHORE INDICATOR, BAZEL DIA.- 72.5mm, Ur: 220V DC | SEMAPHORE INDICATOR | SWITCHGEAR | NTC22L-72.5MM-220VDC | DAV | - | - | Nos. |  | Inventory | Analog SEMAPHORE INDICATOR, BAZEL DIA.- 72.5mm, Ur: 220V DC
5925 | 12A TP Power contactor for AC3 duty @415V AC with 1NO built-in auxiliary contacts, 110V AC coil, Type MNX 12 | Contactor | LV_Switchgear | CS94108AOOO | L&T | 12A | NA | Nos. | None | Inventory | 12A TP Power contactor for AC3 duty @415V AC with 1NO built-in auxiliary contacts, 110V AC coil, Type MNX 12
5926 | 12A TP Power contactor for AC3 duty @415V AC with 1NO built-in auxiliary contacts, 240V AC coil, Frame size-1, Type MNX-12 | Contactor | LV_Switchgear | CS94108BOOO | L&T | 12A | - | Nos. | None | Inventory | 12A TP Power contactor for AC3 duty @415V AC with 1NO built-in auxiliary contacts, 240V AC coil, Frame size-1, Type MNX-12
5927 | 12A TP Power contactor for AC3 duty @415V AC with 1NO built-in auxiliary contacts, 415V AC coil, Type MNX 12 | Contactor | LV_Switchgear | CS94108DOOO | L&T | 12A | NA | Nos. | None | Inventory | 12A TP Power contactor for AC3 duty @415V AC with 1NO built-in auxiliary contacts, 415V AC coil, Type MNX 12
5928 | 12A TP Power contactor for AC3 duty @415V AC with 1NO built-in auxiliary contacts, 220V AC coil, Type MNX 12 | Contactor | LV_Switchgear | CS94108KOOO | L&T | 12A | NA | Nos. | None | Inventory | 12A TP Power contactor for AC3 duty @415V AC with 1NO built-in auxiliary contacts, 220V AC coil, Type MNX 12
5929 | 12A TP Power contactor for AC3 duty @415V AC with 1NC built-in auxiliary contacts, 110V AC coil, Type MNX 12 | Contactor | LV_Switchgear | CS94109AOOO | L&T | 12A | NA | Nos. | None | Inventory | 12A TP Power contactor for AC3 duty @415V AC with 1NC built-in auxiliary contacts, 110V AC coil, Type MNX 12
5930 | 12A TP Power contactor for AC3 duty @415V AC with 1NC built-in auxiliary contacts, 240V AC coil, Type MNX 12 | Contactor | LV_Switchgear | CS94109BOOO | L&T | 12A | NA | Nos. | None | Inventory | 12A TP Power contactor for AC3 duty @415V AC with 1NC built-in auxiliary contacts, 240V AC coil, Type MNX 12
5931 | 12A TP Power contactor for AC3 duty @415V AC with 1NC built-in auxiliary contacts, 415V AC coil, Type MNX 12 | Contactor | LV_Switchgear | CS94109DOOO | L&T | 12A | NA | Nos. | None | Inventory | 12A TP Power contactor for AC3 duty @415V AC with 1NC built-in auxiliary contacts, 415V AC coil, Type MNX 12
5932 | 12A TP Power contactor for AC3 duty @415V AC with 1NC built-in auxiliary contacts, 220V AC coil, Type MNX 12 | Contactor | LV_Switchgear | CS94109KOOO | L&T | 12A | NA | Nos. | None | Inventory | 12A TP Power contactor for AC3 duty @415V AC with 1NC built-in auxiliary contacts, 220V AC coil, Type MNX 12
5933 | 25A TP Power contactor for AC3 duty @415V AC without built-in auxiliary contacts, 110V AC coil, Type MNX 25 | Contactor | LV_Switchgear | CS94110AOOO | L&T | 25A | NA | Nos. | None | Inventory | 25A TP Power contactor for AC3 duty @415V AC without built-in auxiliary contacts, 110V AC coil, Type MNX 25
5934 | 25A TP Power contactor for AC3 duty @415V AC without built-in auxiliary contacts, 240V AC coil, Type MNX 25 | Contactor | LV_Switchgear | CS94110BOOO | L&T | 25A | NA | Nos. | None | Inventory | 25A TP Power contactor for AC3 duty @415V AC without built-in auxiliary contacts, 240V AC coil, Type MNX 25
5935 | 25A TP Power contactor for AC3 duty @415V AC without built-in auxiliary contacts, 415V AC coil, Type MNX 25 | Contactor | LV_Switchgear | CS94110DOOO | L&T | 25A | NA | Nos. | None | Inventory | 25A TP Power contactor for AC3 duty @415V AC without built-in auxiliary contacts, 415V AC coil, Type MNX 25
5936 | 25A TP Power contactor for AC3 duty @415V AC without built-in auxiliary contacts, 220V AC coil, Type MNX 25 | Contactor | LV_Switchgear | CS94110KOOO | L&T | 25A | NA | Nos. | None | Inventory | 25A TP Power contactor for AC3 duty @415V AC without built-in auxiliary contacts, 220V AC coil, Type MNX 25
5937 | 32A TP Power contactor for AC3 duty @415V AC without built-in auxiliary contacts, 110V AC coil, Type MNX 32 | Contactor | LV_Switchgear | CS94111AOOO | L&T | 32A | NA | Nos. | None | Inventory | 32A TP Power contactor for AC3 duty @415V AC without built-in auxiliary contacts, 110V AC coil, Type MNX 32
5938 | 32A TP Power contactor for AC3 duty @415V AC without built-in auxiliary contacts, 240V AC coil, Type MNX 32 | Contactor | LV_Switchgear | CS94111BOOO | L&T | 32A | NA | Nos. | None | Inventory | 32A TP Power contactor for AC3 duty @415V AC without built-in auxiliary contacts, 240V AC coil, Type MNX 32
5939 | 32A TP Power contactor for AC3 duty @415V AC without built-in auxiliary contacts, 415V AC coil, Type MNX 32 | Contactor | LV_Switchgear | CS94111DOOO | L&T | 32A | NA | Nos. | None | Inventory | 32A TP Power contactor for AC3 duty @415V AC without built-in auxiliary contacts, 415V AC coil, Type MNX 32
5940 | 32A TP Power contactor for AC3 duty @415V AC without built-in auxiliary contacts, 220V AC coil, Type MNX 32 | Contactor | LV_Switchgear | CS94111KOOO | L&T | 32A | NA | Nos. | None | Inventory | 32A TP Power contactor for AC3 duty @415V AC without built-in auxiliary contacts, 220V AC coil, Type MNX 32
5941 | Auxiliary contact 2NO + 2NC front mounting add-on block for MNX / MCX contactors | Contactor Accessories | LV_Switchgear | CS94114 | L&T | 0 | Aux. Contact | Nos. |  | Inventory | Auxiliary contact 2NO + 2NC front mounting add-on block for MNX / MCX contactors
5942 | Auxiliary contact 4NC front mounting add-on block for MNX / MCX contactors | Contactor Accessories | LV_Switchgear | CS94116 | L&T | 0 | Aux. Contact | Nos. |  | Inventory | Auxiliary contact 4NC front mounting add-on block for MNX / MCX contactors
5943 | Auxiliary contact 2NO front mounting add-on block for MNX / MCX contactors | Contactor Accessories | LV_Switchgear | CS94117 | L&T | 0 | Aux. Contact | Nos |  | Inventory | Auxiliary contact 2NO front mounting add-on block for MNX / MCX contactors
6427 | DIGITAL SEMAPHORE INDICATOR, BAZEL DIA.- 36mm,CUT OUPT : 32.5mm, Ur: 220V DC | SEMAPHORE INDICATOR | SWITCHGEAR | DEEPL-12-SEMAPHORE | DEEPL | - | - | Nos. |  | Inventory | DIGITAL SEMAPHORE INDICATOR, BAZEL DIA.- 36mm,CUT OUPT : 32.5mm, Ur: 220V DC
5945 | Auxiliary contact 1NO + 1NC front mounting add-on block for MNX / MCX contactors, Type MNX | Contactor Accessories | LV_Switchgear | CS94118BOOO | L&T | 0 | Aux. Contact | Nos. | None | Inventory | Auxiliary contact 1NO + 1NC front mounting add-on block for MNX / MCX contactors, Type MNX
5946 | Auxiliary contact 2NC front mounting add-on block for MNX / MCX contactors | Contactor Accessories | LV_Switchgear | CS94119 | L&T | 0 | Aux. Contact | Nos |  | Inventory | Auxiliary contact 2NC front mounting add-on block for MNX / MCX contactors
5947 | 95A TP Power contactor for AC3 duty @415V AC with 2NO + 2NC built-in auxiliary contacts, 110V AC coil, Type MNX 95 | Contactor | LV_Switchgear | CS94136AOOO | L&T | 95A | NA | Nos. | None | Inventory | 95A TP Power contactor for AC3 duty @415V AC with 2NO + 2NC built-in auxiliary contacts, 110V AC coil, Type MNX 95
5948 | 95A TP Power contactor for AC3 duty @415V AC with 2NO + 2NC built-in auxiliary contacts, 240V AC coil, Type MNX 95 | Contactor | LV_Switchgear | CS94136BOOO | L&T | 95A | NA | Nos. | None | Inventory | 95A TP Power contactor for AC3 duty @415V AC with 2NO + 2NC built-in auxiliary contacts, 240V AC coil, Type MNX 95
5949 | 95A TP Power contactor for AC3 duty @415V AC with 2NO + 2NC built-in auxiliary contacts, 415V AC coil, Type MNX 95 | Contactor | LV_Switchgear | CS94136DOOO | L&T | 95A | NA | Nos. | None | Inventory | 95A TP Power contactor for AC3 duty @415V AC with 2NO + 2NC built-in auxiliary contacts, 415V AC coil, Type MNX 95
5950 | 95A TP Power contactor for AC3 duty @415V AC with 2NO + 2NC built-in auxiliary contacts, 220V AC coil, Type MNX 95 | Contactor | LV_Switchgear | CS94136KOOO | L&T | 95A | NA | Nos. | None | Inventory | 95A TP Power contactor for AC3 duty @415V AC with 2NO + 2NC built-in auxiliary contacts, 220V AC coil, Type MNX 95
5951 | 110A TP Power contactor for AC3 duty @415V AC with 2NO + 2NC built-in auxiliary contacts, 110V AC coil, Type MNX 110 | Contactor | LV_Switchgear | CS94137AOOO | L&T | 110A | NA | Nos. | None | Inventory | 110A TP Power contactor for AC3 duty @415V AC with 2NO + 2NC built-in auxiliary contacts, 110V AC coil, Type MNX 110
5952 | 110A TP Power contactor for AC3 duty @415V AC with 2NO + 2NC built-in auxiliary contacts, 240V AC coil, Type MNX 110 | Contactor | LV_Switchgear | CS94137BOOO | L&T | 110A | NA | Nos. | None | Inventory | 110A TP Power contactor for AC3 duty @415V AC with 2NO + 2NC built-in auxiliary contacts, 240V AC coil, Type MNX 110
5953 | 110A TP Power contactor for AC3 duty @415V AC with 2NO + 2NC built-in auxiliary contacts, 415V AC coil, Type MNX 110 | Contactor | LV_Switchgear | CS94137DOOO | L&T | 110A | NA | Nos. | None | Inventory | 110A TP Power contactor for AC3 duty @415V AC with 2NO + 2NC built-in auxiliary contacts, 415V AC coil, Type MNX 110
5954 | 110A TP Power contactor for AC3 duty @415V AC with 2NO + 2NC built-in auxiliary contacts, 220V AC coil, Type MNX 110 | Contactor | LV_Switchgear | CS94137KOOO | L&T | 110A | NA | Nos. | None | Inventory | 110A TP Power contactor for AC3 duty @415V AC with 2NO + 2NC built-in auxiliary contacts, 220V AC coil, Type MNX 110
5955 | 140A TP Power contactor for AC3 duty @415V AC with 2NO + 2NC built-in auxiliary contacts, 240V AC coil, Type MNX 140 | Contactor | LV_Switchgear | CS94138BOOO | L&T | 140A | NA | Nos. | None | Inventory | 140A TP Power contactor for AC3 duty @415V AC with 2NO + 2NC built-in auxiliary contacts, 240V AC coil, Type MNX 140
5956 | 140A TP Power contactor for AC3 duty @415V AC with 2NO + 2NC built-in auxiliary contacts, 415V AC coil, Type MNX 140 | Contactor | LV_Switchgear | CS94138DOOO | L&T | 140A | NA | Nos. | None | Inventory | 140A TP Power contactor for AC3 duty @415V AC with 2NO + 2NC built-in auxiliary contacts, 415V AC coil, Type MNX 140
5957 | 140A TP Power contactor for AC3 duty @415V AC with 2NO + 2NC built-in auxiliary contacts, 220V AC coil, Type MNX 140 | Contactor | LV_Switchgear | CS94138KOOO | L&T | 140A | NA | Nos. | None | Inventory | 140A TP Power contactor for AC3 duty @415V AC with 2NO + 2NC built-in auxiliary contacts, 220V AC coil, Type MNX 140
5958 | 185A TP Power contactor for AC3 duty @415V AC with 2NO + 2NC built-in auxiliary contacts, 110V AC coil, Type MNX 185 | Contactor | LV_Switchgear | CS94139AOOO | L&T | 185A | NA | Nos. | None | Inventory | 185A TP Power contactor for AC3 duty @415V AC with 2NO + 2NC built-in auxiliary contacts, 110V AC coil, Type MNX 185
5959 | 185A TP Power contactor for AC3 duty @415V AC with 2NO + 2NC built-in auxiliary contacts, 240V AC coil, Type MNX 185 | Contactor | LV_Switchgear | CS94139BOOO | L&T | 185A | NA | Nos. | None | Inventory | 185A TP Power contactor for AC3 duty @415V AC with 2NO + 2NC built-in auxiliary contacts, 240V AC coil, Type MNX 185
5960 | 185A TP Power contactor for AC3 duty @415V AC with 2NO + 2NC built-in auxiliary contacts, 415V AC coil, Type MNX 185 | Contactor | LV_Switchgear | CS94139DOOO | L&T | 185A | NA | Nos. | None | Inventory | 185A TP Power contactor for AC3 duty @415V AC with 2NO + 2NC built-in auxiliary contacts, 415V AC coil, Type MNX 185
5961 | 185A TP Power contactor for AC3 duty @415V AC with 2NO + 2NC built-in auxiliary contacts, 220V AC coil, Type MNX 185 | Contactor | LV_Switchgear | CS94139KOOO | L&T | 185A | NA | Nos. | None | Inventory | 185A TP Power contactor for AC3 duty @415V AC with 2NO + 2NC built-in auxiliary contacts, 220V AC coil, Type MNX 185
5962 | 225A TP Power contactor for AC3 duty @415V AC with 2NO + 2NC built-in auxiliary contacts, 110V AC coil, Type MNX 225 | Contactor | LV_Switchgear | CS94140AOOO | L&T | 225A | NA | Nos. | None | Inventory | 225A TP Power contactor for AC3 duty @415V AC with 2NO + 2NC built-in auxiliary contacts, 110V AC coil, Type MNX 225
5963 | 225A TP Power contactor for AC3 duty @415V AC with 2NO + 2NC built-in auxiliary contacts, 240V AC coil, Type MNX 225 | Contactor | LV_Switchgear | CS94140BOOO | L&T | 225A | NA | Nos. | None | Inventory | 225A TP Power contactor for AC3 duty @415V AC with 2NO + 2NC built-in auxiliary contacts, 240V AC coil, Type MNX 225
5964 | 225A TP Power contactor for AC3 duty @415V AC with 2NO + 2NC built-in auxiliary contacts, 415V AC coil, Type MNX 225 | Contactor | LV_Switchgear | CS94140DOOO | L&T | 225A | NA | Nos. | None | Inventory | 225A TP Power contactor for AC3 duty @415V AC with 2NO + 2NC built-in auxiliary contacts, 415V AC coil, Type MNX 225
5965 | 225A TP Power contactor for AC3 duty @415V AC with 2NO + 2NC built-in auxiliary contacts, 220V AC coil, Type MNX 225 | Contactor | LV_Switchgear | CS94140KOOO | L&T | 225A | NA | Nos. | None | Inventory | 225A TP Power contactor for AC3 duty @415V AC with 2NO + 2NC built-in auxiliary contacts, 220V AC coil, Type MNX 225
5966 | 250A TP Power contactor for AC3 duty @415V AC with 2NO + 2NC built-in auxiliary contacts, 110V AC coil, Type MNX 250 | Contactor | LV_Switchgear | CS94141AOOO | L&T | 250A | NA | Nos. | None | Inventory | 250A TP Power contactor for AC3 duty @415V AC with 2NO + 2NC built-in auxiliary contacts, 110V AC coil, Type MNX 250
5967 | 250A TP Power contactor for AC3 duty @415V AC with 2NO + 2NC built-in auxiliary contacts, 240V AC coil, Type MNX 250 | Contactor | LV_Switchgear | CS94141BOOO | L&T | 250A | NA | Nos. | None | Inventory | 250A TP Power contactor for AC3 duty @415V AC with 2NO + 2NC built-in auxiliary contacts, 240V AC coil, Type MNX 250
5968 | 250A TP Power contactor for AC3 duty @415V AC with 2NO + 2NC built-in auxiliary contacts, 415V AC coil, Type MNX 250 | Contactor | LV_Switchgear | CS94141DOOO | L&T | 250A | NA | Nos. | None | Inventory | 250A TP Power contactor for AC3 duty @415V AC with 2NO + 2NC built-in auxiliary contacts, 415V AC coil, Type MNX 250
5969 | 250A TP Power contactor for AC3 duty @415V AC with 2NO + 2NC built-in auxiliary contacts, 220V AC coil, Type MNX 250 | Contactor | LV_Switchgear | CS94141KOOO | L&T | 250A | NA | Nos. | None | Inventory | 250A TP Power contactor for AC3 duty @415V AC with 2NO + 2NC built-in auxiliary contacts, 220V AC coil, Type MNX 250
5970 | 400A TP Power contactor for AC3 duty @415V AC with 2NO + 2NC built-in auxiliary contacts, 110V AC coil, Type MNX 400 | Contactor | LV_Switchgear | CS94144AOOO | L&T | 400A | NA | Nos. | None | Inventory | 400A TP Power contactor for AC3 duty @415V AC with 2NO + 2NC built-in auxiliary contacts, 110V AC coil, Type MNX 400
5971 | 400A TP Power contactor for AC3 duty @415V AC with 2NO + 2NC built-in auxiliary contacts, 240V AC coil, Type MNX 400 | Contactor | LV_Switchgear | CS94144BOOO | L&T | 400A | NA | Nos. | None | Inventory | 400A TP Power contactor for AC3 duty @415V AC with 2NO + 2NC built-in auxiliary contacts, 240V AC coil, Type MNX 400
5972 | 400A TP Power contactor for AC3 duty @415V AC with 2NO + 2NC built-in auxiliary contacts, 415V AC coil, Type MNX 400 | Contactor | LV_Switchgear | CS94144DOOO | L&T | 400A | NA | Nos. | None | Inventory | 400A TP Power contactor for AC3 duty @415V AC with 2NO + 2NC built-in auxiliary contacts, 415V AC coil, Type MNX 400
5973 | 400A TP Power contactor for AC3 duty @415V AC with 2NO + 2NC built-in auxiliary contacts, 220V AC coil, Type MNX 400 | Contactor | LV_Switchgear | CS94144KOOO | L&T | 400A | NA | Nos. | None | Inventory | 400A TP Power contactor for AC3 duty @415V AC with 2NO + 2NC built-in auxiliary contacts, 220V AC coil, Type MNX 400
5974 | 550A TP Power contactor for AC3 duty @415V AC with 2NO + 2NC built-in auxiliary contacts, 110V AC coil, Type MNX 550 | Contactor | LV_Switchgear | CS94145AOOO | L&T | 550A | NA | Nos. | None | Inventory | 550A TP Power contactor for AC3 duty @415V AC with 2NO + 2NC built-in auxiliary contacts, 110V AC coil, Type MNX 550
5975 | 550A TP Power contactor for AC3 duty @415V AC with 2NO + 2NC built-in auxiliary contacts, 240V AC coil, Type MNX 550 | Contactor | LV_Switchgear | CS94145BOOO | L&T | 550A | NA | Nos. | None | Inventory | 550A TP Power contactor for AC3 duty @415V AC with 2NO + 2NC built-in auxiliary contacts, 240V AC coil, Type MNX 550
5976 | 550A TP Power contactor for AC3 duty @415V AC with 2NO + 2NC built-in auxiliary contacts, 415V AC coil, Type MNX 550 | Contactor | LV_Switchgear | CS94145DOOO | L&T | 550A | NA | Nos. | None | Inventory | 550A TP Power contactor for AC3 duty @415V AC with 2NO + 2NC built-in auxiliary contacts, 415V AC coil, Type MNX 550
5977 | 550A TP Power contactor for AC3 duty @415V AC with 2NO + 2NC built-in auxiliary contacts, 220V AC coil, Type MNX 550 | Contactor | LV_Switchgear | CS94145KOOO | L&T | 550A | NA | Nos. | None | Inventory | 550A TP Power contactor for AC3 duty @415V AC with 2NO + 2NC built-in auxiliary contacts, 220V AC coil, Type MNX 550
5978 | 40A TP Power contactor for AC3 duty @415V AC without built-in auxiliary contacts, 110V AC coil, Type MNX 40 | Contactor | LV_Switchgear | CS94190AOOO | L&T | 40A | NA | Nos. | None | Inventory | 40A TP Power contactor for AC3 duty @415V AC without built-in auxiliary contacts, 110V AC coil, Type MNX 40
5979 | 40A TP Power contactor for AC3 duty @415V AC without built-in auxiliary contacts, 240V AC coil, Type MNX 40 | Contactor | LV_Switchgear | CS94190BOOO | L&T | 40A | NA | Nos. | None | Inventory | 40A TP Power contactor for AC3 duty @415V AC without built-in auxiliary contacts, 240V AC coil, Type MNX 40
5980 | 40A TP Power contactor for AC3 duty @415V AC without built-in auxiliary contacts, 415V AC coil, Type MNX 40 | Contactor | LV_Switchgear | CS94190DOOO | L&T | 40A | NA | Nos. | None | Inventory | 40A TP Power contactor for AC3 duty @415V AC without built-in auxiliary contacts, 415V AC coil, Type MNX 40
5981 | 40A TP Power contactor for AC3 duty @415V AC without built-in auxiliary contacts, 220V AC coil, Type MNX 40 | Contactor | LV_Switchgear | CS94190KOOO | L&T | 40A | NA | Nos. | None | Inventory | 40A TP Power contactor for AC3 duty @415V AC without built-in auxiliary contacts, 220V AC coil, Type MNX 40
5982 | Auxiliary contact 1NO + 1NC first left side mounting add-on block for MNX / MCX contactors | Contactor Accessories | LV_Switchgear | CS94201 | L&T | 0 | Aux. Contact | Nos |  | Inventory | Auxiliary contact 1NO + 1NC first left side mounting add-on block for MNX / MCX contactors
5983 | 800A FP (4NO) Power contactor for AC1 duty with 2NO + 2NC built-in auxiliary contacts, 240V AC coil, Type MCX 47 | Contactor | LV_Switchgear | CS94291BOOO | L&T | 800A | NA | Nos. | None | Inventory | 800A FP (4NO) Power contactor for AC1 duty with 2NO + 2NC built-in auxiliary contacts, 240V AC coil, Type MCX 47
5984 | 800A FP (4NO) Power contactor for AC1 duty with 2NO + 2NC built-in auxiliary contacts, 415V AC coil, Type MCX 47 | Contactor | LV_Switchgear | CS94291DOOO | L&T | 800A | NA | Nos. | None | Inventory | 800A FP (4NO) Power contactor for AC1 duty with 2NO + 2NC built-in auxiliary contacts, 415V AC coil, Type MCX 47
5985 | 800A FP (4NO) Power contactor for AC1 duty with 2NO + 2NC built-in auxiliary contacts, 220V AC coil, Type MCX 47 | Contactor | LV_Switchgear | CS94291KOOO | L&T | 800A | NA | Nos. | None | Inventory | 800A FP (4NO) Power contactor for AC1 duty with 2NO + 2NC built-in auxiliary contacts, 220V AC coil, Type MCX 47
5986 | 300A TP Power contactor for AC3 duty @415V AC with 2NO + 2NC built-in auxiliary contacts, 110V AC coil, Type MO 300 | Contactor | LV_Switchgear | CS94440AOOO | L&T | 300A | NA | Nos. | None | Inventory | 300A TP Power contactor for AC3 duty @415V AC with 2NO + 2NC built-in auxiliary contacts, 110V AC coil, Type MO 300
5987 | 300A TP Power contactor for AC3 duty @415V AC with 2NO + 2NC built-in auxiliary contacts, 240V AC coil, Type MO 300 | Contactor | LV_Switchgear | CS94440BOOO | L&T | 300A | NA | Nos. | None | Inventory | 300A TP Power contactor for AC3 duty @415V AC with 2NO + 2NC built-in auxiliary contacts, 240V AC coil, Type MO 300
5988 | 300A TP Power contactor for AC3 duty @415V AC with 2NO + 2NC built-in auxiliary contacts, 415V AC coil, Type MO 300 | Contactor | LV_Switchgear | CS94440DOOO | L&T | 300A | NA | Nos. | None | Inventory | 300A TP Power contactor for AC3 duty @415V AC with 2NO + 2NC built-in auxiliary contacts, 415V AC coil, Type MO 300
5989 | 300A TP Power contactor for AC3 duty @415V AC with 2NO + 2NC built-in auxiliary contacts, 220V AC coil, Type MO 300 | Contactor | LV_Switchgear | CS94440KOOO | L&T | 300A | NA | Nos. | None | Inventory | 300A TP Power contactor for AC3 duty @415V AC with 2NO + 2NC built-in auxiliary contacts, 220V AC coil, Type MO 300
5990 | 250A TP Power contactor for AC3 duty @415V AC with 2NO + 2NC built-in auxiliary contacts, 110V AC coil, Type MO 250 | Contactor | LV_Switchgear | CS94441AOOO | L&T | 250A | NA | Nos. | None | Inventory | 250A TP Power contactor for AC3 duty @415V AC with 2NO + 2NC built-in auxiliary contacts, 110V AC coil, Type MO 250
5991 | 250A TP Power contactor for AC3 duty @415V AC with 2NO + 2NC built-in auxiliary contacts, 240V AC coil, Type MO 250 | Contactor | LV_Switchgear | CS94441BOOO | L&T | 250A | NA | Nos. | None | Inventory | 250A TP Power contactor for AC3 duty @415V AC with 2NO + 2NC built-in auxiliary contacts, 240V AC coil, Type MO 250
5992 | 250A TP Power contactor for AC3 duty @415V AC with 2NO + 2NC built-in auxiliary contacts, 415V AC coil, Type MO 250 | Contactor | LV_Switchgear | CS94441DOOO | L&T | 250A | NA | Nos. | None | Inventory | 250A TP Power contactor for AC3 duty @415V AC with 2NO + 2NC built-in auxiliary contacts, 415V AC coil, Type MO 250
5993 | 250A TP Power contactor for AC3 duty @415V AC with 2NO + 2NC built-in auxiliary contacts, 220V AC coil, Type MO 250 | Contactor | LV_Switchgear | CS94441KOOO | L&T | 250A | NA | Nos. | None | Inventory | 250A TP Power contactor for AC3 duty @415V AC with 2NO + 2NC built-in auxiliary contacts, 220V AC coil, Type MO 250
5994 | 250A TP Power contactor for AC3 duty @415V AC with 2NO + 2NC built-in auxiliary contacts, 110-240V AC / DC Electronic coil, Type MO 250 | Contactor | LV_Switchgear | CS94456BOOO | L&T | 250A | NA | Nos. | None | Inventory | 250A TP Power contactor for AC3 duty @415V AC with 2NO + 2NC built-in auxiliary contacts, 110-240V AC / DC Electronic coil, Type MO 250
5995 | 250A TP Power contactor for AC3 duty @415V AC with 2NO + 2NC built-in auxiliary contacts, 240-415V AC / DC Electronic coil, Type MO 250 | Contactor | LV_Switchgear | CS94456DOOO | L&T | 250A | NA | Nos. | None | Inventory | 250A TP Power contactor for AC3 duty @415V AC with 2NO + 2NC built-in auxiliary contacts, 240-415V AC / DC Electronic coil, Type MO 250
5996 | 300A TP Power contactor for AC3 duty @415V AC with 2NO + 2NC built-in auxiliary contacts, 110-240V AC / DC Electronic coil, Type MO 300 | Contactor | LV_Switchgear | CS94464BOOO | L&T | 300A | NA | Nos. | None | Inventory | 300A TP Power contactor for AC3 duty @415V AC with 2NO + 2NC built-in auxiliary contacts, 110-240V AC / DC Electronic coil, Type MO 300
5997 | 300A TP Power contactor for AC3 duty @415V AC with 2NO + 2NC built-in auxiliary contacts, 240-415V AC / DC Electronic coil, Type MO 300 | Contactor | LV_Switchgear | CS94464DOOO | L&T | 300A | NA | Nos. | None | Inventory | 300A TP Power contactor for AC3 duty @415V AC with 2NO + 2NC built-in auxiliary contacts, 240-415V AC / DC Electronic coil, Type MO 300
5998 | 25A TP Power contactor for AC3 duty @415V AC without built-in auxiliary contacts, 110V AC coil, Type MO 25 | Contactor | LV_Switchgear | CS94567AOOO | L&T | 25A | NA | Nos. | None | Inventory | 25A TP Power contactor for AC3 duty @415V AC without built-in auxiliary contacts, 110V AC coil, Type MO 25
5999 | 25A TP Power contactor for AC3 duty @415V AC without built-in auxiliary contacts, 240V AC coil, Type MO 25 | Contactor | LV_Switchgear | CS94567BOOO | L&T | 25A | NA | Nos. | None | Inventory | 25A TP Power contactor for AC3 duty @415V AC without built-in auxiliary contacts, 240V AC coil, Type MO 25
6000 | 25A TP Power contactor for AC3 duty @415V AC without built-in auxiliary contacts, 415V AC coil, Type MO 25 | Contactor | LV_Switchgear | CS94567DOOO | L&T | 25A | NA | Nos. | None | Inventory | 25A TP Power contactor for AC3 duty @415V AC without built-in auxiliary contacts, 415V AC coil, Type MO 25
6001 | 25A TP Power contactor for AC3 duty @415V AC without built-in auxiliary contacts, 220V AC coil, Type MO 25 | Contactor | LV_Switchgear | CS94567KOOO | L&T | 25A | NA | Nos. | None | Inventory | 25A TP Power contactor for AC3 duty @415V AC without built-in auxiliary contacts, 220V AC coil, Type MO 25
6002 | 32A TP Power contactor for AC3 duty @415V AC without built-in auxiliary contacts, 110V AC coil, Type MO 32 | Contactor | LV_Switchgear | CS94568AOOO | L&T | 32A | NA | Nos. | None | Inventory | 32A TP Power contactor for AC3 duty @415V AC without built-in auxiliary contacts, 110V AC coil, Type MO 32
6003 | 32A TP Power contactor for AC3 duty @415V AC without built-in auxiliary contacts, 240V AC coil, Type MO 32 | Contactor | LV_Switchgear | CS94568BOOO | L&T | 32A | NA | Nos. | None | Inventory | 32A TP Power contactor for AC3 duty @415V AC without built-in auxiliary contacts, 240V AC coil, Type MO 32
6004 | 32A TP Power contactor for AC3 duty @415V AC without built-in auxiliary contacts, 415V AC coil, Type MO 32 | Contactor | LV_Switchgear | CS94568DOOO | L&T | 32A | NA | Nos. | None | Inventory | 32A TP Power contactor for AC3 duty @415V AC without built-in auxiliary contacts, 415V AC coil, Type MO 32
6005 | 32A TP Power contactor for AC3 duty @415V AC without built-in auxiliary contacts, 220V AC coil, Type MO 32 | Contactor | LV_Switchgear | CS94568KOOO | L&T | 32A | NA | Nos. | None | Inventory | 32A TP Power contactor for AC3 duty @415V AC without built-in auxiliary contacts, 220V AC coil, Type MO 32
6006 | 40A TP Power contactor for AC3 duty @415V AC without built-in auxiliary contacts, 110V AC coil, Type MO 40 | Contactor | LV_Switchgear | CS94569AOOO | L&T | 40A | NA | Nos. | None | Inventory | 40A TP Power contactor for AC3 duty @415V AC without built-in auxiliary contacts, 110V AC coil, Type MO 40
6007 | 40A TP Power contactor for AC3 duty @415V AC without built-in auxiliary contacts, 240V AC coil, Type MO 40 | Contactor | LV_Switchgear | CS94569BOOO | L&T | 40A | NA | Nos. | None | Inventory | 40A TP Power contactor for AC3 duty @415V AC without built-in auxiliary contacts, 240V AC coil, Type MO 40
6008 | 40A TP Power contactor for AC3 duty @415V AC without built-in auxiliary contacts, 415V AC coil, Type MO 40 | Contactor | LV_Switchgear | CS94569DOOO | L&T | 40A | NA | Nos. | None | Inventory | 40A TP Power contactor for AC3 duty @415V AC without built-in auxiliary contacts, 415V AC coil, Type MO 40
6009 | 40A TP Power contactor for AC3 duty @415V AC without built-in auxiliary contacts, 220V AC coil, Type MO 40 | Contactor | LV_Switchgear | CS94569KOOO | L&T | 40A | NA | Nos. | None | Inventory | 40A TP Power contactor for AC3 duty @415V AC without built-in auxiliary contacts, 220V AC coil, Type MO 40
6010 | 45A TP Power contactor for AC3 duty @415V AC without built-in auxiliary contacts, 110V AC coil, Type MO 45 | Contactor | LV_Switchgear | CS94570AOOO | L&T | 45A | NA | Nos. | None | Inventory | 45A TP Power contactor for AC3 duty @415V AC without built-in auxiliary contacts, 110V AC coil, Type MO 45
6011 | 45A TP Power contactor for AC3 duty @415V AC without built-in auxiliary contacts, 240V AC coil, Type MO 45 | Contactor | LV_Switchgear | CS94570BOOO | L&T | 45A | NA | Nos. | None | Inventory | 45A TP Power contactor for AC3 duty @415V AC without built-in auxiliary contacts, 240V AC coil, Type MO 45
6012 | 45A TP Power contactor for AC3 duty @415V AC without built-in auxiliary contacts, 415V AC coil, Type MO 45 | Contactor | LV_Switchgear | CS94570DOOO | L&T | 45A | NA | Nos. | None | Inventory | 45A TP Power contactor for AC3 duty @415V AC without built-in auxiliary contacts, 415V AC coil, Type MO 45
6013 | 45A TP Power contactor for AC3 duty @415V AC without built-in auxiliary contacts, 220V AC coil, Type MO 45 | Contactor | LV_Switchgear | CS94570KOOO | L&T | 45A | NA | Nos. | None | Inventory | 45A TP Power contactor for AC3 duty @415V AC without built-in auxiliary contacts, 220V AC coil, Type MO 45
6014 | 50A TP Power contactor for AC3 duty @415V AC without built-in auxiliary contacts, 110V AC coil, Type MO 50 | Contactor | LV_Switchgear | CS94572AOOO | L&T | 50A | NA | Nos. | None | Inventory | 50A TP Power contactor for AC3 duty @415V AC without built-in auxiliary contacts, 110V AC coil, Type MO 50
6015 | 50A TP Power contactor for AC3 duty @415V AC without built-in auxiliary contacts, 240V AC coil, Type MO 50 | Contactor | LV_Switchgear | CS94572BOOO | L&T | 50A | NA | Nos. | None | Inventory | 50A TP Power contactor for AC3 duty @415V AC without built-in auxiliary contacts, 240V AC coil, Type MO 50
6016 | 50A TP Power contactor for AC3 duty @415V AC without built-in auxiliary contacts, 415V AC coil, Type MO 50 | Contactor | LV_Switchgear | CS94572DOOO | L&T | 50A | NA | Nos. | None | Inventory | 50A TP Power contactor for AC3 duty @415V AC without built-in auxiliary contacts, 415V AC coil, Type MO 50
6017 | 50A TP Power contactor for AC3 duty @415V AC without built-in auxiliary contacts, 220V AC coil, Type MO 50 | Contactor | LV_Switchgear | CS94572KOOO | L&T | 50A | NA | Nos. | None | Inventory | 50A TP Power contactor for AC3 duty @415V AC without built-in auxiliary contacts, 220V AC coil, Type MO 50
6018 | 60A TP Power contactor for AC3 duty @415V AC without built-in auxiliary contacts, 110V AC coil, Type MO 60 | Contactor | LV_Switchgear | CS94573AOOO | L&T | 60A | NA | Nos. | None | Inventory | 60A TP Power contactor for AC3 duty @415V AC without built-in auxiliary contacts, 110V AC coil, Type MO 60
6019 | 60A TP Power contactor for AC3 duty @415V AC without built-in auxiliary contacts, 240V AC coil, Type MO 60 | Contactor | LV_Switchgear | CS94573BOOO | L&T | 60A | NA | Nos. | None | Inventory | 60A TP Power contactor for AC3 duty @415V AC without built-in auxiliary contacts, 240V AC coil, Type MO 60
6020 | 60A TP Power contactor for AC3 duty @415V AC without built-in auxiliary contacts, 415V AC coil, Type MO 60 | Contactor | LV_Switchgear | CS94573DOOO | L&T | 60A | NA | Nos. | None | Inventory | 60A TP Power contactor for AC3 duty @415V AC without built-in auxiliary contacts, 415V AC coil, Type MO 60
6021 | 60A TP Power contactor for AC3 duty @415V AC without built-in auxiliary contacts, 220V AC coil, Type MO 60 | Contactor | LV_Switchgear | CS94573KOOO | L&T | 60A | NA | Nos. | None | Inventory | 60A TP Power contactor for AC3 duty @415V AC without built-in auxiliary contacts, 220V AC coil, Type MO 60
6022 | 70A TP Power contactor for AC3 duty @415V AC without built-in auxiliary contacts, 110V AC coil, Type MO 70 | Contactor | LV_Switchgear | CS94574AOOO | L&T | 70A | NA | Nos. | None | Inventory | 70A TP Power contactor for AC3 duty @415V AC without built-in auxiliary contacts, 110V AC coil, Type MO 70
6023 | 70A TP Power contactor for AC3 duty @415V AC without built-in auxiliary contacts, 240V AC coil, Type MO 70 | Contactor | LV_Switchgear | CS94574BOOO | L&T | 70A | NA | Nos. | None | Inventory | 70A TP Power contactor for AC3 duty @415V AC without built-in auxiliary contacts, 240V AC coil, Type MO 70
6024 | 70A TP Power contactor for AC3 duty @415V AC without built-in auxiliary contacts, 415V AC coil, Type MO 70 | Contactor | LV_Switchgear | CS94574DOOO | L&T | 70A | NA | Nos. | None | Inventory | 70A TP Power contactor for AC3 duty @415V AC without built-in auxiliary contacts, 415V AC coil, Type MO 70
6025 | 70A TP Power contactor for AC3 duty @415V AC without built-in auxiliary contacts, 220V AC coil, Type MO 70 | Contactor | LV_Switchgear | CS94574KOOO | L&T | 70A | NA | Nos. | None | Inventory | 70A TP Power contactor for AC3 duty @415V AC without built-in auxiliary contacts, 220V AC coil, Type MO 70
6026 | 80A TP Power contactor for AC3 duty @415V AC without built-in auxiliary contacts, 110V AC coil, Type MO 80 | Contactor | LV_Switchgear | CS94576AOOO | L&T | 80A | NA | Nos. | None | Inventory | 80A TP Power contactor for AC3 duty @415V AC without built-in auxiliary contacts, 110V AC coil, Type MO 80
6027 | 80A TP Power contactor for AC3 duty @415V AC without built-in auxiliary contacts, 240V AC coil, Type MO 80 | Contactor | LV_Switchgear | CS94576BOOO | L&T | 80A | NA | Nos. | None | Inventory | 80A TP Power contactor for AC3 duty @415V AC without built-in auxiliary contacts, 240V AC coil, Type MO 80
6028 | 80A TP Power contactor for AC3 duty @415V AC without built-in auxiliary contacts, 415V AC coil, Type MO 80 | Contactor | LV_Switchgear | CS94576DOOO | L&T | 80A | NA | Nos. | None | Inventory | 80A TP Power contactor for AC3 duty @415V AC without built-in auxiliary contacts, 415V AC coil, Type MO 80
6029 | 80A TP Power contactor for AC3 duty @415V AC without built-in auxiliary contacts, 220V AC coil, Type MO 80 | Contactor | LV_Switchgear | CS94576KOOO | L&T | 80A | NA | Nos. | None | Inventory | 80A TP Power contactor for AC3 duty @415V AC without built-in auxiliary contacts, 220V AC coil, Type MO 80
6030 | 95A TP Power contactor for AC3 duty @415V AC without built-in auxiliary contacts, 110V AC coil, Type MO 95 | Contactor | LV_Switchgear | CS94577AOOO | L&T | 95A | NA | Nos. | None | Inventory | 95A TP Power contactor for AC3 duty @415V AC without built-in auxiliary contacts, 110V AC coil, Type MO 95
6031 | 95A TP Power contactor for AC3 duty @415V AC without built-in auxiliary contacts, 240V AC coil, Type MO 95 | Contactor | LV_Switchgear | CS94577BOOO | L&T | 95A | NA | Nos. | None | Inventory | 95A TP Power contactor for AC3 duty @415V AC without built-in auxiliary contacts, 240V AC coil, Type MO 95
6032 | 95A TP Power contactor for AC3 duty @415V AC without built-in auxiliary contacts, 415V AC coil, Type MO 95 | Contactor | LV_Switchgear | CS94577DOOO | L&T | 95A | NA | Nos. | None | Inventory | 95A TP Power contactor for AC3 duty @415V AC without built-in auxiliary contacts, 415V AC coil, Type MO 95
6033 | 95A TP Power contactor for AC3 duty @415V AC without built-in auxiliary contacts, 220V AC coil, Type MO 95 | Contactor | LV_Switchgear | CS94577KOOO | L&T | 95A | NA | Nos. | None | Inventory | 95A TP Power contactor for AC3 duty @415V AC without built-in auxiliary contacts, 220V AC coil, Type MO 95
6034 | 110A TP Power contactor for AC3 duty @415V AC without built-in auxiliary contacts, 110V AC coil, Type MO 110 | Contactor | LV_Switchgear | CS94578AOOO | L&T | 110A | NA | Nos. | None | Inventory | 110A TP Power contactor for AC3 duty @415V AC without built-in auxiliary contacts, 110V AC coil, Type MO 110
6035 | 110A TP Power contactor for AC3 duty @415V AC without built-in auxiliary contacts, 240V AC coil, Type MO 110 | Contactor | LV_Switchgear | CS94578BOOO | L&T | 110A | NA | Nos. | None | Inventory | 110A TP Power contactor for AC3 duty @415V AC without built-in auxiliary contacts, 240V AC coil, Type MO 110
6036 | 110A TP Power contactor for AC3 duty @415V AC without built-in auxiliary contacts, 415V AC coil, Type MO 110 | Contactor | LV_Switchgear | CS94578DOOO | L&T | 110A | NA | Nos. | None | Inventory | 110A TP Power contactor for AC3 duty @415V AC without built-in auxiliary contacts, 415V AC coil, Type MO 110
6037 | 110A TP Power contactor for AC3 duty @415V AC without built-in auxiliary contacts, 220V AC coil, Type MO 110 | Contactor | LV_Switchgear | CS94578KOOO | L&T | 110A | NA | Nos. | None | Inventory | 110A TP Power contactor for AC3 duty @415V AC without built-in auxiliary contacts, 220V AC coil, Type MO 110
6038 | Auxiliary contact 1NO front mounting add-on block for MO / MO0 contactors, Type MO / MO0 | Contactor Accessories | LV_Switchgear | CS94585OOOO | L&T | 0 | Aux. Contact | Nos. |  | Inventory | Auxiliary contact 1NO front mounting add-on block for MO / MO0 contactors, Type MO / MO0
6039 | Auxiliary contact 1NC front mounting add-on block for MO / MO0 contactors, Type MO / MO0 | Contactor Accessories | LV_Switchgear | CS94586BOOO | L&T | 0 | Aux. Contact | Nos. |  | Inventory | Auxiliary contact 1NC front mounting add-on block for MO / MO0 contactors, Type MO / MO0
6428 | DIGITAL SEMAPHORE INDICATOR, BAZEL DIA.- 48mm,CUT OUT : 40.5mm, Ur: 220V DC, FOR BREAKER STATUS | SEMAPHORE INDICATOR | SWITCHGEAR | DEEPL-22-SEMAPHORE | DEEPL | - | - | Nos. |  | Inventory | DIGITAL SEMAPHORE INDICATOR, BAZEL DIA.- 48mm,CUT OUT : 40.5mm, Ur: 220V DC, FOR BREAKER STATUS
8783 | Laptop sutaible for various relay software | BROUGHTOUT | SWITCHGEAR | LAPTOP-DELL | DELL | - | - | Nos. |  | Inventory | Laptop sutaible for various relay software
6042 | 9A TP Power contactor for AC3 duty @415V AC with 1NO + 1NC built-in auxiliary contacts, 110V AC coil, Type MO 9 | Contactor | LV_Switchgear | CS94833AOOO | L&T | 9A | NA | Nos. | None | Inventory | 9A TP Power contactor for AC3 duty @415V AC with 1NO + 1NC built-in auxiliary contacts, 110V AC coil, Type MO 9
6043 | 9A TP Power contactor for AC3 duty @415V AC with 1NO + 1NC built-in auxiliary contacts, 240V AC coil, Type MO 9 | Contactor | LV_Switchgear | CS94833BOOO | L&T | 9A | NA | Nos. | None | Inventory | 9A TP Power contactor for AC3 duty @415V AC with 1NO + 1NC built-in auxiliary contacts, 240V AC coil, Type MO 9
6044 | 9A TP Power contactor for AC3 duty @415V AC with 1NO + 1NC built-in auxiliary contacts, 415V AC coil, Type MO 9 | Contactor | LV_Switchgear | CS94833DOOO | L&T | 9A | NA | Nos. | None | Inventory | 9A TP Power contactor for AC3 duty @415V AC with 1NO + 1NC built-in auxiliary contacts, 415V AC coil, Type MO 9
6045 | 9A TP Power contactor for AC3 duty @415V AC with 1NO + 1NC built-in auxiliary contacts, 220V AC coil, Type MO 9 | Contactor | LV_Switchgear | CS94833KOOO | L&T | 9A | NA | Nos. | None | Inventory | 9A TP Power contactor for AC3 duty @415V AC with 1NO + 1NC built-in auxiliary contacts, 220V AC coil, Type MO 9
6046 | 12A TP Power contactor for AC3 duty @415V AC with 1NO + 1NC built-in auxiliary contacts, 110V AC coil, Type MO 12 | Contactor | LV_Switchgear | CS94834AOOO | L&T | 12A | NA | Nos. | None | Inventory | 12A TP Power contactor for AC3 duty @415V AC with 1NO + 1NC built-in auxiliary contacts, 110V AC coil, Type MO 12
6047 | 12A TP Power contactor for AC3 duty @415V AC with 1NO + 1NC built-in auxiliary contacts, 240V AC coil, Type MO 12 | Contactor | LV_Switchgear | CS94834BOOO | L&T | 12A | NA | Nos. | None | Inventory | 12A TP Power contactor for AC3 duty @415V AC with 1NO + 1NC built-in auxiliary contacts, 240V AC coil, Type MO 12
6048 | 12A TP Power contactor for AC3 duty @415V AC with 1NO + 1NC built-in auxiliary contacts, 415V AC coil, Type MO 12 | Contactor | LV_Switchgear | CS94834DOOO | L&T | 12A | NA | Nos. | None | Inventory | 12A TP Power contactor for AC3 duty @415V AC with 1NO + 1NC built-in auxiliary contacts, 415V AC coil, Type MO 12
6049 | 12A TP Power contactor for AC3 duty @415V AC with 1NO + 1NC built-in auxiliary contacts, 220V AC coil, Type MO 12 | Contactor | LV_Switchgear | CS94834KOOO | L&T | 12A | NA | Nos. | None | Inventory | 12A TP Power contactor for AC3 duty @415V AC with 1NO + 1NC built-in auxiliary contacts, 220V AC coil, Type MO 12
6050 | 18A TP Power contactor for AC3 duty @415V AC with 1NO + 1NC built-in auxiliary contacts, 110V AC coil, Type MO 18 | Contactor | LV_Switchgear | CS94835AOOO | L&T | 18A | NA | Nos. | None | Inventory | 18A TP Power contactor for AC3 duty @415V AC with 1NO + 1NC built-in auxiliary contacts, 110V AC coil, Type MO 18
6051 | 18A TP Power contactor for AC3 duty @415V AC with 1NO + 1NC built-in auxiliary contacts, 240V AC coil, Type MO 18 | Contactor | LV_Switchgear | CS94835BOOO | L&T | 18A | NA | Nos. | None | Inventory | 18A TP Power contactor for AC3 duty @415V AC with 1NO + 1NC built-in auxiliary contacts, 240V AC coil, Type MO 18
6052 | 18A TP Power contactor for AC3 duty @415V AC with 1NO + 1NC built-in auxiliary contacts, 415V AC coil, Type MO 18 | Contactor | LV_Switchgear | CS94835DOOO | L&T | 18A | NA | Nos. | None | Inventory | 18A TP Power contactor for AC3 duty @415V AC with 1NO + 1NC built-in auxiliary contacts, 415V AC coil, Type MO 18
6053 | 18A TP Power contactor for AC3 duty @415V AC with 1NO + 1NC built-in auxiliary contacts, 220V AC coil, Type MO 18 | Contactor | LV_Switchgear | CS94835KOOO | L&T | 18A | NA | Nos. | None | Inventory | 18A TP Power contactor for AC3 duty @415V AC with 1NO + 1NC built-in auxiliary contacts, 220V AC coil, Type MO 18
6054 | 22A TP Power contactor for AC3 duty @415V AC with 1NO built-in auxiliary contacts, 110V AC coil, Type MNX 22 | Contactor | LV_Switchgear | CS94980AOOO | L&T | 22A | NA | Nos. | None | Inventory | 22A TP Power contactor for AC3 duty @415V AC with 1NO built-in auxiliary contacts, 110V AC coil, Type MNX 22
6055 | 22A TP Power contactor for AC3 duty @415V AC with 1NO built-in auxiliary contacts, 240V AC coil, Type MNX 22 | Contactor | LV_Switchgear | CS94980BOOO | L&T | 22A | NA | Nos. | None | Inventory | 22A TP Power contactor for AC3 duty @415V AC with 1NO built-in auxiliary contacts, 240V AC coil, Type MNX 22
6056 | 22A TP Power contactor for AC3 duty @415V AC with 1NO built-in auxiliary contacts, 415V AC coil, Type MNX 22 | Contactor | LV_Switchgear | CS94980DOOO | L&T | 22A | NA | Nos. | None | Inventory | 22A TP Power contactor for AC3 duty @415V AC with 1NO built-in auxiliary contacts, 415V AC coil, Type MNX 22
6057 | 22A TP Power contactor for AC3 duty @415V AC with 1NO built-in auxiliary contacts, 220V AC coil, Type MNX 22 | Contactor | LV_Switchgear | CS94980KOOO | L&T | 22A | NA | Nos. | None | Inventory | 22A TP Power contactor for AC3 duty @415V AC with 1NO built-in auxiliary contacts, 220V AC coil, Type MNX 22
6058 | 22A TP Power contactor for AC3 duty @415V AC with 1NC built-in auxiliary contacts, 110V AC coil, Type MNX 22 | Contactor | LV_Switchgear | CS94981AOOO | L&T | 22A | NA | Nos. | None | Inventory | 22A TP Power contactor for AC3 duty @415V AC with 1NC built-in auxiliary contacts, 110V AC coil, Type MNX 22
6059 | 22A TP Power contactor for AC3 duty @415V AC with 1NC built-in auxiliary contacts, 240V AC coil, Type MNX 22 | Contactor | LV_Switchgear | CS94981BOOO | L&T | 22A | NA | Nos. | None | Inventory | 22A TP Power contactor for AC3 duty @415V AC with 1NC built-in auxiliary contacts, 240V AC coil, Type MNX 22
6060 | 22A TP Power contactor for AC3 duty @415V AC with 1NC built-in auxiliary contacts, 415V AC coil, Type MNX 22 | Contactor | LV_Switchgear | CS94981DOOO | L&T | 22A | NA | Nos. | None | Inventory | 22A TP Power contactor for AC3 duty @415V AC with 1NC built-in auxiliary contacts, 415V AC coil, Type MNX 22
6061 | 22A TP Power contactor for AC3 duty @415V AC with 1NC built-in auxiliary contacts, 220V AC coil, Type MNX 22 | Contactor | LV_Switchgear | CS94981KOOO | L&T | 22A | NA | Nos. | None | Inventory | 22A TP Power contactor for AC3 duty @415V AC with 1NC built-in auxiliary contacts, 220V AC coil, Type MNX 22
6062 | 140A TP Power contactor for AC3 duty @415V AC with 2NO + 2NC built-in auxiliary contacts, 110V AC coil, Type MO 140 | Contactor | LV_Switchgear | CS95000AOOO | L&T | 140A | NA | Nos. | None | Inventory | 140A TP Power contactor for AC3 duty @415V AC with 2NO + 2NC built-in auxiliary contacts, 110V AC coil, Type MO 140
6063 | 140A TP Power contactor for AC3 duty @415V AC with 2NO + 2NC built-in auxiliary contacts, 240V AC coil, Type MO 140 | Contactor | LV_Switchgear | CS95000BOOO | L&T | 140A | NA | Nos. | None | Inventory | 140A TP Power contactor for AC3 duty @415V AC with 2NO + 2NC built-in auxiliary contacts, 240V AC coil, Type MO 140
6064 | 140A TP Power contactor for AC3 duty @415V AC with 2NO + 2NC built-in auxiliary contacts, 415V AC coil, Type MO 140 | Contactor | LV_Switchgear | CS95000DOOO | L&T | 140A | NA | Nos. | None | Inventory | 140A TP Power contactor for AC3 duty @415V AC with 2NO + 2NC built-in auxiliary contacts, 415V AC coil, Type MO 140
6065 | 140A TP Power contactor for AC3 duty @415V AC with 2NO + 2NC built-in auxiliary contacts, 220V AC coil, Type MO 140 | Contactor | LV_Switchgear | CS95000KOOO | L&T | 140A | NA | Nos. | None | Inventory | 140A TP Power contactor for AC3 duty @415V AC with 2NO + 2NC built-in auxiliary contacts, 220V AC coil, Type MO 140
6066 | 185A TP Power contactor for AC3 duty @415V AC with 2NO + 2NC built-in auxiliary contacts, 110V AC coil, Type MO 185 | Contactor | LV_Switchgear | CS95001AOOO | L&T | 185A | NA | Nos. | None | Inventory | 185A TP Power contactor for AC3 duty @415V AC with 2NO + 2NC built-in auxiliary contacts, 110V AC coil, Type MO 185
6067 | 185A TP Power contactor for AC3 duty @415V AC with 2NO + 2NC built-in auxiliary contacts, 240V AC coil, Type MO 185 | Contactor | LV_Switchgear | CS95001BOOO | L&T | 185A | NA | Nos. | None | Inventory | 185A TP Power contactor for AC3 duty @415V AC with 2NO + 2NC built-in auxiliary contacts, 240V AC coil, Type MO 185
6068 | 185A TP Power contactor for AC3 duty @415V AC with 2NO + 2NC built-in auxiliary contacts, 415V AC coil, Type MO 185 | Contactor | LV_Switchgear | CS95001DOOO | L&T | 185A | NA | Nos. | None | Inventory | 185A TP Power contactor for AC3 duty @415V AC with 2NO + 2NC built-in auxiliary contacts, 415V AC coil, Type MO 185
6069 | 185A TP Power contactor for AC3 duty @415V AC with 2NO + 2NC built-in auxiliary contacts, 220V AC coil, Type MO 185 | Contactor | LV_Switchgear | CS95001KOOO | L&T | 185A | NA | Nos. | None | Inventory | 185A TP Power contactor for AC3 duty @415V AC with 2NO + 2NC built-in auxiliary contacts, 220V AC coil, Type MO 185
6070 | 225A TP Power contactor for AC3 duty @415V AC with 2NO + 2NC built-in auxiliary contacts, 110V AC coil, Type MO 225 | Contactor | LV_Switchgear | CS95002AOOO | L&T | 225A | NA | Nos. | None | Inventory | 225A TP Power contactor for AC3 duty @415V AC with 2NO + 2NC built-in auxiliary contacts, 110V AC coil, Type MO 225
6071 | 225A TP Power contactor for AC3 duty @415V AC with 2NO + 2NC built-in auxiliary contacts, 240V AC coil, Type MO 225 | Contactor | LV_Switchgear | CS95002BOOO | L&T | 225A | NA | Nos. | None | Inventory | 225A TP Power contactor for AC3 duty @415V AC with 2NO + 2NC built-in auxiliary contacts, 240V AC coil, Type MO 225
6072 | 225A TP Power contactor for AC3 duty @415V AC with 2NO + 2NC built-in auxiliary contacts, 415V AC coil, Type MO 225 | Contactor | LV_Switchgear | CS95002DOOO | L&T | 225A | NA | Nos. | None | Inventory | 225A TP Power contactor for AC3 duty @415V AC with 2NO + 2NC built-in auxiliary contacts, 415V AC coil, Type MO 225
6073 | 225A TP Power contactor for AC3 duty @415V AC with 2NO + 2NC built-in auxiliary contacts, 220V AC coil, Type MO 225 | Contactor | LV_Switchgear | CS95002KOOO | L&T | 225A | NA | Nos. | None | Inventory | 225A TP Power contactor for AC3 duty @415V AC with 2NO + 2NC built-in auxiliary contacts, 220V AC coil, Type MO 225
6074 | 140A TP Power contactor for AC3 duty @415V AC with 2NO + 2NC built-in auxiliary contacts, 110-240V AC / DC Electronic coil, Type MO 140 | Contactor | LV_Switchgear | CS95042BOOO | L&T | 140A | NA | Nos. | None | Inventory | 140A TP Power contactor for AC3 duty @415V AC with 2NO + 2NC built-in auxiliary contacts, 110-240V AC / DC Electronic coil, Type MO 140
6075 | 140A TP Power contactor for AC3 duty @415V AC with 2NO + 2NC built-in auxiliary contacts, 240-415V AC / DC Electronic coil, Type MO 140 | Contactor | LV_Switchgear | CS95042DOOO | L&T | 140A | NA | Nos. | None | Inventory | 140A TP Power contactor for AC3 duty @415V AC with 2NO + 2NC built-in auxiliary contacts, 240-415V AC / DC Electronic coil, Type MO 140
6076 | 185A TP Power contactor for AC3 duty @415V AC with 2NO + 2NC built-in auxiliary contacts, 110-240V AC / DC Electronic coil, Type MO 185 | Contactor | LV_Switchgear | CS95047BOOO | L&T | 185A | NA | Nos. | None | Inventory | 185A TP Power contactor for AC3 duty @415V AC with 2NO + 2NC built-in auxiliary contacts, 110-240V AC / DC Electronic coil, Type MO 185
6077 | 185A TP Power contactor for AC3 duty @415V AC with 2NO + 2NC built-in auxiliary contacts, 240-415V AC / DC Electronic coil, Type MO 185 | Contactor | LV_Switchgear | CS95047DOOO | L&T | 185A | NA | Nos. | None | Inventory | 185A TP Power contactor for AC3 duty @415V AC with 2NO + 2NC built-in auxiliary contacts, 240-415V AC / DC Electronic coil, Type MO 185
6078 | 225A TP Power contactor for AC3 duty @415V AC with 2NO + 2NC built-in auxiliary contacts, 110-240V AC / DC Electronic coil, Type MO 225 | Contactor | LV_Switchgear | CS95052BOOO | L&T | 225A | NA | Nos. | None | Inventory | 225A TP Power contactor for AC3 duty @415V AC with 2NO + 2NC built-in auxiliary contacts, 110-240V AC / DC Electronic coil, Type MO 225
6079 | 225A TP Power contactor for AC3 duty @415V AC with 2NO + 2NC built-in auxiliary contacts, 240-415V AC / DC Electronic coil, Type MO 225 | Contactor | LV_Switchgear | CS95052DOOO | L&T | 225A | NA | Nos. | None | Inventory | 225A TP Power contactor for AC3 duty @415V AC with 2NO + 2NC built-in auxiliary contacts, 240-415V AC / DC Electronic coil, Type MO 225
6080 | 5kVAr @440V AC, TP Capacitor duty contactor with in-built damping resistor & with 1NO built-in auxiliary contacts, 240V AC coil, Type MO C5 | Contactor | LV_Switchgear | CS96127BOOO | L&T | 5kVAr | NA | Nos. | None | Inventory | 5kVAr @440V AC, TP Capacitor duty contactor with in-built damping resistor & with 1NO built-in auxiliary contacts, 240V AC coil, Type MO C5
6081 | 3kVAr @440V AC, TP Capacitor duty contactor with in-built damping resistor & with 1NO built-in auxiliary contacts, 240V AC coil, Type MO C3 | Contactor | LV_Switchgear | CS96146BOOO | L&T | 3kVAr | NA | Nos. | None | Inventory | 3kVAr @440V AC, TP Capacitor duty contactor with in-built damping resistor & with 1NO built-in auxiliary contacts, 240V AC coil, Type MO C3
6082 | 40kVAr @440V AC, TP Capacitor duty contactor with in-built damping resistor & with 1NO built-in auxiliary contacts, 240V AC coil, Type MO C40 | Contactor | LV_Switchgear | CS96147BOOO | L&T | 40kVAr | NA | Nos. | None | Inventory | 40kVAr @440V AC, TP Capacitor duty contactor with in-built damping resistor & with 1NO built-in auxiliary contacts, 240V AC coil, Type MO C40
6083 | 30kVAr @440V AC, TP Capacitor duty contactor with in-built damping resistor & with 1NO built-in auxiliary contacts, 240V AC coil, Type MO C30 | Contactor | LV_Switchgear | CS96148BOOO | L&T | 30kVAr | NA | Nos. | None | Inventory | 30kVAr @440V AC, TP Capacitor duty contactor with in-built damping resistor & with 1NO built-in auxiliary contacts, 240V AC coil, Type MO C30
6084 | 60kVAr @440V AC, TP Capacitor duty contactor with in-built damping resistor & with 1NO built-in auxiliary contacts, 240V AC coil, Type MO C60 | Contactor | LV_Switchgear | CS96149BOOO | L&T | 60kVAr | NA | Nos. | None | Inventory | 60kVAr @440V AC, TP Capacitor duty contactor with in-built damping resistor & with 1NO built-in auxiliary contacts, 240V AC coil, Type MO C60
6085 | 75kVAr @440V AC, TP Capacitor duty contactor with in-built damping resistor & with 1NO built-in auxiliary contacts, 240V AC coil, Type MO C75 | Contactor | LV_Switchgear | CS96150BOOO | L&T | 75kVAr | NA | Nos. | None | Inventory | 75kVAr @440V AC, TP Capacitor duty contactor with in-built damping resistor & with 1NO built-in auxiliary contacts, 240V AC coil, Type MO C75
6430 | LT CT,RESIN CAST, WINDOW TYPE, RATIO: 1250/1A, PS,Vk>111 V,Imag<30 mA @ vk/2, Rct<1.5 Ohms RESIN CAST -ID-90X40 MM, TERMINALS ON SHORTER SIDE | LT CT | SWITCHGEAR | DEL-LT-RC-WI-1250/1A-CL-PS-VK-111V | DELTA | - | - | Nos |  | Inventory | LT CT,RESIN CAST, WINDOW TYPE, RATIO: 1250/1A, PS,Vk>111 V,Imag<30 mA @ vk/2, Rct<1.5 Ohms RESIN CAST -ID-90X40 MM, TERMINALS ON SHORTER SIDE
6087 | 85kVAr @440V AC, TP Capacitor duty contactor with in-built damping resistor & with 1NO built-in auxiliary contacts, 240V AC coil, Type MO C85 | Contactor | LV_Switchgear | CS96157BOOO | L&T | 85kVAr | NA | Nos. | None | Inventory | 85kVAr @440V AC, TP Capacitor duty contactor with in-built damping resistor & with 1NO built-in auxiliary contacts, 240V AC coil, Type MO C85
6088 | 100kVAr @440V AC, TP Capacitor duty contactor with in-built damping resistor & with 1NO built-in auxiliary contacts, 240V AC coil, Type MO C100 | Contactor | LV_Switchgear | CS96158BOOO | L&T | 100kVAr | NA | Nos. | None | Inventory | 100kVAr @440V AC, TP Capacitor duty contactor with in-built damping resistor & with 1NO built-in auxiliary contacts, 240V AC coil, Type MO C100
6089 | 29-38A RTO Thermal overload relay, suitable for direct mounting on MO 50 - 70 contactors, Type RTO - 3 | OLR | LV_Switchgear | CS96303OOQO | L&T | 29-38A | Thermal | Nos. | None | Inventory | 29-38A RTO Thermal overload relay, suitable for direct mounting on MO 50 - 70 contactors, Type RTO - 3
6090 | 37-49A RTO Thermal overload relay, suitable for direct mounting on MO 50 - 70 contactors, Type RTO - 3 | OLR | LV_Switchgear | CS96304OOGO | L&T | 37-49A | Thermal | Nos. | None | Inventory | 37-49A RTO Thermal overload relay, suitable for direct mounting on MO 50 - 70 contactors, Type RTO - 3
6091 | Separate mounting kit for Thermal overload relay , Type RTO-2 | OLR Accessories | LV_Switchgear | CS96306OOOO | L&T | 0 | OLR Mounting kit | Nos. | None | Inventory | Separate mounting kit for Thermal overload relay , Type RTO-2
6092 | Separate mounting kit for Thermal overload relay , Type RTO-3 | OLR Accessories | LV_Switchgear | CS96307OOOO | L&T | 0 | OLR Mounting kit | Nos. | None | Inventory | Separate mounting kit for Thermal overload relay , Type RTO-3
6093 | 47-62A RTO Thermal overload relay, suitable for direct mounting on MO 50 - 70 contactors, Type RTO - 3 | OLR | LV_Switchgear | CS96312OOTO | L&T | 47-62A | Thermal | Nos. | None | Inventory | 47-62A RTO Thermal overload relay, suitable for direct mounting on MO 50 - 70 contactors, Type RTO - 3
6094 | 60-78A RTO Thermal overload relay, suitable for direct mounting on MO 50 - 70 contactors, Type RTO - 3 | OLR | LV_Switchgear | CS96313OOJO | L&T | 60-78A | Thermal | Nos. | None | Inventory | 60-78A RTO Thermal overload relay, suitable for direct mounting on MO 50 - 70 contactors, Type RTO - 3
6095 | 75-110A RTO Thermal overload relay, suitable for direct mounting on MO 50 - 70 contactors, Type RTO - 3 | OLR | LV_Switchgear | CS96314OOKO | L&T | 75-110A | Thermal | Nos. | None | Inventory | 75-110A RTO Thermal overload relay, suitable for direct mounting on MO 50 - 70 contactors, Type RTO - 3
6096 | 8.5kVAr @440V AC, TP Capacitor duty contactor with in-built damping resistor & with 1NO built-in auxiliary contacts, 240V AC coil, Type MO C8.5 | Contactor | LV_Switchgear | CS96320BOOO | L&T | 8.5kVAr | NA | Nos. | None | Inventory | 8.5kVAr @440V AC, TP Capacitor duty contactor with in-built damping resistor & with 1NO built-in auxiliary contacts, 240V AC coil, Type MO C8.5
6097 | 12.5kVAr @440V AC, TP Capacitor duty contactor with in-built damping resistor & with 1NO built-in auxiliary contacts, 240V AC coil, Type MO C12.5 | Contactor | LV_Switchgear | CS96321BOOO | L&T | 12.5kVAr | NA | Nos. | None | Inventory | 12.5kVAr @440V AC, TP Capacitor duty contactor with in-built damping resistor & with 1NO built-in auxiliary contacts, 240V AC coil, Type MO C12.5
6098 | 25kVAr @440V AC, TP Capacitor duty contactor with in-built damping resistor & with 1NO built-in auxiliary contacts, 240V AC coil, Type MO C25 | Contactor | LV_Switchgear | CS96322BOOO | L&T | 25kVAr | NA | Nos. | None | Inventory | 25kVAr @440V AC, TP Capacitor duty contactor with in-built damping resistor & with 1NO built-in auxiliary contacts, 240V AC coil, Type MO C25
6099 | 50kVAr @440V AC, TP Capacitor duty contactor with in-built damping resistor & with 1NO built-in auxiliary contacts, 240V AC coil, Type MO C50 | Contactor | LV_Switchgear | CS96324BOOO | L&T | 50kVAr | NA | Nos. | None | Inventory | 50kVAr @440V AC, TP Capacitor duty contactor with in-built damping resistor & with 1NO built-in auxiliary contacts, 240V AC coil, Type MO C50
6100 | 650A TP Power contactor for AC3 duty @415V AC with 2NO + 2NC built-in auxiliary contacts, 110V AC coil, Type MNX 650 | Contactor | LV_Switchgear | CS96327AOOO | L&T | 650A | NA | Nos. | None | Inventory | 650A TP Power contactor for AC3 duty @415V AC with 2NO + 2NC built-in auxiliary contacts, 110V AC coil, Type MNX 650
6101 | 650A TP Power contactor for AC3 duty @415V AC with 2NO + 2NC built-in auxiliary contacts, 240V AC coil, Type MNX 650 | Contactor | LV_Switchgear | CS96327BOOO | L&T | 650A | NA | Nos. | None | Inventory | 650A TP Power contactor for AC3 duty @415V AC with 2NO + 2NC built-in auxiliary contacts, 240V AC coil, Type MNX 650
6102 | 650A TP Power contactor for AC3 duty @415V AC with 2NO + 2NC built-in auxiliary contacts, 415V AC coil, Type MNX 650 | Contactor | LV_Switchgear | CS96327DOOO | L&T | 650A | NA | Nos. | None | Inventory | 650A TP Power contactor for AC3 duty @415V AC with 2NO + 2NC built-in auxiliary contacts, 415V AC coil, Type MNX 650
6103 | 650A TP Power contactor for AC3 duty @415V AC with 2NO + 2NC built-in auxiliary contacts, 220V AC coil, Type MNX 650 | Contactor | LV_Switchgear | CS96327KOOO | L&T | 650A | NA | Nos. | None | Inventory | 650A TP Power contactor for AC3 duty @415V AC with 2NO + 2NC built-in auxiliary contacts, 220V AC coil, Type MNX 650
6104 | Separate mounting kit , Type REO/RTO-1 | OLR Accessories | LV_Switchgear | CS96335OOOO | L&T | 0 | OLR/MPR Mounting kit | Nos. | None | Inventory | Separate mounting kit , Type REO/RTO-1
6105 | 8.5-12.5A RTO Thermal overload relay, suitable for direct mounting on MO 9 - 45 contactors, Type RTO - 1 | OLR | LV_Switchgear | CS96355OOAO | L&T | 8.5-12.5A | Thermal | Nos. | None | Inventory | 8.5-12.5A RTO Thermal overload relay, suitable for direct mounting on MO 9 - 45 contactors, Type RTO - 1
6106 | 0.23-0.41A RTO Thermal overload relay, suitable for direct mounting on MO 9 - 45 contactors, Type RTO - 1 | OLR | LV_Switchgear | CS96355OOFO | L&T | 0.23-0.41A | Thermal | Nos. | None | Inventory | 0.23-0.41A RTO Thermal overload relay, suitable for direct mounting on MO 9 - 45 contactors, Type RTO - 1
6107 | 0.31-0.55A RTO Thermal overload relay, suitable for direct mounting on MO 9 - 45 contactors, Type RTO - 1 | OLR | LV_Switchgear | CS96355OOGO | L&T | 0.31-0.55A | Thermal | Nos. | None | Inventory | 0.31-0.55A RTO Thermal overload relay, suitable for direct mounting on MO 9 - 45 contactors, Type RTO - 1
6108 | 0.55-0.85A RTO Thermal overload relay, suitable for direct mounting on MO 9 - 45 contactors, Type RTO - 1 | OLR | LV_Switchgear | CS96355OOJO | L&T | 0.55-0.85A | Thermal | Nos. | None | Inventory | 0.55-0.85A RTO Thermal overload relay, suitable for direct mounting on MO 9 - 45 contactors, Type RTO - 1
6109 | 0.78-1.2A RTO Thermal overload relay, suitable for direct mounting on MO 9 - 45 contactors, Type RTO - 1 | OLR | LV_Switchgear | CS96355OOLO | L&T | 0.78-1.2A | Thermal | Nos. | None | Inventory | 0.78-1.2A RTO Thermal overload relay, suitable for direct mounting on MO 9 - 45 contactors, Type RTO - 1
6110 | 1.2-2.0A RTO Thermal overload relay, suitable for direct mounting on MO 9 - 45 contactors, Type RTO - 1 | OLR | LV_Switchgear | CS96355OONO | L&T | 1.2-2.0A | Thermal | Nos. | None | Inventory | 1.2-2.0A RTO Thermal overload relay, suitable for direct mounting on MO 9 - 45 contactors, Type RTO - 1
6111 | 1.9-2.8A RTO Thermal overload relay, suitable for direct mounting on MO 9 - 45 contactors, Type RTO - 1 | OLR | LV_Switchgear | CS96355OOPO | L&T | 1.9-2.8A | Thermal | Nos. | None | Inventory | 1.9-2.8A RTO Thermal overload relay, suitable for direct mounting on MO 9 - 45 contactors, Type RTO - 1
6112 | 2.4-3.6A RTO Thermal overload relay, suitable for direct mounting on MO 9 - 45 contactors, Type RTO - 1 | OLR | LV_Switchgear | CS96355OOQO | L&T | 2.4-3.6A | Thermal | Nos. | None | Inventory | 2.4-3.6A RTO Thermal overload relay, suitable for direct mounting on MO 9 - 45 contactors, Type RTO - 1
6113 | 3.5-5.2A RTO Thermal overload relay, suitable for direct mounting on MO 9 - 45 contactors, Type RTO - 1 | OLR | LV_Switchgear | CS96355OOSO | L&T | 3.5-5.2A | Thermal | Nos. | None | Inventory | 3.5-5.2A RTO Thermal overload relay, suitable for direct mounting on MO 9 - 45 contactors, Type RTO - 1
6114 | 4.6-6.7A RTO Thermal overload relay, suitable for direct mounting on MO 9 - 45 contactors, Type RTO - 1 | OLR | LV_Switchgear | CS96355OOTO | L&T | 4.6-6.7A | Thermal | Nos. | None | Inventory | 4.6-6.7A RTO Thermal overload relay, suitable for direct mounting on MO 9 - 45 contactors, Type RTO - 1
6115 | 6.7-9.7A RTO Thermal overload relay, suitable for direct mounting on MO 9 - 45 contactors, Type RTO - 1 | OLR | LV_Switchgear | CS96355OOVO | L&T | 6.7-9.7A | Thermal | Nos. | None | Inventory | 6.7-9.7A RTO Thermal overload relay, suitable for direct mounting on MO 9 - 45 contactors, Type RTO - 1
6116 | 12.5-18.5A RTO Thermal overload relay, suitable for direct mounting on MO 9 - 45 contactors, Type RTO - 1 | OLR | LV_Switchgear | CS96356OOCO | L&T | 12.5-18.5A | Thermal | Nos. | None | Inventory | 12.5-18.5A RTO Thermal overload relay, suitable for direct mounting on MO 9 - 45 contactors, Type RTO - 1
6117 | 17-25.5A RTO Thermal overload relay, suitable for direct mounting on MO 9 - 45 contactors, Type RTO - 1 | OLR | LV_Switchgear | CS96356OODO | L&T | 17-25.5A | Thermal | Nos. | None | Inventory | 17-25.5A RTO Thermal overload relay, suitable for direct mounting on MO 9 - 45 contactors, Type RTO - 1
6118 | 25-37A RTO Thermal overload relay, suitable for direct mounting on MO 9 - 45 contactors, Type RTO - 1 | OLR | LV_Switchgear | CS96356OOEO | L&T | 25-37A | Thermal | Nos. | None | Inventory | 25-37A RTO Thermal overload relay, suitable for direct mounting on MO 9 - 45 contactors, Type RTO - 1
6119 | 35-45A RTO Thermal overload relay, suitable for direct mounting on MO 9 - 45 contactors, Type RTO - 1 | OLR | LV_Switchgear | CS96356OOGO | L&T | 35-45A | Thermal | Nos. | None | Inventory | 35-45A RTO Thermal overload relay, suitable for direct mounting on MO 9 - 45 contactors, Type RTO - 1
6120 | 8.2-12.1A RX Thermal overload relay, suitable for direct mounting on MX contactors, Type RX | OLR | LV_Switchgear | CS96357OOAO | L&T | 8.2-12.1A | Thermal | Nos. | None | Inventory | 8.2-12.1A RX Thermal overload relay, suitable for direct mounting on MX contactors, Type RX
6121 | 0.23-0.41A RX Thermal overload relay, suitable for direct mounting on MX contactors, Type RX | OLR | LV_Switchgear | CS96357OOFO | L&T | 0.23-0.41A | Thermal | Nos. | None | Inventory | 0.23-0.41A RX Thermal overload relay, suitable for direct mounting on MX contactors, Type RX
6122 | 0.45-0.78A RX Thermal overload relay, suitable for direct mounting on MX contactors, Type RX | OLR | LV_Switchgear | CS96357OOJO | L&T | 0.45-0.78A | Thermal | Nos. | None | Inventory | 0.45-0.78A RX Thermal overload relay, suitable for direct mounting on MX contactors, Type RX
6123 | 0.78-1.2A RX Thermal overload relay, suitable for direct mounting on MX contactors, Type RX | OLR | LV_Switchgear | CS96357OOLO | L&T | 0.78-1.2A | Thermal | Nos. | None | Inventory | 0.78-1.2A RX Thermal overload relay, suitable for direct mounting on MX contactors, Type RX
6124 | 1.2-1.9A RX Thermal overload relay, suitable for direct mounting on MX contactors, Type RX | OLR | LV_Switchgear | CS96357OONO | L&T | 1.2-1.9A | Thermal | Nos. | None | Inventory | 1.2-1.9A RX Thermal overload relay, suitable for direct mounting on MX contactors, Type RX
6125 | 1.8-2.8A RX Thermal overload relay, suitable for direct mounting on MX contactors, Type RX | OLR | LV_Switchgear | CS96357OOPO | L&T | 1.8-2.8A | Thermal | Nos. | None | Inventory | 1.8-2.8A RX Thermal overload relay, suitable for direct mounting on MX contactors, Type RX
6126 | 2.6-3.6A RX Thermal overload relay, suitable for direct mounting on MX contactors, Type RX | OLR | LV_Switchgear | CS96357OOQO | L&T | 2.6-3.6A | Thermal | Nos. | None | Inventory | 2.6-3.6A RX Thermal overload relay, suitable for direct mounting on MX contactors, Type RX
6127 | 3.6-5.2A RX Thermal overload relay, suitable for direct mounting on MX contactors, Type RX | OLR | LV_Switchgear | CS96357OOSO | L&T | 3.6-5.2A | Thermal | Nos. | None | Inventory | 3.6-5.2A RX Thermal overload relay, suitable for direct mounting on MX contactors, Type RX
6128 | 4.8-7A RX Thermal overload relay, suitable for direct mounting on MX contactors, Type RX | OLR | LV_Switchgear | CS96357OOTO | L&T | 4.8-7A | Thermal | Nos. | None | Inventory | 4.8-7A RX Thermal overload relay, suitable for direct mounting on MX contactors, Type RX
6129 | 6.4-9.7A RX Thermal overload relay, suitable for direct mounting on MX contactors, Type RX | OLR | LV_Switchgear | CS96357OOVO | L&T | 6.4-9.7A | Thermal | Nos. | None | Inventory | 6.4-9.7A RX Thermal overload relay, suitable for direct mounting on MX contactors, Type RX
6130 | 10.5-16A RTO Thermal overload relay, suitable for direct mounting on MO 50 - 70 contactors, Type RTO - 2 | OLR | LV_Switchgear | CS96366OOBO | L&T | 10.5-16A | Thermal | Nos. | None | Inventory | 10.5-16A RTO Thermal overload relay, suitable for direct mounting on MO 50 - 70 contactors, Type RTO - 2
6131 | 15-21A RTO Thermal overload relay, suitable for direct mounting on MO 50 - 70 contactors, Type RTO - 2 | OLR | LV_Switchgear | CS96366OOCO | L&T | 15-21A | Thermal | Nos. | None | Inventory | 15-21A RTO Thermal overload relay, suitable for direct mounting on MO 50 - 70 contactors, Type RTO - 2
6132 | 20-31A RTO Thermal overload relay, suitable for direct mounting on MO 50 - 70 contactors, Type RTO - 2 | OLR | LV_Switchgear | CS96366OOEO | L&T | 20-31A | Thermal | Nos. | None | Inventory | 20-31A RTO Thermal overload relay, suitable for direct mounting on MO 50 - 70 contactors, Type RTO - 2
6133 | 30-43A RTO Thermal overload relay, suitable for direct mounting on MO 50 - 70 contactors, Type RTO - 2 | OLR | LV_Switchgear | CS96366OOFO | L&T | 30-43A | Thermal | Nos. | None | Inventory | 30-43A RTO Thermal overload relay, suitable for direct mounting on MO 50 - 70 contactors, Type RTO - 2
6134 | 40-57A RTO Thermal overload relay, suitable for direct mounting on MO 50 - 70 contactors, Type RTO - 2 | OLR | LV_Switchgear | CS96366OOSO | L&T | 40-57A | Thermal | Nos. | None | Inventory | 40-57A RTO Thermal overload relay, suitable for direct mounting on MO 50 - 70 contactors, Type RTO - 2
6135 | 5-7.5A RTO Thermal overload relay, suitable for direct mounting on MO 50 - 70 contactors, Type RTO - 2 | OLR | LV_Switchgear | CS96366OOUO | L&T | 5-7.5A | Thermal | Nos. | None | Inventory | 5-7.5A RTO Thermal overload relay, suitable for direct mounting on MO 50 - 70 contactors, Type RTO - 2
6136 | 7-11A RTO Thermal overload relay, suitable for direct mounting on MO 50 - 70 contactors, Type RTO - 2 | OLR | LV_Switchgear | CS96366OOVO | L&T | 7-11A | Thermal | Nos. | None | Inventory | 7-11A RTO Thermal overload relay, suitable for direct mounting on MO 50 - 70 contactors, Type RTO - 2
6137 | 50-75A RTO Thermal overload relay, suitable for direct mounting on MO 50 - 70 contactors, Type RTO - 2 | OLR | LV_Switchgear | CS96367OOJO | L&T | 50-75A | Thermal | Nos. | None | Inventory | 50-75A RTO Thermal overload relay, suitable for direct mounting on MO 50 - 70 contactors, Type RTO - 2
6138 | 32A TP Power contactor for AC3 duty @415V AC with 1NO built-in auxiliary contacts, 110V DC coil, Type MDX 32 | Contactor | LV_Switchgear | CS965521OOO | L&T | 32A | NA | Nos. | None | Inventory | 32A TP Power contactor for AC3 duty @415V AC with 1NO built-in auxiliary contacts, 110V DC coil, Type MDX 32
6139 | 32A TP Power contactor for AC3 duty @415V AC with 1NO built-in auxiliary contacts, 220V DC coil, Type MDX 32 | Contactor | LV_Switchgear | CS965522OOO | L&T | 32A | NA | Nos. | None | Inventory | 32A TP Power contactor for AC3 duty @415V AC with 1NO built-in auxiliary contacts, 220V DC coil, Type MDX 32
6140 | 32A TP Power contactor for AC3 duty @415V AC with 1NO built-in auxiliary contacts, 24V DC coil, Type MDX 32 | Contactor | LV_Switchgear | CS965524OOO | L&T | 32A | NA | Nos. | None | Inventory | 32A TP Power contactor for AC3 duty @415V AC with 1NO built-in auxiliary contacts, 24V DC coil, Type MDX 32
6141 | 32A TP Power contactor for AC3 duty @415V AC with 1NO built-in auxiliary contacts, 48V DC coil, Type MDX 32 | Contactor | LV_Switchgear | CS965525OOO | L&T | 32A | NA | Nos. | None | Inventory | 32A TP Power contactor for AC3 duty @415V AC with 1NO built-in auxiliary contacts, 48V DC coil, Type MDX 32
6142 | 38A TP Power contactor for AC3 duty @415V AC with 1NO built-in auxiliary contacts, 110V DC coil, Type MDX 38 | Contactor | LV_Switchgear | CS965531OOO | L&T | 38A | NA | Nos. | None | Inventory | 38A TP Power contactor for AC3 duty @415V AC with 1NO built-in auxiliary contacts, 110V DC coil, Type MDX 38
6143 | 38A TP Power contactor for AC3 duty @415V AC with 1NO built-in auxiliary contacts, 220V DC coil, Type MDX 38 | Contactor | LV_Switchgear | CS965532OOO | L&T | 38A | NA | Nos. | None | Inventory | 38A TP Power contactor for AC3 duty @415V AC with 1NO built-in auxiliary contacts, 220V DC coil, Type MDX 38
6144 | 38A TP Power contactor for AC3 duty @415V AC with 1NO built-in auxiliary contacts, 24V DC coil, Type MDX 38 | Contactor | LV_Switchgear | CS965534OOO | L&T | 38A | NA | Nos. | None | Inventory | 38A TP Power contactor for AC3 duty @415V AC with 1NO built-in auxiliary contacts, 24V DC coil, Type MDX 38
6145 | 38A TP Power contactor for AC3 duty @415V AC with 1NO built-in auxiliary contacts, 48V DC coil, Type MDX 38 | Contactor | LV_Switchgear | CS965535OOO | L&T | 38A | NA | Nos. | None | Inventory | 38A TP Power contactor for AC3 duty @415V AC with 1NO built-in auxiliary contacts, 48V DC coil, Type MDX 38
6146 | 95A TP Power contactor for AC3 duty @415V AC with 1NO built-in auxiliary contacts, 110V DC coil, Type MDX 95 | Contactor | LV_Switchgear | CS965571OOO | L&T | 95A | NA | Nos. | None | Inventory | 95A TP Power contactor for AC3 duty @415V AC with 1NO built-in auxiliary contacts, 110V DC coil, Type MDX 95
6147 | 95A TP Power contactor for AC3 duty @415V AC with 1NO built-in auxiliary contacts, 220V DC coil, Type MDX 95 | Contactor | LV_Switchgear | CS965572OOO | L&T | 95A | NA | Nos. | None | Inventory | 95A TP Power contactor for AC3 duty @415V AC with 1NO built-in auxiliary contacts, 220V DC coil, Type MDX 95
6148 | 95A TP Power contactor for AC3 duty @415V AC with 1NO built-in auxiliary contacts, 24V DC coil, Type MDX 95 | Contactor | LV_Switchgear | CS965574OOO | L&T | 95A | NA | Nos. | None | Inventory | 95A TP Power contactor for AC3 duty @415V AC with 1NO built-in auxiliary contacts, 24V DC coil, Type MDX 95
6149 | 95A TP Power contactor for AC3 duty @415V AC with 1NO built-in auxiliary contacts, 48V DC coil, Type MDX 95 | Contactor | LV_Switchgear | CS965575OOO | L&T | 95A | NA | Nos. | None | Inventory | 95A TP Power contactor for AC3 duty @415V AC with 1NO built-in auxiliary contacts, 48V DC coil, Type MDX 95
6150 | 110A TP Power contactor for AC3 duty @415V AC with 1NO built-in auxiliary contacts, 110V DC coil, Type MDX 110 | Contactor | LV_Switchgear | CS965581OOO | L&T | 110A | NA | Nos. | None | Inventory | 110A TP Power contactor for AC3 duty @415V AC with 1NO built-in auxiliary contacts, 110V DC coil, Type MDX 110
6151 | 110A TP Power contactor for AC3 duty @415V AC with 1NO built-in auxiliary contacts, 220V DC coil, Type MDX 110 | Contactor | LV_Switchgear | CS965582OOO | L&T | 110A | NA | Nos. | None | Inventory | 110A TP Power contactor for AC3 duty @415V AC with 1NO built-in auxiliary contacts, 220V DC coil, Type MDX 110
6152 | 110A TP Power contactor for AC3 duty @415V AC with 1NO built-in auxiliary contacts, 24V DC coil, Type MDX 110 | Contactor | LV_Switchgear | CS965584OOO | L&T | 110A | NA | Nos. | None | Inventory | 110A TP Power contactor for AC3 duty @415V AC with 1NO built-in auxiliary contacts, 24V DC coil, Type MDX 110
6153 | 110A TP Power contactor for AC3 duty @415V AC with 1NO built-in auxiliary contacts, 48V DC coil, Type MDX 110 | Contactor | LV_Switchgear | CS965585OOO | L&T | 110A | NA | Nos. | None | Inventory | 110A TP Power contactor for AC3 duty @415V AC with 1NO built-in auxiliary contacts, 48V DC coil, Type MDX 110
6154 | 9A TP Power contactor for AC3 duty @415V AC with 1NO built-in auxiliary contacts, 110V DC coil, Type MDX 9 | Contactor | LV_Switchgear | CS965641000 | L&T | 9A | NA | Nos. | None | Inventory | 9A TP Power contactor for AC3 duty @415V AC with 1NO built-in auxiliary contacts, 110V DC coil, Type MDX 9
6155 | 9A TP Power contactor for AC3 duty @415V AC with 1NO built-in auxiliary contacts, 220V DC coil, Type MDX 9 | Contactor | LV_Switchgear | CS965642000 | L&T | 9A | NA | Nos. | None | Inventory | 9A TP Power contactor for AC3 duty @415V AC with 1NO built-in auxiliary contacts, 220V DC coil, Type MDX 9
6156 | 9A TP Power contactor for AC3 duty @415V AC with 1NO built-in auxiliary contacts, 24V DC coil, Type MDX 9 | Contactor | LV_Switchgear | CS965644000 | L&T | 9A | NA | Nos. | None | Inventory | 9A TP Power contactor for AC3 duty @415V AC with 1NO built-in auxiliary contacts, 24V DC coil, Type MDX 9
6157 | 9A TP Power contactor for AC3 duty @415V AC with 1NO built-in auxiliary contacts, 48V DC coil, Type MDX 9 | Contactor | LV_Switchgear | CS965645000 | L&T | 9A | NA | Nos. | None | Inventory | 9A TP Power contactor for AC3 duty @415V AC with 1NO built-in auxiliary contacts, 48V DC coil, Type MDX 9
6158 | 12A TP Power contactor for AC3 duty @415V AC with 1NO built-in auxiliary contacts, 24V DC coil, Type MDX 12 | Contactor | LV_Switchgear | CS965654OOO | L&T | 12A | NA | Nos. | None | Inventory | 12A TP Power contactor for AC3 duty @415V AC with 1NO built-in auxiliary contacts, 24V DC coil, Type MDX 12
6159 | 18A TP Power contactor for AC3 duty @415V AC with 1NO built-in auxiliary contacts, 110V DC coil, Type MDX 18 | Contactor | LV_Switchgear | CS965661OOO | L&T | 18A | NA | Nos. | None | Inventory | 18A TP Power contactor for AC3 duty @415V AC with 1NO built-in auxiliary contacts, 110V DC coil, Type MDX 18
6160 | 18A TP Power contactor for AC3 duty @415V AC with 1NO built-in auxiliary contacts, 220V DC coil, Type MDX 18 | Contactor | LV_Switchgear | CS965662OOO | L&T | 18A | NA | Nos. | None | Inventory | 18A TP Power contactor for AC3 duty @415V AC with 1NO built-in auxiliary contacts, 220V DC coil, Type MDX 18
6161 | 18A TP Power contactor for AC3 duty @415V AC with 1NO built-in auxiliary contacts, 24V DC coil, Type MDX 18 | Contactor | LV_Switchgear | CS965664OOO | L&T | 18A | NA | Nos. | None | Inventory | 18A TP Power contactor for AC3 duty @415V AC with 1NO built-in auxiliary contacts, 24V DC coil, Type MDX 18
6162 | 18A TP Power contactor for AC3 duty @415V AC with 1NO built-in auxiliary contacts, 48V DC coil, Type MDX 18 | Contactor | LV_Switchgear | CS965665OOO | L&T | 18A | NA | Nos. | None | Inventory | 18A TP Power contactor for AC3 duty @415V AC with 1NO built-in auxiliary contacts, 48V DC coil, Type MDX 18
6163 | 25A TP Power contactor for AC3 duty @415V AC with 1NO built-in auxiliary contacts, 110V DC coil, Type MDX 25 | Contactor | LV_Switchgear | CS965671OOO | L&T | 25A | NA | Nos. | None | Inventory | 25A TP Power contactor for AC3 duty @415V AC with 1NO built-in auxiliary contacts, 110V DC coil, Type MDX 25
6164 | 25A TP Power contactor for AC3 duty @415V AC with 1NO built-in auxiliary contacts, 220V DC coil, Type MDX 25 | Contactor | LV_Switchgear | CS965672OOO | L&T | 25A | NA | Nos. | None | Inventory | 25A TP Power contactor for AC3 duty @415V AC with 1NO built-in auxiliary contacts, 220V DC coil, Type MDX 25
6165 | 25A TP Power contactor for AC3 duty @415V AC with 1NO built-in auxiliary contacts, 24V DC coil, Type MDX 25 | Contactor | LV_Switchgear | CS965674OOO | L&T | 25A | NA | Nos. | None | Inventory | 25A TP Power contactor for AC3 duty @415V AC with 1NO built-in auxiliary contacts, 24V DC coil, Type MDX 25
6166 | 25A TP Power contactor for AC3 duty @415V AC with 1NO built-in auxiliary contacts, 48V DC coil, Type MDX 25 | Contactor | LV_Switchgear | CS965675OOO | L&T | 25A | NA | Nos. | None | Inventory | 25A TP Power contactor for AC3 duty @415V AC with 1NO built-in auxiliary contacts, 48V DC coil, Type MDX 25
6477 | E-Dold Make Phase Sequence Relay Vari meter, 3phaseAC, 100 to 127v, P/N: MK9056N.12 AC50/60HZ 100-127V Article No. 0054181 Contact - 2 C/O type, Nominal Voltage - 110V AC | RELAY | SWITCHGEAR | DOLD-MK9056N.12 | DOLD | _ | NA | Nos | None | Inventory | E-Dold Make Phase Sequence Relay Vari meter, 3phaseAC, 100 to 127v, P/N: MK9056N.12 AC50/60HZ 100-127V Article No. 0054181 Contact - 2 C/O type, Nominal Voltage - 110V AC
6168 | 16A FP (4NO) Power contactor for AC1 duty without built-in auxiliary contacts, 240V AC coil, Type MCX 01 | Contactor | LV_Switchgear | CS97009BOOO | L&T | 16A | NA | Nos. | None | Inventory | 16A FP (4NO) Power contactor for AC1 duty without built-in auxiliary contacts, 240V AC coil, Type MCX 01
6169 | 16A FP (4NO) Power contactor for AC1 duty without built-in auxiliary contacts, 415V AC coil, Type MCX 01 | Contactor | LV_Switchgear | CS97009DOOO | L&T | 16A | NA | Nos. | None | Inventory | 16A FP (4NO) Power contactor for AC1 duty without built-in auxiliary contacts, 415V AC coil, Type MCX 01
6170 | 16A FP (4NO) Power contactor for AC1 duty without built-in auxiliary contacts, 220V AC coil, Type MCX 01 | Contactor | LV_Switchgear | CS97009KOOO | L&T | 16A | NA | Nos. | None | Inventory | 16A FP (4NO) Power contactor for AC1 duty without built-in auxiliary contacts, 220V AC coil, Type MCX 01
6171 | 25A FP (4NO) Power contactor for AC1 duty without built-in auxiliary contacts, 240V AC coil, Type MCX 02 | Contactor | LV_Switchgear | CS97010BOOO | L&T | 25A | NA | Nos. | None | Inventory | 25A FP (4NO) Power contactor for AC1 duty without built-in auxiliary contacts, 240V AC coil, Type MCX 02
6172 | 25A FP (4NO) Power contactor for AC1 duty without built-in auxiliary contacts, 415V AC coil, Type MCX 02 | Contactor | LV_Switchgear | CS97010DOOO | L&T | 25A | NA | Nos. | None | Inventory | 25A FP (4NO) Power contactor for AC1 duty without built-in auxiliary contacts, 415V AC coil, Type MCX 02
6173 | 25A FP (4NO) Power contactor for AC1 duty without built-in auxiliary contacts, 220V AC coil, Type MCX 02 | Contactor | LV_Switchgear | CS97010KOOO | L&T | 25A | NA | Nos. | None | Inventory | 25A FP (4NO) Power contactor for AC1 duty without built-in auxiliary contacts, 220V AC coil, Type MCX 02
6174 | 32A FP (4NO) Power contactor for AC1 duty without built-in auxiliary contacts, 240V AC coil, Type MCX 03 | Contactor | LV_Switchgear | CS97011BOOO | L&T | 32A | NA | Nos. | None | Inventory | 32A FP (4NO) Power contactor for AC1 duty without built-in auxiliary contacts, 240V AC coil, Type MCX 03
6175 | 32A FP (4NO) Power contactor for AC1 duty without built-in auxiliary contacts, 415V AC coil, Type MCX 03 | Contactor | LV_Switchgear | CS97011DOOO | L&T | 32A | NA | Nos. | None | Inventory | 32A FP (4NO) Power contactor for AC1 duty without built-in auxiliary contacts, 415V AC coil, Type MCX 03
6176 | 32A FP (4NO) Power contactor for AC1 duty without built-in auxiliary contacts, 220V AC coil, Type MCX 03 | Contactor | LV_Switchgear | CS97011KOOO | L&T | 32A | NA | Nos. | None | Inventory | 32A FP (4NO) Power contactor for AC1 duty without built-in auxiliary contacts, 220V AC coil, Type MCX 03
6177 | 40A FP (4NO) Power contactor for AC1 duty without built-in auxiliary contacts, 240V AC coil, Type MCX 04 | Contactor | LV_Switchgear | CS97012BOOO | L&T | 40A | NA | Nos. | None | Inventory | 40A FP (4NO) Power contactor for AC1 duty without built-in auxiliary contacts, 240V AC coil, Type MCX 04
6178 | 40A FP (4NO) Power contactor for AC1 duty without built-in auxiliary contacts, 415V AC coil, Type MCX 04 | Contactor | LV_Switchgear | CS97012DOOO | L&T | 40A | NA | Nos. | None | Inventory | 40A FP (4NO) Power contactor for AC1 duty without built-in auxiliary contacts, 415V AC coil, Type MCX 04
6179 | 40A FP (4NO) Power contactor for AC1 duty without built-in auxiliary contacts, 220V AC coil, Type MCX 04 | Contactor | LV_Switchgear | CS97012KOOO | L&T | 40A | NA | Nos. | None | Inventory | 40A FP (4NO) Power contactor for AC1 duty without built-in auxiliary contacts, 220V AC coil, Type MCX 04
6180 | 50A FP (4NO) Power contactor for AC1 duty without built-in auxiliary contacts, 240V AC coil, Type MCX 11 | Contactor | LV_Switchgear | CS97013BOOO | L&T | 50A | NA | Nos. | None | Inventory | 50A FP (4NO) Power contactor for AC1 duty without built-in auxiliary contacts, 240V AC coil, Type MCX 11
6181 | 50A FP (4NO) Power contactor for AC1 duty without built-in auxiliary contacts, 415V AC coil, Type MCX 11 | Contactor | LV_Switchgear | CS97013DOOO | L&T | 50A | NA | Nos. | None | Inventory | 50A FP (4NO) Power contactor for AC1 duty without built-in auxiliary contacts, 415V AC coil, Type MCX 11
6182 | 50A FP (4NO) Power contactor for AC1 duty without built-in auxiliary contacts, 220V AC coil, Type MCX 11 | Contactor | LV_Switchgear | CS97013KOOO | L&T | 50A | NA | Nos. | None | Inventory | 50A FP (4NO) Power contactor for AC1 duty without built-in auxiliary contacts, 220V AC coil, Type MCX 11
6183 | 63A FP (4NO) Power contactor for AC1 duty without built-in auxiliary contacts, 240V AC coil, Type MCX 12 | Contactor | LV_Switchgear | CS97014BOOO | L&T | 63A | NA | Nos. | None | Inventory | 63A FP (4NO) Power contactor for AC1 duty without built-in auxiliary contacts, 240V AC coil, Type MCX 12
6184 | 63A FP (4NO) Power contactor for AC1 duty without built-in auxiliary contacts, 415V AC coil, Type MCX 12 | Contactor | LV_Switchgear | CS97014DOOO | L&T | 63A | NA | Nos. | None | Inventory | 63A FP (4NO) Power contactor for AC1 duty without built-in auxiliary contacts, 415V AC coil, Type MCX 12
6185 | 63A FP (4NO) Power contactor for AC1 duty without built-in auxiliary contacts, 220V AC coil, Type MCX 12 | Contactor | LV_Switchgear | CS97014KOOO | L&T | 63A | NA | Nos. | None | Inventory | 63A FP (4NO) Power contactor for AC1 duty without built-in auxiliary contacts, 220V AC coil, Type MCX 12
6186 | 80A FP (4NO) Power contactor for AC1 duty without built-in auxiliary contacts, 240V AC coil, Type MCX 13 | Contactor | LV_Switchgear | CS97015BOOO | L&T | 80A | NA | Nos. | None | Inventory | 80A FP (4NO) Power contactor for AC1 duty without built-in auxiliary contacts, 240V AC coil, Type MCX 13
6187 | 80A FP (4NO) Power contactor for AC1 duty without built-in auxiliary contacts, 415V AC coil, Type MCX 13 | Contactor | LV_Switchgear | CS97015DOOO | L&T | 80A | NA | Nos. | None | Inventory | 80A FP (4NO) Power contactor for AC1 duty without built-in auxiliary contacts, 415V AC coil, Type MCX 13
6188 | 80A FP (4NO) Power contactor for AC1 duty without built-in auxiliary contacts, 220V AC coil, Type MCX 13 | Contactor | LV_Switchgear | CS97015KOOO | L&T | 80A | NA | Nos. | None | Inventory | 80A FP (4NO) Power contactor for AC1 duty without built-in auxiliary contacts, 220V AC coil, Type MCX 13
6189 | 100A FP (4NO) Power contactor for AC1 duty without built-in auxiliary contacts, 240V AC coil, Type MCX 22 | Contactor | LV_Switchgear | CS97017BOOO | L&T | 100A | NA | Nos. | None | Inventory | 100A FP (4NO) Power contactor for AC1 duty without built-in auxiliary contacts, 240V AC coil, Type MCX 22
6190 | 100A FP (4NO) Power contactor for AC1 duty without built-in auxiliary contacts, 415V AC coil, Type MCX 22 | Contactor | LV_Switchgear | CS97017DOOO | L&T | 100A | NA | Nos. | None | Inventory | 100A FP (4NO) Power contactor for AC1 duty without built-in auxiliary contacts, 415V AC coil, Type MCX 22
6191 | 100A FP (4NO) Power contactor for AC1 duty without built-in auxiliary contacts, 220V AC coil, Type MCX 22 | Contactor | LV_Switchgear | CS97017KOOO | L&T | 100A | NA | Nos. | None | Inventory | 100A FP (4NO) Power contactor for AC1 duty without built-in auxiliary contacts, 220V AC coil, Type MCX 22
6192 | 130A FP (4NO) Power contactor for AC1 duty without built-in auxiliary contacts, 240V AC coil, Type MCX 23 | Contactor | LV_Switchgear | CS97018BOOO | L&T | 130A | NA | Nos. | None | Inventory | 130A FP (4NO) Power contactor for AC1 duty without built-in auxiliary contacts, 240V AC coil, Type MCX 23
6193 | 130A FP (4NO) Power contactor for AC1 duty without built-in auxiliary contacts, 415V AC coil, Type MCX 23 | Contactor | LV_Switchgear | CS97018DOOO | L&T | 130A | NA | Nos. | None | Inventory | 130A FP (4NO) Power contactor for AC1 duty without built-in auxiliary contacts, 415V AC coil, Type MCX 23
6194 | 130A FP (4NO) Power contactor for AC1 duty without built-in auxiliary contacts, 220V AC coil, Type MCX 23 | Contactor | LV_Switchgear | CS97018KOOO | L&T | 130A | NA | Nos. | None | Inventory | 130A FP (4NO) Power contactor for AC1 duty without built-in auxiliary contacts, 220V AC coil, Type MCX 23
6195 | 160A FP (4NO) Power contactor for AC1 duty with 2NO + 2NC built-in auxiliary contacts, 240V AC coil, Type MCX 32 | Contactor | LV_Switchgear | CS97020BOOO | L&T | 160A | NA | Nos. | None | Inventory | 160A FP (4NO) Power contactor for AC1 duty with 2NO + 2NC built-in auxiliary contacts, 240V AC coil, Type MCX 32
6196 | 160A FP (4NO) Power contactor for AC1 duty with 2NO + 2NC built-in auxiliary contacts, 415V AC coil, Type MCX 32 | Contactor | LV_Switchgear | CS97020DOOO | L&T | 160A | NA | Nos. | None | Inventory | 160A FP (4NO) Power contactor for AC1 duty with 2NO + 2NC built-in auxiliary contacts, 415V AC coil, Type MCX 32
6197 | 160A FP (4NO) Power contactor for AC1 duty with 2NO + 2NC built-in auxiliary contacts, 220V AC coil, Type MCX 32 | Contactor | LV_Switchgear | CS97020KOOO | L&T | 160A | NA | Nos. | None | Inventory | 160A FP (4NO) Power contactor for AC1 duty with 2NO + 2NC built-in auxiliary contacts, 220V AC coil, Type MCX 32
6198 | 200A FP (4NO) Power contactor for AC1 duty with 2NO + 2NC built-in auxiliary contacts, 240V AC coil, Type MCX 33 | Contactor | LV_Switchgear | CS97021BOOO | L&T | 200A | NA | Nos. | None | Inventory | 200A FP (4NO) Power contactor for AC1 duty with 2NO + 2NC built-in auxiliary contacts, 240V AC coil, Type MCX 33
6199 | 200A FP (4NO) Power contactor for AC1 duty with 2NO + 2NC built-in auxiliary contacts, 415V AC coil, Type MCX 33 | Contactor | LV_Switchgear | CS97021DOOO | L&T | 200A | NA | Nos. | None | Inventory | 200A FP (4NO) Power contactor for AC1 duty with 2NO + 2NC built-in auxiliary contacts, 415V AC coil, Type MCX 33
6200 | 200A FP (4NO) Power contactor for AC1 duty with 2NO + 2NC built-in auxiliary contacts, 220V AC coil, Type MCX 33 | Contactor | LV_Switchgear | CS97021KOOO | L&T | 200A | NA | Nos. | None | Inventory | 200A FP (4NO) Power contactor for AC1 duty with 2NO + 2NC built-in auxiliary contacts, 220V AC coil, Type MCX 33
6201 | 255A FP (4NO) Power contactor for AC1 duty with 2NO + 2NC built-in auxiliary contacts, 240V AC coil, Type MCX 34 | Contactor | LV_Switchgear | CS97022BOOO | L&T | 255A | NA | Nos. | None | Inventory | 255A FP (4NO) Power contactor for AC1 duty with 2NO + 2NC built-in auxiliary contacts, 240V AC coil, Type MCX 34
6202 | 255A FP (4NO) Power contactor for AC1 duty with 2NO + 2NC built-in auxiliary contacts, 415V AC coil, Type MCX 34 | Contactor | LV_Switchgear | CS97022DOOO | L&T | 255A | NA | Nos. | None | Inventory | 255A FP (4NO) Power contactor for AC1 duty with 2NO + 2NC built-in auxiliary contacts, 415V AC coil, Type MCX 34
6203 | 255A FP (4NO) Power contactor for AC1 duty with 2NO + 2NC built-in auxiliary contacts, 220V AC coil, Type MCX 34 | Contactor | LV_Switchgear | CS97022KOOO | L&T | 255A | NA | Nos. | None | Inventory | 255A FP (4NO) Power contactor for AC1 duty with 2NO + 2NC built-in auxiliary contacts, 220V AC coil, Type MCX 34
6204 | 325A FP (4NO) Power contactor for AC1 duty with 2NO + 2NC built-in auxiliary contacts, 240V AC coil, Type MCX 41 | Contactor | LV_Switchgear | CS97023BOOO | L&T | 325A | NA | Nos. | None | Inventory | 325A FP (4NO) Power contactor for AC1 duty with 2NO + 2NC built-in auxiliary contacts, 240V AC coil, Type MCX 41
6205 | 325A FP (4NO) Power contactor for AC1 duty with 2NO + 2NC built-in auxiliary contacts, 415V AC coil, Type MCX 41 | Contactor | LV_Switchgear | CS97023DOOO | L&T | 325A | NA | Nos. | None | Inventory | 325A FP (4NO) Power contactor for AC1 duty with 2NO + 2NC built-in auxiliary contacts, 415V AC coil, Type MCX 41
6206 | 325A FP (4NO) Power contactor for AC1 duty with 2NO + 2NC built-in auxiliary contacts, 220V AC coil, Type MCX 41 | Contactor | LV_Switchgear | CS97023KOOO | L&T | 325A | NA | Nos. | None | Inventory | 325A FP (4NO) Power contactor for AC1 duty with 2NO + 2NC built-in auxiliary contacts, 220V AC coil, Type MCX 41
6207 | 360A FP (4NO) Power contactor for AC1 duty with 2NO + 2NC built-in auxiliary contacts, 240V AC coil, Type MCX 42 | Contactor | LV_Switchgear | CS97024BOOO | L&T | 360A | NA | Nos. | None | Inventory | 360A FP (4NO) Power contactor for AC1 duty with 2NO + 2NC built-in auxiliary contacts, 240V AC coil, Type MCX 42
6208 | 360A FP (4NO) Power contactor for AC1 duty with 2NO + 2NC built-in auxiliary contacts, 415V AC coil, Type MCX 42 | Contactor | LV_Switchgear | CS97024DOOO | L&T | 360A | NA | Nos. | None | Inventory | 360A FP (4NO) Power contactor for AC1 duty with 2NO + 2NC built-in auxiliary contacts, 415V AC coil, Type MCX 42
6209 | 360A FP (4NO) Power contactor for AC1 duty with 2NO + 2NC built-in auxiliary contacts, 220V AC coil, Type MCX 42 | Contactor | LV_Switchgear | CS97024KOOO | L&T | 360A | NA | Nos. | None | Inventory | 360A FP (4NO) Power contactor for AC1 duty with 2NO + 2NC built-in auxiliary contacts, 220V AC coil, Type MCX 42
6210 | 400A FP (4NO) Power contactor for AC1 duty with 2NO + 2NC built-in auxiliary contacts, 240V AC coil, Type MCX 43 | Contactor | LV_Switchgear | CS97025BOOO | L&T | 400A | NA | Nos. | None | Inventory | 400A FP (4NO) Power contactor for AC1 duty with 2NO + 2NC built-in auxiliary contacts, 240V AC coil, Type MCX 43
6211 | 400A FP (4NO) Power contactor for AC1 duty with 2NO + 2NC built-in auxiliary contacts, 415V AC coil, Type MCX 43 | Contactor | LV_Switchgear | CS97025DOOO | L&T | 400A | NA | Nos. | None | Inventory | 400A FP (4NO) Power contactor for AC1 duty with 2NO + 2NC built-in auxiliary contacts, 415V AC coil, Type MCX 43
6212 | 400A FP (4NO) Power contactor for AC1 duty with 2NO + 2NC built-in auxiliary contacts, 220V AC coil, Type MCX 43 | Contactor | LV_Switchgear | CS97025KOOO | L&T | 400A | NA | Nos. | None | Inventory | 400A FP (4NO) Power contactor for AC1 duty with 2NO + 2NC built-in auxiliary contacts, 220V AC coil, Type MCX 43
6213 | 500A FP (4NO) Power contactor for AC1 duty with 2NO + 2NC built-in auxiliary contacts, 240V AC coil, Type MCX 44 | Contactor | LV_Switchgear | CS97026BOOO | L&T | 500A | NA | Nos. | None | Inventory | 500A FP (4NO) Power contactor for AC1 duty with 2NO + 2NC built-in auxiliary contacts, 240V AC coil, Type MCX 44
6214 | 500A FP (4NO) Power contactor for AC1 duty with 2NO + 2NC built-in auxiliary contacts, 415V AC coil, Type MCX 44 | Contactor | LV_Switchgear | CS97026DOOO | L&T | 500A | NA | Nos. | None | Inventory | 500A FP (4NO) Power contactor for AC1 duty with 2NO + 2NC built-in auxiliary contacts, 415V AC coil, Type MCX 44
6215 | 500A FP (4NO) Power contactor for AC1 duty with 2NO + 2NC built-in auxiliary contacts, 220V AC coil, Type MCX 44 | Contactor | LV_Switchgear | CS97026KOOO | L&T | 500A | NA | Nos. | None | Inventory | 500A FP (4NO) Power contactor for AC1 duty with 2NO + 2NC built-in auxiliary contacts, 220V AC coil, Type MCX 44
6216 | 600A FP (4NO) Power contactor for AC1 duty with 2NO + 2NC built-in auxiliary contacts, 240V AC coil, Type MCX 45 | Contactor | LV_Switchgear | CS97027BOOO | L&T | 600A | NA | Nos. | None | Inventory | 600A FP (4NO) Power contactor for AC1 duty with 2NO + 2NC built-in auxiliary contacts, 240V AC coil, Type MCX 45
6217 | 600A FP (4NO) Power contactor for AC1 duty with 2NO + 2NC built-in auxiliary contacts, 415V AC coil, Type MCX 45 | Contactor | LV_Switchgear | CS97027DOOO | L&T | 600A | NA | Nos. | None | Inventory | 600A FP (4NO) Power contactor for AC1 duty with 2NO + 2NC built-in auxiliary contacts, 415V AC coil, Type MCX 45
6218 | 600A FP (4NO) Power contactor for AC1 duty with 2NO + 2NC built-in auxiliary contacts, 220V AC coil, Type MCX 45 | Contactor | LV_Switchgear | CS97027KOOO | L&T | 600A | NA | Nos. | None | Inventory | 600A FP (4NO) Power contactor for AC1 duty with 2NO + 2NC built-in auxiliary contacts, 220V AC coil, Type MCX 45
6219 | 700A FP (4NO) Power contactor for AC1 duty with 2NO + 2NC built-in auxiliary contacts, 240V AC coil, Type MCX 46 | Contactor | LV_Switchgear | CS97028BOOO | L&T | 700A | NA | Nos. | None | Inventory | 700A FP (4NO) Power contactor for AC1 duty with 2NO + 2NC built-in auxiliary contacts, 240V AC coil, Type MCX 46
6220 | 700A FP (4NO) Power contactor for AC1 duty with 2NO + 2NC built-in auxiliary contacts, 415V AC coil, Type MCX 46 | Contactor | LV_Switchgear | CS97028DOOO | L&T | 700A | NA | Nos. | None | Inventory | 700A FP (4NO) Power contactor for AC1 duty with 2NO + 2NC built-in auxiliary contacts, 415V AC coil, Type MCX 46
6221 | 700A FP (4NO) Power contactor for AC1 duty with 2NO + 2NC built-in auxiliary contacts, 220V AC coil, Type MCX 46 | Contactor | LV_Switchgear | CS97028KOOO | L&T | 700A | NA | Nos. | None | Inventory | 700A FP (4NO) Power contactor for AC1 duty with 2NO + 2NC built-in auxiliary contacts, 220V AC coil, Type MCX 46
6222 | 50A TP Power contactor for AC3 duty @415V AC without built-in auxiliary contacts, 110V AC coil, Type MNX 50 | Contactor | LV_Switchgear | CS97075AOOO | L&T | 50A | NA | Nos. | None | Inventory | 50A TP Power contactor for AC3 duty @415V AC without built-in auxiliary contacts, 110V AC coil, Type MNX 50
6223 | 50A TP Power contactor for AC3 duty @415V AC without built-in auxiliary contacts, 240V AC coil, Type MNX 50 | Contactor | LV_Switchgear | CS97075BOOO | L&T | 50A | NA | Nos. | None | Inventory | 50A TP Power contactor for AC3 duty @415V AC without built-in auxiliary contacts, 240V AC coil, Type MNX 50
6224 | 50A TP Power contactor for AC3 duty @415V AC without built-in auxiliary contacts, 415V AC coil, Type MNX 50 | Contactor | LV_Switchgear | CS97075DOOO | L&T | 50A | NA | Nos. | None | Inventory | 50A TP Power contactor for AC3 duty @415V AC without built-in auxiliary contacts, 415V AC coil, Type MNX 50
6225 | 50A TP Power contactor for AC3 duty @415V AC without built-in auxiliary contacts, 220V AC coil, Type MNX 50 | Contactor | LV_Switchgear | CS97075KOOO | L&T | 50A | NA | Nos. | None | Inventory | 50A TP Power contactor for AC3 duty @415V AC without built-in auxiliary contacts, 220V AC coil, Type MNX 50
6226 | 70A TP Power contactor for AC3 duty @415V AC without built-in auxiliary contacts, 110V AC coil, Type MNX 70 | Contactor | LV_Switchgear | CS97076AOOO | L&T | 70A | NA | Nos. | None | Inventory | 70A TP Power contactor for AC3 duty @415V AC without built-in auxiliary contacts, 110V AC coil, Type MNX 70
6227 | 70A TP Power contactor for AC3 duty @415V AC without built-in auxiliary contacts, 240V AC coil, Type MNX 70 | Contactor | LV_Switchgear | CS97076BOOO | L&T | 70A | NA | Nos. | None | Inventory | 70A TP Power contactor for AC3 duty @415V AC without built-in auxiliary contacts, 240V AC coil, Type MNX 70
6228 | 70A TP Power contactor for AC3 duty @415V AC without built-in auxiliary contacts, 415V AC coil, Type MNX 70 | Contactor | LV_Switchgear | CS97076DOOO | L&T | 70A | NA | Nos. | None | Inventory | 70A TP Power contactor for AC3 duty @415V AC without built-in auxiliary contacts, 415V AC coil, Type MNX 70
6229 | 70A TP Power contactor for AC3 duty @415V AC without built-in auxiliary contacts, 220V AC coil, Type MNX 70 | Contactor | LV_Switchgear | CS97076KOOO | L&T | 70A | NA | Nos. | None | Inventory | 70A TP Power contactor for AC3 duty @415V AC without built-in auxiliary contacts, 220V AC coil, Type MNX 70
6230 | 80A TP Power contactor for AC3 duty @415V AC without built-in auxiliary contacts, 110V AC coil, Type MNX 80 | Contactor | LV_Switchgear | CS97077AOOO | L&T | 80A | NA | Nos. | None | Inventory | 80A TP Power contactor for AC3 duty @415V AC without built-in auxiliary contacts, 110V AC coil, Type MNX 80
6231 | 80A TP Power contactor for AC3 duty @415V AC without built-in auxiliary contacts, 240V AC coil, Type MNX 80 | Contactor | LV_Switchgear | CS97077BOOO | L&T | 80A | NA | Nos. | None | Inventory | 80A TP Power contactor for AC3 duty @415V AC without built-in auxiliary contacts, 240V AC coil, Type MNX 80
6232 | 80A TP Power contactor for AC3 duty @415V AC without built-in auxiliary contacts, 415V AC coil, Type MNX 80 | Contactor | LV_Switchgear | CS97077DOOO | L&T | 80A | NA | Nos. | None | Inventory | 80A TP Power contactor for AC3 duty @415V AC without built-in auxiliary contacts, 415V AC coil, Type MNX 80
6233 | 80A TP Power contactor for AC3 duty @415V AC without built-in auxiliary contacts, 220V AC coil, Type MNX 80 | Contactor | LV_Switchgear | CS97077KOOO | L&T | 80A | NA | Nos. | None | Inventory | 80A TP Power contactor for AC3 duty @415V AC without built-in auxiliary contacts, 220V AC coil, Type MNX 80
6234 | 23.4-36A RTO Thermal overload relay, suitable for separate mounting, Type RTO - 4 | OLR | LV_Switchgear | CS97096OOGO | L&T | 23.4-36A | Thermal | Nos. | None | Inventory | 23.4-36A RTO Thermal overload relay, suitable for separate mounting, Type RTO - 4
6235 | 36-60A RTO Thermal overload relay, suitable for separate mounting, Type RTO - 4 | OLR | LV_Switchgear | CS97096OOJO | L&T | 36-60A | Thermal | Nos. | None | Inventory | 36-60A RTO Thermal overload relay, suitable for separate mounting, Type RTO - 4
6236 | 57-84A RTO Thermal overload relay, suitable for separate mounting, Type RTO - 4 | OLR | LV_Switchgear | CS97096OOKO | L&T | 57-84A | Thermal | Nos. | None | Inventory | 57-84A RTO Thermal overload relay, suitable for separate mounting, Type RTO - 4
6237 | 72-108A RTO Thermal overload relay, suitable for separate mounting, Type RTO - 4 | OLR | LV_Switchgear | CS97096OOLO | L&T | 72-108A | Thermal | Nos. | None | Inventory | 72-108A RTO Thermal overload relay, suitable for separate mounting, Type RTO - 4
6238 | 105-156A RTO Thermal overload relay, suitable for separate mounting, Type RTO - 4 | OLR | LV_Switchgear | CS97096OOMO | L&T | 105-156A | Thermal | Nos. | None | Inventory | 105-156A RTO Thermal overload relay, suitable for separate mounting, Type RTO - 4
6239 | 138-201A RTO Thermal overload relay, suitable for separate mounting, Type RTO - 4 | OLR | LV_Switchgear | CS97096OONO | L&T | 138-201A | Thermal | Nos. | None | Inventory | 138-201A RTO Thermal overload relay, suitable for separate mounting, Type RTO - 4
6240 | 201-291A RTO Thermal overload relay, suitable for separate mounting, Type RTO - 4 | OLR | LV_Switchgear | CS97096OOQO | L&T | 201-291A | Thermal | Nos. | None | Inventory | 201-291A RTO Thermal overload relay, suitable for separate mounting, Type RTO - 4
6241 | 255-375A RTO Thermal overload relay, suitable for separate mounting, Type RTO - 4 | OLR | LV_Switchgear | CS97096OORO | L&T | 255-375A | Thermal | Nos. | None | Inventory | 255-375A RTO Thermal overload relay, suitable for separate mounting, Type RTO - 4
6622 | 6 Exaust Fan, Aux Voltage 230V AC, Frequency - 50Hz, Air flow - 200 cfm | FAN | SWITCHGEAR | EBM-NADI-FAN1 | EBM-NADI | - | - | Nos |  | Inventory | 6 Exaust Fan, Aux Voltage 230V AC, Frequency - 50Hz, Air flow - 200 cfm
6623 | 10 Exaust Fan, Aux Voltage 230V AC, Frequency - 50Hz, Air flow - 1500 cfm | FAN | SWITCHGEAR | EBM-NADI-FAN2 | EBM-NADI | - | - | Nos |  | Inventory | 10 Exaust Fan, Aux Voltage 230V AC, Frequency - 50Hz, Air flow - 1500 cfm
6625 | 1 PHASE CONTROL TRANSFORMER, RATING: 1000VA, RATIO: 33kV/RT3/230V AC. | CONTROL TRANSFORMER | SWITCHGEAR | EC-1PH-CONT.TRAFO-1000VA/33KV/230VAC | ECS | - | - | Nos. |  | Inventory | 1 PHASE CONTROL TRANSFORMER, RATING: 1000VA, RATIO: 33kV/RT3/230V AC.
6626 | 1 PHASE CONTROL TRANSFORMER, RATING: 2000VA, RATIO: 33kV/RT3/230V AC. | CONTROL TRANSFORMER | SWITCHGEAR | EC-1PH-CONT.TRAFO-2000VA/33KV/230VAC | ECS | - | - | Nos. |  | Inventory | 1 PHASE CONTROL TRANSFORMER, RATING: 2000VA, RATIO: 33kV/RT3/230V AC.
6627 | 1 PHASE CONTROL TRANSFORMER, RATING: 1000VA, RATIO: 22kV/RT3 /230V AC. | CONTROL TRANSFORMER | SWITCHGEAR | EC-1PH-CONT.TRAFO-22000/RT3/230VAC-1000VA | ECS | - | - | Nos. |  | Inventory | 1 PHASE CONTROL TRANSFORMER, RATING: 1000VA, RATIO: 22kV/RT3 /230V AC.
6628 | 1 PHASE CONTROL TRANSFORMER, RATING: 1000VA, RATIO: 33kV/RT3 /230V AC. | CONTROL TRANSFORMER | SWITCHGEAR | EC-1PH-CONT.TRAFO-33000/RT3/230VAC-1000VA | ECS | - | - | Nos. |  | Inventory | 1 PHASE CONTROL TRANSFORMER, RATING: 1000VA, RATIO: 33kV/RT3 /230V AC.
6629 | 1 PHASE CONTROL TRANSFORMER, RATING: 700VA, RATIO: 33kV/RT3 /230V AC. | CONTROL TRANSFORMER | SWITCHGEAR | EC-1PH-CONT.TRAFO-33000/RT3/230VAC-700VA | ECS | - | - | Nos. |  | Inventory | 1 PHASE CONTROL TRANSFORMER, RATING: 700VA, RATIO: 33kV/RT3 /230V AC.
6630 | CONTROL TRANSFORMER, 2 PHASE,. BURDEN: 500VA, RATIO: 11000/230V AC | CONTROL TRANSFORMER | SWITCHGEAR | EC-2PH-CONT.TRAFO-11000/230VAC-500VA | ECS | - | - | Nos. |  | Inventory | CONTROL TRANSFORMER, 2 PHASE,. BURDEN: 500VA, RATIO: 11000/230V AC
6631 | - CONTROL TRANSFORMER - | CONTROL TRANSFORMER | SWITCHGEAR | EC-2PH-CONT.TRAFO-11000/230VAC-750VA | ECS | - | - | Nos. |  | Inventory | - CONTROL TRANSFORMER -
6632 | CONTROL TRANSFORMER, VTR : 11000/230 V AC VA : 750 CLASS : 6P OVF : 1.2 Continuous BIL : 12/28/75 KVP, Insulation Class: F Ref Std.: IS 3156, Frequency : 50 Hz Cons. :Two Phase Drg No. : E4-449/7 , Rev. : 00 MODEL : HFPT11B, DOUBLE POLE, Type-01 | CONTROL TRANSFORMER | SWITCHGEAR | EC-CON-11-1000/230VAC-750VA | ECS | 11 | - | Nos |  | Inventory | CONTROL TRANSFORMER, VTR : 11000/230 V AC VA : 750 CLASS : 6P OVF : 1.2 Continuous BIL : 12/28/75 KVP, Insulation Class: F Ref Std.: IS 3156, Frequency : 50 Hz Cons. :Two Phase Drg No. : E4-449/7 , Rev. : 00 MODEL : HFPT11B, DOUBLE POLE, Type-01
6633 | 6.6kV CAST RESIN TWO PHASE, CONTROL TRANSFORMER, RATIO : 6.6KV/230V AC, 1000VA | CONTROL TRANSFORMER | SWITCHGEAR | EC-CON-6.6-230VAC-1000VA | ECS | 11 | - | Nos |  | Inventory | 6.6kV CAST RESIN TWO PHASE, CONTROL TRANSFORMER, RATIO : 6.6KV/230V AC, 1000VA
6634 | 6.6kV CAST RESIN TWO PHASE, CONTROL TRANSFORMER, RATIO : 6.6KV/230V AC, 2500VA | CONTROL TRANSFORMER | SWITCHGEAR | EC-CON-6.6-230VAC-2500VA | ECS | 11 | - | Nos |  | Inventory | 6.6kV CAST RESIN TWO PHASE, CONTROL TRANSFORMER, RATIO : 6.6KV/230V AC, 2500VA
6635 | CONTROL TRANSFORMER, VTR : 6600/230 V AC VA : 1500 CLASS : 6P OVF : 1.2 Continuous BIL : 7.2/20/60 KVP, Insulation Class: F Ref Std.: IS 3156, Frequency : 50 Hz Cons. :Two Phase , DOUBLE POLE, | CONTROL TRANSFORMER | SWITCHGEAR | EC-CON-6.6-6600/230VAC-1500VA | ECS | 11 | - | Nos |  | Inventory | CONTROL TRANSFORMER, VTR : 6600/230 V AC; VA : 1500 ;CLASS : 6P; OVF : 1.2 Continuous BIL : 7.2/20/60 KVP, Insulation Class: F Ref Std.: IS 3156, Frequency : 50 Hz Cons. :Two Phase , DOUBLE POLE,
6255 | Cable Termination Kit- Touch Proof Screened Connector for 33 kv, 3x300 sqmm, XLPE Cable | BROUGHTOUT | ACCESSORIES | CTK-33KV-300SQMM | - | - | - | SET |  | Inventory | Cable Termination Kit- Touch Proof Screened Connector for 33 kv, 3x300 sqmm, XLPE Cable
6636 | 11kV CAST RESIN CURRENT TRANSFORMER, CTR : 200/5A & 300/1A, CORE 1: 5VA, CLASS: 0.2 @200/5 A, CORE 2: CLASS: PS, VK>=250V, RCT<=7.5 OHM, I0<= 30mA at VK/2 @300/1 A, STR: 25kA/1 SEC, CT SECONDARY TERMINAL ON P1 SIDE, WOUND TYPE. | CT | SWITCHGEAR | EC-CT-11-200-300/5-1A-WO | ECS | - | - | Nos. |  | Inventory | 11kV CAST RESIN CURRENT TRANSFORMER, CTR : 200/5A & 300/1A, CORE 1: 5VA, CLASS: 0.2 @200/5 A, CORE 2: CLASS: PS, VK>=250V, RCT<=7.5 OHM, I0<= 30mA at VK/2 @300/1 A, STR: 25kA/1 SEC, CT SECONDARY TERMINAL ON P1 SIDE, WOUND TYPE.
6637 | 11kV CAST RESIN CURRENT TRANSFORMER, CTR : 350/5A & 450/1A, CORE 1: 5VA, CLASS: 0.2 @350/5 A, CORE 2: CLASS: PS, VK>=350V, RCT<=10 OHM, I0<= 30mA at VK/2 @450/1 A, STR: 25kA/1 SEC, CT SECONDARY TERMINAL ON P1 SIDE, WOUND TYPE. | CT | SWITCHGEAR | EC-CT-11-350-450/5-1A-WO | ECS | - | - | Nos. |  | Inventory | 11kV CAST RESIN CURRENT TRANSFORMER, CTR : 350/5A & 450/1A, CORE 1: 5VA, CLASS: 0.2 @350/5 A, CORE 2: CLASS: PS, VK>=350V, RCT<=10 OHM, I0<= 30mA at VK/2 @450/1 A, STR: 25kA/1 SEC, CT SECONDARY TERMINAL ON P1 SIDE, WOUND TYPE.
6638 | 11kV CAST RESIN CURRENT TRANSFORMER, CTR : 600/1-1-1-1A, Core1 : CL 0.2S, 5 VA, @600/1 A Core2 :CL 5P20, 5 VA, @600/1 A Core3 : CL PS, VK>=200 V,RCT<=4.5 OHM, I0<=30 mA at VK/2@600/1 A Core4 : CLPS, VK>=200 V, RCT<=4.5 OHM, I0<=30 mA atVK/2@600/1 A, STR:25KA/1 SEC, CT SECONDARYTERMINAL ON P2 SIDE, WINDOW TYPE. | CT | SWITCHGEAR | EC-CT-11-600/1-1-1-1A-WI | ECS | 11 | - | Nos. |  | Inventory | 11kV CAST RESIN CURRENT TRANSFORMER, CTR : 600/1-1-1-1A, Core1 : CL 0.2S, 5 VA, @600/1 A Core2 :CL 5P20, 5 VA, @600/1 A Core3 : CL PS, VK>=200 V,RCT<=4.5 OHM, I0<=30 mA at VK/2@600/1 A Core4 : CLPS, VK>=200 V, RCT<=4.5 OHM, I0<=30 mA atVK/2@600/1 A, STR:25KA/1 SEC, CT SECONDARYTERMINAL ON P2 SIDE, WINDOW TYPE.
6639 | 22kV CAST RESIN CURRENT TRANSFORMER, CTR : 30-60/5-5A, CORE 1: 7.5VA, CLASS: 1.0, CORE 2: 7.5VA, CLASS: 5P10, STR: 26kA/1 SEC, SECONDARY TERMINAL ON P2 SIDE, WOUND TYPE | CT | SWITCHGEAR | EC-CT-22-30-60/5-5A | ECS | 22 | NA | Nos |  | Inventory | 22kV CAST RESIN CURRENT TRANSFORMER, CTR : 30-60/5-5A, CORE 1: 7.5VA, CLASS: 1.0, CORE 2: 7.5VA, CLASS: 5P10, STR: 26kA/1 SEC, SECONDARY TERMINAL ON P2 SIDE, WOUND TYPE
6640 | 33kV CT ,CTR:25/1A-1A, CORE-1: 10VA CL:0.2s, CORE-2: 10VA CL:5P20 , STR:1000CF, Wound TYPE, SECONDARY TERMINALS ON: P2 SIDE E4-863/29 , Rev. : 00 RCT33E03 | CT | SWITCHGEAR | EC-CT-33-2C-25/1-1A | ECS | 33 | NA | Nos |  | Inventory | 33kV CT ,CTR:25/1A-1A, CORE-1: 10VA CL:0.2s, CORE-2: 10VA CL:5P20 , STR:1000CF, Wound TYPE, SECONDARY TERMINALS ON: P2 SIDE E4-863/29 , Rev. : 00 RCT33E03
6641 | 6.6kV CAST RESIN TWO PHASE, CONTROL TRANSFORMER, RATIO : 6.6KV/230V AC, 1000VA. | CONTROL TRANSFORMER | SWITCHGEAR | EC-CT-6.6/230VAC | ECS | - | - | Nos |  | Inventory | 6.6kV CAST RESIN TWO PHASE, CONTROL TRANSFORMER, RATIO : 6.6KV/230V AC, 1000VA.
6642 | 1 PHASE CONTROL TRANSFORMER, RATING: 750VA, RATIO: 33kV/RT3/230V AC. | CONTROL TRANSFORMER | SWITCHGEAR | EC-CT-750VA-33KV/RT3/230VAC | ECS | - | - | Nos |  | Inventory | 1 PHASE CONTROL TRANSFORMER, RATING: 750VA, RATIO: 33kV/RT3/230V AC.
6643 | EXICTION TRANSFORMER, VTR : 6300/150 V AC VA : 30000, OVF : 1.2 Continuous BIL : 7.2/20/60 KV,, Insulation Class: B, Frequency : 50 Hz, Two Phase Drg No. E4-130/21 , Rev.:01 DOUBLE POLE. | CONTROL TRANSFORMER | SWITCHGEAR | EC-EXI-6.3-6300/150VAC-3000VA | ECS | 11 | - | Nos |  | Inventory | EXICTION TRANSFORMER, VTR : 6300/150 V AC VA : 30000, OVF : 1.2 Continuous BIL : 7.2/20/60 KV,, Insulation Class: B, Frequency : 50 Hz, Two Phase Drg No. E4-130/21 , Rev.:01 DOUBLE POLE.
6644 | 10kV CAST RESIN POTENTIAL TRANSFORMER RATIO :10kV/RT3/110V/RT3/110V/RT3/110V/3, CORE 1: 25VA, CLASS: 0.2, CORE 2 :25VA, CLASS : 3P, CORE 3 :25VA, CLASS : 3P, FIXED TYPE, VOLTAGE FACTOR 1.5 CONTINUOUS & 1.9 TIMES FOR 8 HOURS. INSULATION CLASS : CLASS B | PT | SWITCHGEAR | EC-PT-10-3C-25/0.2-25/3P-25/3P-F | ECS | - | - | Nos. |  | Inventory | 10kV CAST RESIN POTENTIAL TRANSFORMER RATIO :10kV/RT3/110V/RT3/110V/RT3/110V/3, CORE 1: 25VA, CLASS: 0.2, CORE 2 :25VA, CLASS : 3P, CORE 3 :25VA, CLASS : 3P, FIXED TYPE, VOLTAGE FACTOR 1.5 CONTINUOUS & 1.9 TIMES FOR 8 HOURS. INSULATION CLASS : CLASS B
6645 | PT - 10KV PT, PTR - 10KV/RT3/110/RT3/110/RT3/110V/3, CORE: 1 50VA/CL 0.5, CORE: 2 50VA/CL 0.5, CORE: 3 50VA/CL 3P. VF - 1.2 Count & 1.9 FOR 8 HRS SEC., GUN TYPE, DRAWING NO - E4-389/7 Rev. : 06, MODEL : ECS11J | PT | SWITCHGEAR | EC-PT-10-3C-50/0.5-50/0.5-50/3P-G | ECS | 10 | NA | Nos | None | Inventory | PT - 10KV PT, PTR - 10KV/RT3/110/RT3/110/RT3/110V/3, CORE: 1 50VA/CL 0.5, CORE: 2 50VA/CL 0.5, CORE: 3 50VA/CL 3P. VF - 1.2 Count & 1.9 FOR 8 HRS SEC., GUN TYPE, DRAWING NO - E4-389/7 Rev. : 06, MODEL : ECS11J
6646 | PT - 10KV PT, PTR - 10KV/RT3/110/RT3/110/RT3/110V/3, CORE: 1 50VA/CL 0.5, CORE: 2 50VA/CL 3P, CORE: 3 50VA/CL 3P. VF - 1.2 Count & 1.9 FOR 8 HRS SEC., GUN TYPE, DRAWING NO - E4-389/7 Rev. : 06, MODEL : ECS11H | PT | SWITCHGEAR | EC-PT-10-3C-50/0.5-50/3P-50/3P-G | ECS | 10 | NA | Nos | None | Inventory | PT - 10KV PT, PTR - 10KV/RT3/110/RT3/110/RT3/110V/3, CORE: 1 50VA/CL 0.5, CORE: 2 50VA/CL 3P, CORE: 3 50VA/CL 3P. VF - 1.2 Count & 1.9 FOR 8 HRS SEC., GUN TYPE, DRAWING NO - E4-389/7 Rev. : 06, MODEL : ECS11H
6647 | 10.5kV CAST RESIN PT RATIO: 10.5kV/RT3/110V/RT3, CORE 1: 75VA, CLASS: 0.5, FIXED TYPE, VOLTAGE FACTOR 1.5 CONTINUOUS & 1.9 TIMES FOR 8 HOURS. | PT | SWITCHGEAR | EC-PT-10.5-1C-75/0.5-F | ECS | - | - | Nos. |  | Inventory | 10.5kV CAST RESIN PT RATIO: 10.5kV/RT3/110V/RT3, CORE 1: 75VA, CLASS: 0.5, FIXED TYPE, VOLTAGE FACTOR 1.5 CONTINUOUS & 1.9 TIMES FOR 8 HOURS.
6268 | COPPER BUSBARS 100X10X3660MM CORNER RADIUS R5 | CU BUSBAR | BUSBAR & ACCESSORIES | CU-100X10X3660MM-R5 | REPUTED | _ | NA | KGS | None | Inventory | COPPER BUSBARS 100X10X3660MM CORNER RADIUS R5
6269 | COPPER BUSBARS 100X12X3660MM CORNER RADIUS R5 | CU BUSBAR | BUSBAR & ACCESSORIES | CU-100X12X3660MM-R5 | REPUTED | _ | NA | KGS | None | Inventory | COPPER BUSBARS 100X12X3660MM CORNER RADIUS R5
6270 | COPPER BUSBARS 100X6X3660MM CORNER RADIUS R3 | CU BUSBAR | BUSBAR & ACCESSORIES | CU-100X6X3660MM-R3 | REPUTED | _ | NA | KGS | None | Inventory | COPPER BUSBARS 100X6X3660MM CORNER RADIUS R3
6271 | COPPER BUSBARS 120X10X3660MM CORNER RADIUS R5 | CU BUSBAR | BUSBAR & ACCESSORIES | CU-120X10X3660MM-R5 | REPUTED | _ | NA | KGS | None | Inventory | COPPER BUSBARS 120X10X3660MM CORNER RADIUS R5
6272 | COPPER BUSBARS 120X6X3660MM CORNER RADIUS R3 | CU BUSBAR | BUSBAR & ACCESSORIES | CU-120X6X3660MM-R3 | REPUTED | _ | NA | KGS | None | Inventory | COPPER BUSBARS 120X6X3660MM CORNER RADIUS R3
6273 | COPPER BUSBARS 125X06X3660MM CORNER RADIUS R5 | CU BUSBAR | BUSBAR & ACCESSORIES | CU-125X06X3660MM-R5 | REPUTED | _ | NA | KGS |  | Inventory | COPPER BUSBARS 125X06X3660MM CORNER RADIUS R5
6274 | COPPER BUSBARS 125X10X3660MM CORNER RADIUS R5 | CU BUSBAR | BUSBAR & ACCESSORIES | CU-125X10X3660MM-R5 | REPUTED | _ | NA | KGS |  | Inventory | COPPER BUSBARS 125X10X3660MM CORNER RADIUS R5
6275 | COPPER BUSBARS 150X10X3660MM CORNER RADIUS R5 | CU BUSBAR | BUSBAR & ACCESSORIES | CU-150X10X3660MM-R5 | REPUTED | _ | NA | KGS | None | Inventory | COPPER BUSBARS 150X10X3660MM CORNER RADIUS R5
6276 | COPPER BUSBARS 160X10X3660MM CORNER RADIUS R5 | CU BUSBAR | BUSBAR & ACCESSORIES | CU-160X10X3660MM-R5 | REPUTED | _ | NA | KGS | None | Inventory | COPPER BUSBARS 160X10X3660MM CORNER RADIUS R5
6277 | COPPER BUSBARS 200X10X3660MM CORNER RADIUS R5 | CU BUSBAR | BUSBAR & ACCESSORIES | CU-200X10X3660MM-R5 | REPUTED | _ | NA | KGS |  | Inventory | COPPER BUSBARS 200X10X3660MM CORNER RADIUS R5
6278 | COPPER BUSBARS 20X10X3660MM CORNER RADIUS R5 | CU BUSBAR | BUSBAR & ACCESSORIES | CU-20X10X3660MM-R5 | REPUTED | _ | NA | KGS | None | Inventory | COPPER BUSBARS 20X10X3660MM CORNER RADIUS R5
6279 | COPPER BUSBARS 20X3X3660MM CORNER RADIUS R1 | CU BUSBAR | BUSBAR & ACCESSORIES | CU-20X3X3660MM-R1 | REPUTED | _ | NA | KGS | None | Inventory | COPPER BUSBARS 20X3X3660MM CORNER RADIUS R1
6280 | COPPER BUSBARS 20X4X3660MM CORNER RADIUS R3 | CU BUSBAR | BUSBAR & ACCESSORIES | CU-20X4X3660MM-R3 | REPUTED | _ | NA | KGS | None | Inventory | COPPER BUSBARS 20X4X3660MM CORNER RADIUS R3
6281 | COPPER BUSBARS 20X6X3660MM CORNER RADIUS R3 | CU BUSBAR | BUSBAR & ACCESSORIES | CU-20X6X3660MM-R3 | REPUTED | _ | NA | KGS | None | Inventory | COPPER BUSBARS 20X6X3660MM CORNER RADIUS R3
6282 | COPPER BUSBARS 20X8X3660MM CORNER RADIUS R1 | CU BUSBAR | BUSBAR & ACCESSORIES | CU-20X8X3660MM-R1 | REPUTED | _ | NA | KGS | None | Inventory | COPPER BUSBARS 20X8X3660MM CORNER RADIUS R1
6283 | COPPER BUSBARS 20X8X3660MM CORNER RADIUS R5 | CU BUSBAR | BUSBAR & ACCESSORIES | CU-20X8X3660MM-R5 | REPUTED | _ | NA | KGS | None | Inventory | COPPER BUSBARS 20X8X3660MM CORNER RADIUS R5
6284 | COPPER BUSBARS 25X10X3660MM CORNER RADIUS R5 | CU BUSBAR | BUSBAR & ACCESSORIES | CU-25X10X3660MM-R5 | REPUTED | _ | NA | KGS |  | Inventory | COPPER BUSBARS 25X10X3660MM CORNER RADIUS R5
6285 | COPPER BUSBARS 25X3X3660MM CORNER RADIUS R1 | CU BUSBAR | BUSBAR & ACCESSORIES | CU-25X3X3660MM-R1 | REPUTED | _ | NA | KGS |  | Inventory | COPPER BUSBARS 25X3X3660MM CORNER RADIUS R1
6286 | COPPER BUSBARS 25X4X3660MM CORNER RADIUS R2 | CU BUSBAR | BUSBAR & ACCESSORIES | CU-25X4X3660MM-R2 | REPUTED | _ | NA | KGS |  | Inventory | COPPER BUSBARS 25X4X3660MM CORNER RADIUS R2
6287 | COPPER BUSBARS 25X6X3660MM CORNER RADIUS R3 | CU BUSBAR | BUSBAR & ACCESSORIES | CU-25X6X3660MM-R3 | REPUTED | _ | NA | KGS | None | Inventory | COPPER BUSBARS 25X6X3660MM CORNER RADIUS R3
6288 | COPPER BUSBARS 25X8X3660MM CORNER RADIUS R5 | CU BUSBAR | BUSBAR & ACCESSORIES | CU-25X8X3660MM-R5 | REPUTED | _ | NA | KGS | None | Inventory | COPPER BUSBARS 25X8X3660MM CORNER RADIUS R5
6289 | COPPER BUSBARS 30X10X3660MM CORNER RADIUS R5 | CU BUSBAR | BUSBAR & ACCESSORIES | CU-30X10X3660MM-R5 | REPUTED | _ | NA | KGS | None | Inventory | COPPER BUSBARS 30X10X3660MM CORNER RADIUS R5
6290 | COPPER BUSBARS 30X12X3660MM CORNER RADIUS R3 | CU BUSBAR | BUSBAR & ACCESSORIES | CU-30X12X3660MM-R3 | REPUTED | _ | NA | KGS |  | Inventory | COPPER BUSBARS 30X12X3660MM CORNER RADIUS R3
6291 | COPPER BUSBARS 30X6X3660MM CORNER RADIUS R3 | CU BUSBAR | BUSBAR & ACCESSORIES | CU-30X6X3660-R3 | REPUTED | - | - | KGS |  | Inventory | COPPER BUSBARS 30X6X3660MM CORNER RADIUS R3
6292 | COPPER BUSBARS 30X8X3660MM CORNER RADIUS R1 | CU BUSBAR | BUSBAR & ACCESSORIES | CU-30X8X3660MM-R1 | REPUTED | _ | NA | KGS | None | Inventory | COPPER BUSBARS 30X8X3660MM CORNER RADIUS R1
6293 | COPPER BUSBARS 40X10X3660MM CORNER RADIUS R5 | CU BUSBAR | BUSBAR & ACCESSORIES | CU-40X10X3660MM-R5 | REPUTED | _ | NA | KGS | None | Inventory | COPPER BUSBARS 40X10X3660MM CORNER RADIUS R5
6294 | COPPER BUSBARS 40X12X3660MM CORNER RADIUS R5 | CU BUSBAR | BUSBAR & ACCESSORIES | CU-40X12X3660MM-R5 | REPUTED | _ | NA | KGS | None | Inventory | COPPER BUSBARS 40X12X3660MM CORNER RADIUS R5
6295 | COPPER BUSBARS 40X6X3660MM CORNER RADIUS R3 | CU BUSBAR | BUSBAR & ACCESSORIES | CU-40X6X3660MM-R3 | REPUTED | _ | NA | KGS | None | Inventory | COPPER BUSBARS 40X6X3660MM CORNER RADIUS R3
6296 | COPPER BUSBARS 50X10X3660MM CORNER RADIUS R5 | CU BUSBAR | BUSBAR & ACCESSORIES | CU-50X10X3660MM-R5 | REPUTED | _ | NA | KGS | None | Inventory | COPPER BUSBARS 50X10X3660MM CORNER RADIUS R5
6297 | COPPER BUSBARS 50X12X3660MM CORNER RADIUS R5 | CU BUSBAR | BUSBAR & ACCESSORIES | CU-50X12X3660MM-R5 | REPUTED | _ | NA | KGS |  | Inventory | COPPER BUSBARS 50X12X3660MM CORNER RADIUS R5
6298 | COPPER BUSBARS 50X5X3660MM CORNER RADIUS R3 | CU BUSBAR | BUSBAR & ACCESSORIES | CU-50X5X3660MM-R3 | REPUTED | _ | NA | KGS |  | Inventory | COPPER BUSBARS 50X5X3660MM CORNER RADIUS R3
6299 | COPPER BUSBARS 50X6X3660MM CORNER RADIUS R3 | CU BUSBAR | BUSBAR & ACCESSORIES | CU-50X6X3660MM-R3 | REPUTED | _ | NA | KGS | None | Inventory | COPPER BUSBARS 50X6X3660MM CORNER RADIUS R3
6300 | COPPER BUSBARS 60X10X3660MM CORNER RADIUS R5 | CU BUSBAR | BUSBAR & ACCESSORIES | CU-60X10X3660MM-R5 | REPUTED | _ | NA | KGS | None | Inventory | COPPER BUSBARS 60X10X3660MM CORNER RADIUS R5
6301 | COPPER BUSBARS 60X12X3660MM CORNER RADIUS R3 | CU BUSBAR | BUSBAR & ACCESSORIES | CU-60X12X3660MM-R3 | REPUTED | _ | NA | KGS |  | Inventory | COPPER BUSBARS 60X12X3660MM CORNER RADIUS R3
6302 | COPPER BUSBARS 60X4X3660MM CORNER RADIUS R3 | CU BUSBAR | BUSBAR & ACCESSORIES | CU-60X4X3660MM-R3 | REPUTED | _ | NA | KGS | None | Inventory | COPPER BUSBARS 60X4X3660MM CORNER RADIUS R3
6303 | COPPER BUSBARS 60X6X3660MM CORNER RADIUS R3 | CU BUSBAR | BUSBAR & ACCESSORIES | CU-60X6X3660MM-R3 | REPUTED | _ | NA | KGS | None | Inventory | COPPER BUSBARS 60X6X3660MM CORNER RADIUS R3
6304 | COPPER BUSBARS 65X10X3660MM CORNER RADIUS SQUARE | CU BUSBAR | BUSBAR & ACCESSORIES | CU-65X10X3660MM-SQUARE | REPUTED | _ | NA | KGS | None | Inventory | COPPER BUSBARS 65X10X3660MM CORNER RADIUS SQUARE
6305 | COPPER BUSBARS 75X10X3660MM CORNER RADIUS R5 | CU BUSBAR | BUSBAR & ACCESSORIES | CU-75X10X3660MM-R5 | REPUTED | _ | NA | KGS | None | Inventory | COPPER BUSBARS 75X10X3660MM CORNER RADIUS R5
6306 | COPPER BUSBARS 75X12X3660MM CORNER RADIUS R6 | CU BUSBAR | BUSBAR & ACCESSORIES | CU-75X12X3660MM-R6 | REPUTED | _ | NA | KGS |  | Inventory | COPPER BUSBARS 75X12X3660MM CORNER RADIUS R6
6307 | COPPER BUSBARS 75X4X3660MM CORNER RADIUS R3 | CU BUSBAR | BUSBAR & ACCESSORIES | CU-75X4X3660MM-R3 | REPUTED | _ | NA | KGS | None | Inventory | COPPER BUSBARS 75X4X3660MM CORNER RADIUS R3
6308 | COPPER BUSBARS 75X6X3660MM CORNER RADIUS R3 | CU BUSBAR | BUSBAR & ACCESSORIES | CU-75X6X3660MM-R3 | REPUTED | _ | NA | KGS | None | Inventory | COPPER BUSBARS 75X6X3660MM CORNER RADIUS R3
6309 | COPPER BUSBARS 80X10X3660MM CORNER RADIUS R5 | CU BUSBAR | BUSBAR & ACCESSORIES | CU-80X10X3660MM-R5 | REPUTED | _ | NA | KGS | None | Inventory | COPPER BUSBARS 80X10X3660MM CORNER RADIUS R5
6310 | COPPER BUSBARS 80X6X3660MM CORNER RADIUS R3 | CU BUSBAR | BUSBAR & ACCESSORIES | CU-80X6X3660MM-R3 | REPUTED | _ | NA | KGS | None | Inventory | COPPER BUSBARS 80X6X3660MM CORNER RADIUS R3
6311 | COPPER HEX ROD M75X210L | CU BUSBAR | BUSBAR & ACCESSORIES | CU-HEX-ROD | REPUTED | _ | NA | KGS |  | Inventory | COPPER HEX ROD M75X210L
6312 | COPPER ROD OD -60MM, ID- 52MM, WALL THICK NESS - 4MM, | CU BUSBAR | BUSBAR & ACCESSORIES | CU-PIPE-60X52 | REPUTED | _ | NA | KGS |  | Inventory | COPPER ROD OD -60MM, ID- 52MM, WALL THICK NESS - 4MM,
6313 | COPPER ROD DIA 111MM | CU BUSBAR | BUSBAR & ACCESSORIES | CU-RD-111DIA | REPUTED | _ | NA | KGS |  | Inventory | COPPER ROD DIA 111MM
6314 | COPPER ROD DIA 35MM | CU BUSBAR | BUSBAR & ACCESSORIES | CU-RD-35DIA | REPUTED | _ | NA | KGS |  | Inventory | COPPER ROD DIA 35MM
6315 | COPPER ROD DIA 80MM | CU BUSBAR | BUSBAR & ACCESSORIES | CU-RD-80DIA | REPUTED | _ | NA | KGS |  | Inventory | COPPER ROD DIA 80MM
6316 | COPPER ROUND BUSBAR FOR B-PHASE-DIA-35 MM,SUITBALE FOR VD4 BKR-1250A | CU BUSBAR | BUSBAR & ACCESSORIES | CU-ROUND-BB-B-PHASE-DIA-35MM | REPUTED | _ | NA | Nos |  | Inventory | COPPER ROUND BUSBAR FOR B-PHASE-DIA-35 MM,SUITBALE FOR VD4 BKR-1250A
6317 | COPPER ROUND BUSBAR FOR R-PHASE-DIA-35 MM,SUITBALE FOR VD4 BKR-1250A | CU BUSBAR | BUSBAR & ACCESSORIES | CU-ROUND-BB-R-PHASE-DIA-35MM | REPUTED | _ | NA | Nos |  | Inventory | COPPER ROUND BUSBAR FOR R-PHASE-DIA-35 MM,SUITBALE FOR VD4 BKR-1250A
6318 | COPPER ROUND BUSBAR FOR Y-PHASE-DIA-35 MM,SUITBALE FOR VD4 BKR-1250A | CU BUSBAR | BUSBAR & ACCESSORIES | CU-ROUND-BB-Y-PHASE-DIA-35MM | REPUTED | _ | NA | Nos |  | Inventory | COPPER ROUND BUSBAR FOR Y-PHASE-DIA-35 MM,SUITBALE FOR VD4 BKR-1250A
6319 | COPPER SHEETS 1L X 1W X 4 THK | CU BUSBAR | BUSBAR & ACCESSORIES | CU-SHEETS | REPUTED | _ | NA | KGS |  | Inventory | COPPER SHEETS 1L X 1W X 4 THK
6320 | COPPER HALF ROUND BUSBAR USED FOR INTERPANEL BUSBAR COUPLING IN 1250A HPA PANEL | CU BUSBAR | BUSBAR & ACCESSORIES | CUHALF-100XDIA35MM | REPUTED | _ | NA | Nos |  | Inventory | COPPER HALF ROUND BUSBAR USED FOR INTERPANEL BUSBAR COUPLING IN 1250A HPA PANEL
6321 | CURRUGATED ROLL 48 2PLY | PACKING MATERIAL | PACKING | CURRUGATED-ROLL-48 | REPUTED | _ | NA | KGS |  | Inventory | CURRUGATED ROLL 48 2PLY
6322 | 16sq.mm, Ring type Non-Insulated LUG-E6, CU | LUG | WIRE & ACCESSORIES | CUS-09 | DOWELLS | _ | NA | Nos |  | Inventory | 16sq.mm, Ring type Non-Insulated LUG-E6, CU
6323 | 35sq.mm, Ring type Non-Insulated LUG-E8, CU | LUG | WIRE & ACCESSORIES | CUS-12 | DOWELLS | _ | NA | Nos |  | Inventory | 35sq.mm, Ring type Non-Insulated LUG-E8, CU
6324 | 50sq.mm, Ring type Non-Insulated LUG-E8, CU | LUG | WIRE & ACCESSORIES | CUS-14 | DOWELLS | _ | NA | Nos |  | Inventory | 50sq.mm, Ring type Non-Insulated LUG-E8, CU
6325 | 50sq.mm, Ring type Non-Insulated LUG-E10, CU | LUG | WIRE & ACCESSORIES | CUS-15 | DOWELLS | _ | NA | Nos |  | Inventory | 50sq.mm, Ring type Non-Insulated LUG-E10, CU
6326 | Cutting Plier Make-Taparia | SHOP | TOOLS | CUT-PLY-6-INCH | REPUTED | _ | NA | Nos | None | Inventory | Cutting Plier Make-Taparia
6327 | Cut-off Wheel 14 inch dia Make-Yuri | Welding ACC | ACCESSORIES | CUT-WHIL-14-INCH | Yuri | _ | NA | Nos | None | Inventory | Cut-off Wheel 14 inch dia Make-Yuri
6328 | Cut-off Wheel 4 inch dia Make-Yuri | Welding ACC | ACCESSORIES | CUT-WHIL-4-INCH | Yuri | _ | NA | Nos | None | Inventory | Cut-off Wheel 4 inch dia Make-Yuri
6329 | Cut-off Wheel 4 inch dia Make-Super Cut | Welding ACC | ACCESSORIES | CUT-WHIL-4-INCH-SUPER CUT | Super Cut | _ | NA | Nos | None | Inventory | Cut-off Wheel 4 inch dia Make-Super Cut
6330 | Cut-off Wheel 4 inch dia Make-Super gold | Welding ACC | ACCESSORIES | CUT-WHIL-4-INCH-SUPER GOLD | Super Gold | _ | NA | Nos | None | Inventory | Cut-off Wheel 4 inch dia Make-Super gold
6331 | Cut-off Wheel 5 inch dia Make-Super Cut | Welding ACC | ACCESSORIES | CUT-WHIL-5-INCH-SUPER CUT | Super Cut | _ | NA | Nos | None | Inventory | Cut-off Wheel 5 inch dia Make-Super Cut
6332 | Cut-off Wheel 5 inch dia Make-Super gold | Welding ACC | ACCESSORIES | CUT-WHIL-5-INCH-SUPER GOLD | Super Gold | _ | NA | Nos | None | Inventory | Cut-off Wheel 5 inch dia Make-Super gold
6333 | CUTTER | SHOP | TOOLS | CUTTER | REPUTED | _ | NA | Nos |  | Non Inventory | CUTTER
6648 | 10.5kV CAST RESIN PT RATIO: 10.5kV/RT3/110V/RT3/110V/RT3/110V/3, CORE 1: 30VA, CLASS: 0.5, CORE 2: 30VA, CLASS: 3P, CORE 3: 20VA, CLASS: 3P, FIXED TYPE, VOLTAGE FACTOR 1.5 CONTINUOUS & 1.9 TIMES FOR 8 HOURS. | PT | SWITCHGEAR | EC-PT-10.5-3C-30/0.5-30/3P-20/3P-F | ECS | - | - | Nos. |  | Inventory | 10.5kV CAST RESIN PT RATIO: 10.5kV/RT3/110V/RT3/110V/RT3/110V/3, CORE 1: 30VA, CLASS: 0.5, CORE 2: 30VA, CLASS: 3P, CORE 3: 20VA, CLASS: 3P, FIXED TYPE, VOLTAGE FACTOR 1.5 CONTINUOUS & 1.9 TIMES FOR 8 HOURS.
6649 | PT - 10.5KV PT, PTR - 10.5KV/RT3/110/RT3/110/RT3/110V/RT3, CORE: 1 50VA/CL 0.5(STAR), CORE: 2 75VA/CL 0.5(STAR), CORE: 3 25VA/CL 3P (STAR). VF - 1.5 Count & 1.9 FOR 8 HRS., FIX TYPE, DRAWING NO - E4-389/10 , Rev. : 04, MODEL : ECS11I | PT | SWITCHGEAR | EC-PT-10.5-3C-50/0.5-75/0.5-25-F | ECS | 10.5 | NA | Nos | None | Inventory | PT - 10.5KV PT, PTR - 10.5KV/RT3/110/RT3/110/RT3/110V/RT3, CORE: 1 50VA/CL 0.5(STAR), CORE: 2 75VA/CL 0.5(STAR), CORE: 3 25VA/CL 3P (STAR). VF - 1.5 Count & 1.9 FOR 8 HRS., FIX TYPE, DRAWING NO - E4-389/10 , Rev. : 04, MODEL : ECS11I
6650 | PT - 10.5KV PT, PTR - 10.5KV/RT3/110/RT3/110/RT3/110V/3, CORE: 1 75VA/CL 0.5(STAR), CORE: 2 25VA/CL 3P(STAR), CORE: 3 25VA/CL 3P (DELTA). VF - 1.5 Count & 1.9 FOR 8 HRS., FIX TYPE, DRAWING NO - E4-389/10 , Rev. : 04, MODEL : ECS11I | PT | SWITCHGEAR | EC-PT-10.5-3C-75/0.5-25/3P-25-F | ECS | 10.5 | NA | Nos | None | Inventory | PT - 10.5KV PT, PTR - 10.5KV/RT3/110/RT3/110/RT3/110V/3, CORE: 1 75VA/CL 0.5(STAR), CORE: 2 25VA/CL 3P(STAR), CORE: 3 25VA/CL 3P (DELTA). VF - 1.5 Count & 1.9 FOR 8 HRS., FIX TYPE, DRAWING NO - E4-389/10 , Rev. : 04, MODEL : ECS11I
6651 | PT - 10.5KV PT, PTR - 10.5KV/RT3/110/RT3/110/RT3/110V/3, CORE: 1 75VA/CL 0.5(STAR), CORE: 2 30VA/CL 0.5(STAR), CORE: 3 25VA/CL 3P (DELTA). VF - 1.5 Count & 1.9 FOR 8 HRS., FIX TYPE, DRAWING NO - E4-389/10 , Rev. : 04, MODEL : ECS11I | PT | SWITCHGEAR | EC-PT-10.5-3C-75/0.5-30/0.5-25-F | ECS | 10.5 | NA | Nos | None | Inventory | PT - 10.5KV PT, PTR - 10.5KV/RT3/110/RT3/110/RT3/110V/3, CORE: 1 75VA/CL 0.5(STAR), CORE: 2 30VA/CL 0.5(STAR), CORE: 3 25VA/CL 3P (DELTA). VF - 1.5 Count & 1.9 FOR 8 HRS., FIX TYPE, DRAWING NO - E4-389/10 , Rev. : 04, MODEL : ECS11I
6652 | 11kV CAST RESIN POTENTIAL TRANSFORMER RATIO :11kV/RT3/110V/RT3, CORE 1: 25VA, CLASS: 0.5, (BIL 12kV/ 30kV/ 80kVp), FIXED TYPE, VOLTAGE FACTOR 1.5 CONTINUOUS & 1.9 TIMES FOR 8 HOURS. | PT | SWITCHGEAR | EC-PT-11-1C-25/0.5-F | ECS | - | - | Nos. |  | Inventory | 11kV CAST RESIN POTENTIAL TRANSFORMER RATIO :11kV/RT3/110V/RT3, CORE 1: 25VA, CLASS: 0.5, (BIL 12kV/ 30kV/ 80kVp), FIXED TYPE, VOLTAGE FACTOR 1.5 CONTINUOUS & 1.9 TIMES FOR 8 HOURS.
6653 | 11kV CAST RESI.N POTENTIAL TRANSFORMER RATIO: 11kV/RT3/110V/RT3/110V/RT3-110V/3, CORE:1 100VA, CLASS : 0.5, CORE:2 30VA CLASS : 3P, DRAWOUT TYPE, VOLTAGE FACTOR 1.2 CONTINOUS & 1.9 FOR 8 HOURS..... | PT | SWITCHGEAR | EC-PT-11-2C-100/0.5-30/3P-G | ECS | - | - | Nos. |  | Inventory | 11kV CAST RESI.N POTENTIAL TRANSFORMER RATIO: 11kV/RT3/110V/RT3/110V/RT3-110V/3, CORE:1 100VA, CLASS : 0.5, CORE:2 30VA CLASS : 3P, DRAWOUT TYPE, VOLTAGE FACTOR 1.2 CONTINOUS & 1.9 FOR 8 HOURS.....
6654 | 11kV CAST RESI.N POTENTIAL TRANSFORMER RATIO: 11kV/RT3/110V/RT3/110V/RT3-110V/3, CORE:1 100VA, CLASS : 0.5, CORE:2 30VA CLASS : 3P,BIL: 12KV/38KV/95KVP; DRAWOUT TYPE, VOLTAGE FACTOR 1.2 CONTINOUS & 1.9 FOR 8 HOURS..... | PT | SWITCHGEAR | EC-PT-11-2C-100/0.5-30/3P-G-12KV/38KV/95KVP | ECS | - | - | Nos. |  | Inventory | 11kV CAST RESI.N POTENTIAL TRANSFORMER RATIO: 11kV/RT3/110V/RT3/110V/RT3-110V/3, CORE:1 100VA, CLASS : 0.5, CORE:2 30VA CLASS : 3P,BIL: 12KV/38KV/95KVP; DRAWOUT TYPE, VOLTAGE FACTOR 1.2 CONTINOUS & 1.9 FOR 8 HOURS.....
6655 | PT - 11KV PT, PTR - 11KV/RT3/110/RT3/110/3-110V/RT3, CORE: 1 100VA/CL 0.5, CORE: 2 50VA/CL 3P, VF - 1.2 Count & 1.9 FOR 8 HRS., FIXED TYPE, DRAWING NO - E4-389/10 , Rev. : 04, MODEL : ECS11I | PT | SWITCHGEAR | EC-PT-11-2C-100/0.5-50/3P-F | ECS | 11 | NA | Nos | None | Inventory | PT - 11KV PT, PTR - 11KV/RT3/110/RT3/110/3-110V/RT3, CORE: 1 100VA/CL 0.5, CORE: 2 50VA/CL 3P, VF - 1.2 Count & 1.9 FOR 8 HRS., FIXED TYPE, DRAWING NO - E4-389/10 , Rev. : 04, MODEL : ECS11I
6656 | PT - 11KV PT, PTR - 11KV/RT3/110/RT3/110/3-110V/RT3, CORE: 1 100VA/CL 0.5, CORE: 2 50VA/CL 3P, VF - 1.2 Count & 1.9 FOR 8 HRS., GUN TYPE, DRAWING NO - E4-389/7 Rev. : 06, MODEL : ECS11J | PT | SWITCHGEAR | EC-PT-11-2C-100/0.5-50/3P-G | ECS | 11 | NA | Nos |  | Inventory | PT - 11KV PT, PTR - 11KV/RT3/110/RT3/110/3-110V/RT3, CORE: 1 100VA/CL 0.5, CORE: 2 50VA/CL 3P, VF - 1.2 Count & 1.9 FOR 8 HRS., GUN TYPE, DRAWING NO - E4-389/7 Rev. : 06, MODEL : ECS11J
6343 | Handle Kit for CO Changeover Switch, Type CO1-(63-125A) | Changeover Switch Accessories | LV_Switchgear | CX10001OOOO | L&T | 0 | Rotary Handle | Nos. | None | Inventory | Handle Kit for CO Changeover Switch, Type CO1-(63-125A)
6344 | Auxiliary contact 2C/O for CO Changeover Switch, Type CO1-(63-125A) | Changeover Switch Accessories | LV_Switchgear | CX10002OOOO | L&T | 0 | Aux. Contact | Nos. | None | Inventory | Auxiliary contact 2C/O for CO Changeover Switch, Type CO1-(63-125A)
6345 | Output shorting link bottom side for CO Changeover Switch, Type CO1-(63-125A) | Changeover Switch Accessories | LV_Switchgear | CX10005OOOB | L&T | 0 | Shorting link | Nos. | None | Inventory | Output shorting link bottom side for CO Changeover Switch, Type CO1-(63-125A)
6346 | Output shorting link top side for CO Changeover Switch, Type CO1-(63-125A) | Changeover Switch Accessories | LV_Switchgear | CX10005OOOT | L&T | 0 | Shorting link | Nos. | None | Inventory | Output shorting link top side for CO Changeover Switch, Type CO1-(63-125A)
6347 | Auxiliary contact 2C/O for CO Changeover Switch, Type CO2-(125-200A) | Changeover Switch Accessories | LV_Switchgear | CX20002OOOO | L&T | 0 | Aux. Contact | Nos. | None | Inventory | Auxiliary contact 2C/O for CO Changeover Switch, Type CO2-(125-200A)
6348 | Handle Kit for CO Changeover Switch, Type CO2-(125-200A) | Changeover Switch Accessories | LV_Switchgear | CX30001OOOO | L&T | 0 | Rotary Handle | Nos. | None | Inventory | Handle Kit for CO Changeover Switch, Type CO2-(125-200A)
6349 | Auxiliary contact 2C/O for CO Changeover Switch, Type CO3-(250-315A) | Changeover Switch Accessories | LV_Switchgear | CX30002OOOO | L&T | 0 | Aux. Contact | Nos. | None | Inventory | Auxiliary contact 2C/O for CO Changeover Switch, Type CO3-(250-315A)
6350 | Handle Kit for CO Changeover Switch, Type CO4-(400-630A) | Changeover Switch Accessories | LV_Switchgear | CX40001OOOO | L&T | 0 | Rotary Handle | Nos. | None | Inventory | Handle Kit for CO Changeover Switch, Type CO4-(400-630A)
6351 | Auxiliary contact 2C/O for CO Changeover Switch, Type CO4-(400-630A) | Changeover Switch Accessories | LV_Switchgear | CX40002OOOO | L&T | 0 | Aux. Contact | Nos. | None | Inventory | Auxiliary contact 2C/O for CO Changeover Switch, Type CO4-(400-630A)
6352 | Castell type lock for CO Changeover Switch, Type CO-(125-1000A) | Changeover Switch Accessories | LV_Switchgear | CX40004OOOO | L&T | 0 | Castell type | Nos. | None | Inventory | Castell type lock for CO Changeover Switch, Type CO-(125-1000A)
6353 | Handle Kit for CO Changeover Switch, Type CO5-(630-1000A) | Changeover Switch Accessories | LV_Switchgear | CX50001OOOO | L&T | 0 | Rotary Handle | Nos. | None | Inventory | Handle Kit for CO Changeover Switch, Type CO5-(630-1000A)
6354 | Auxiliary contact 2C/O for CO Changeover Switch, Type CO5-(630-1000A) | Changeover Switch Accessories | LV_Switchgear | CX50002OOOO | L&T | 0 | Aux. Contact | Nos. | None | Inventory | Auxiliary contact 2C/O for CO Changeover Switch, Type CO5-(630-1000A)
6355 | Handle for CO Changeover Switch, Type CO6-(1250-2000A) | Changeover Switch Accessories | LV_Switchgear | CX60001OOOO | L&T | 0 | Rotary Handle | Nos. | None | Inventory | Handle for CO Changeover Switch, Type CO6-(1250-2000A)
6356 | Auxiliary contact 2C/O for CO Changeover Switch, Type CO6-(1250-2000A) | Changeover Switch Accessories | LV_Switchgear | CX60002OOOO | L&T | 0 | Aux. Contact | Nos. | None | Inventory | Auxiliary contact 2C/O for CO Changeover Switch, Type CO6-(1250-2000A)
6357 | Castell type lock for Switch Disconnector | Switch Disconnector Accessories | LV_Switchgear | CX60004 | L&T | 0 | Catell lock | Nos. | None | Inventory | Castell type lock for Switch Disconnector
6358 | Castell type lock for CO Changeover Switch, Type CO6-(1250-2000A) | Changeover Switch Accessories | LV_Switchgear | CX60004OOOO | L&T | 0 | Castell type | Nos. | None | Inventory | Castell type lock for CO Changeover Switch, Type CO6-(1250-2000A)
6359 | Handle for Switch Disconnector | Switch Disconnector Accessories | LV_Switchgear | CXS6001 | L&T | 0 | Handle | Nos. | None | Inventory | Handle for Switch Disconnector
6360 | Auxiliary contact 1C/O for Switch Disconnector | Switch Disconnector Accessories | LV_Switchgear | CXS6002 | L&T | 0 | Aux. Contact | Nos. | None | Inventory | Auxiliary contact 1C/O for Switch Disconnector
6657 | PT - 11KV PT, PTR - 11KV/RT3/110/RT3/110/3-110V/RT3, CORE: 1 100VA/CL 1.0, CORE: 2 100VA/CL 3P, VF - 1.2 Count & 1.9 FOR 8 HRS., GUN TYPE, DRAWING NO - E4-389/7 Rev. : 06, MODEL : ECS11H | PT | SWITCHGEAR | EC-PT-11-2C-100/1.0-100/3P-G | ECS | 11 | NA | Nos | None | Inventory | PT - 11KV PT, PTR - 11KV/RT3/110/RT3/110/3-110V/RT3, CORE: 1 100VA/CL 1.0, CORE: 2 100VA/CL 3P, VF - 1.2 Count & 1.9 FOR 8 HRS., GUN TYPE, DRAWING NO - E4-389/7 Rev. : 06, MODEL : ECS11H
6658 | 11kV CAST RESIN POTENTIAL TRANSFORMER RATIO:11kV/RT3/110V/RT3/110V/RT3-110V/3, CORE 1: 100VA, CLASS : 1, CORE 2: 30VA, CLASS : 3P, DRAWOUT TYPE, VOLTAGE FACTOR 1.2 CONTINOUS & 1.9 FOR 8 HOURS. | PT | SWITCHGEAR | EC-PT-11-2C-100/1.0-30/3P-F | ECS | - | - | Nos. |  | Inventory | 11kV CAST RESIN POTENTIAL TRANSFORMER RATIO:11kV/RT3/110V/RT3/110V/RT3-110V/3, CORE 1: 100VA, CLASS : 1, CORE 2: 30VA, CLASS : 3P, DRAWOUT TYPE, VOLTAGE FACTOR 1.2 CONTINOUS & 1.9 FOR 8 HOURS.
6659 | PT - 11KV PT, PTR - 11KV/RT3/110/RT3/110/3-110V/RT3, CORE: 1 100VA/CL 1.0, CORE: 2 50VA/CL 3P, VF - 1.2 Count & 1.9 FOR 8 HRS., FIXED TYPE, DRAWING NO -E4-389/10 , Rev. : 04, MODEL : ECS11G | PT | SWITCHGEAR | EC-PT-11-2C-100/1.0-50/3P-F | ECS | 11 | NA | Nos | None | Inventory | PT - 11KV PT, PTR - 11KV/RT3/110/RT3/110/3-110V/RT3, CORE: 1 100VA/CL 1.0, CORE: 2 50VA/CL 3P, VF - 1.2 Count & 1.9 FOR 8 HRS., FIXED TYPE, DRAWING NO -E4-389/10 , Rev. : 04, MODEL : ECS11G
6660 | PT - 11KV PT, PTR - 11KV/RT3/110/RT3/110/3-110V/RT3, CORE: 1 100VA/CL 1.0, CORE: 2 50VA/CL 3P, VF - 1.2 Count & 1.9 FOR 8 HRS., GUN TYPE, DRAWING NO - E4-389/7 Rev. : 06, MODEL : ECS11H | PT | SWITCHGEAR | EC-PT-11-2C-100/1.0-50/3P-G | ECS | 11 | NA | Nos | None | Inventory | PT - 11KV PT, PTR - 11KV/RT3/110/RT3/110/3-110V/RT3, CORE: 1 100VA/CL 1.0, CORE: 2 50VA/CL 3P, VF - 1.2 Count & 1.9 FOR 8 HRS., GUN TYPE, DRAWING NO - E4-389/7 Rev. : 06, MODEL : ECS11H
6661 | PT - 11KV PT, PTR - 11KV/RT3/110/RT3/110/RT3-110V/3, CORE: 1 20VA/CL 0.5, CORE: 2 20VA/CL 3P, VF - 1.2 Count & 1.9 FOR 8 HRS., GUN TYPE, DRAWING NO - E4-389/7 Rev - 6, Model - ECS11H 1 | PT | SWITCHGEAR | EC-PT-11-2C-20/0.5-20/3P-G | ECS | 11 | NA | Nos |  | Inventory | PT - 11KV PT, PTR - 11KV/RT3/110/RT3/110/RT3-110V/3, CORE: 1 20VA/CL 0.5, CORE: 2 20VA/CL 3P, VF - 1.2 Count & 1.9 FOR 8 HRS., GUN TYPE, DRAWING NO - E4-389/7 Rev - 6, Model - ECS11H 1
6662 | PT - 11KV PT, PTR - 11KV/RT3/110/RT3/110/3-110V/RT3, CORE: 1 30VA/CL 0.2, CORE: 2 30VA/CL 3P, CORE: 3 30VA/CL 3P, VF - 1.2 Count & 1.9 FOR 8 HRS., FIXED TYPE, DRAWING NO - E4-389/10 , Rev. : 04, MODEL : ECS11I | PT | SWITCHGEAR | EC-PT-11-2C-30/0.2-30/3P-30/3P-F | ECS | 11 | NA | Nos | None | Inventory | PT - 11KV PT, PTR - 11KV/RT3/110/RT3/110/3-110V/RT3, CORE: 1 30VA/CL 0.2, CORE: 2 30VA/CL 3P, CORE: 3 30VA/CL 3P, VF - 1.2 Count & 1.9 FOR 8 HRS., FIXED TYPE, DRAWING NO - E4-389/10 , Rev. : 04, MODEL : ECS11I
6663 | 11kV CAST RESIN PT RATIO: 11kV/RT3/110V/RT3/110V/RT3, CORE 1: 30VA, CLASS: 0.5, CORE 2 :30VA, CLASS : 3P, FIXED TYPE, VOLTAGE FACTOR 1.5 CONTINUOUS & 1.9 TIMES FOR 8 HOURS. | PT | SWITCHGEAR | EC-PT-11-2C-30/0.5-30/3P-F | ECS | 11 | NA | Nos |  | Inventory | 11kV CAST RESIN PT RATIO: 11kV/RT3/110V/RT3/110V/RT3, CORE 1: 30VA, CLASS: 0.5, CORE 2 :30VA, CLASS : 3P, FIXED TYPE, VOLTAGE FACTOR 1.5 CONTINUOUS & 1.9 TIMES FOR 8 HOURS.
6664 | 11kV CAST RESIN POTENTIAL TRANSFORMER RATIO: 11kV/RT3/110V/RT3/110V/RT3-110V/3, CORE:1 50VA, CLASS : 0.2, CORE:2 30VA CLASS : 3P, FIXED TYPE, VOLTAGE FACTOR 1.2 CONTINOUS & 1.9 FOR 8 HOURS. | PT | SWITCHGEAR | EC-PT-11-2C-50/0.2-30/3P-F | ECS | - | - | Nos. |  | Inventory | 11kV CAST RESIN POTENTIAL TRANSFORMER RATIO: 11kV/RT3/110V/RT3/110V/RT3-110V/3, CORE:1 50VA, CLASS : 0.2, CORE:2 30VA CLASS : 3P, FIXED TYPE, VOLTAGE FACTOR 1.2 CONTINOUS & 1.9 FOR 8 HOURS.
6665 | PT - 11KV PT, PTR - 11KV/RT3/110/RT3/110/3-110V/RT3, CORE: 1 50VA/CL 0.2, CORE: 2 50VA/CL 3P, VF - 1.2 Count & 1.9 FOR 8 HRS., FIXED TYPE, DRAWING NO - E4-389/10 , Rev. : 04, MODEL : ECS11I | PT | SWITCHGEAR | EC-PT-11-2C-50/0.2-50/3P-F | ECS | 11 | NA | Nos | None | Inventory | PT - 11KV PT, PTR - 11KV/RT3/110/RT3/110/3-110V/RT3, CORE: 1 50VA/CL 0.2, CORE: 2 50VA/CL 3P, VF - 1.2 Count & 1.9 FOR 8 HRS., FIXED TYPE, DRAWING NO - E4-389/10 , Rev. : 04, MODEL : ECS11I
6666 | PT - 11KV PT, PTR - 11KV/RT3/110/RT3/110/3-110V/RT3, CORE: 1 50VA/CL 0.2, CORE: 2 50VA/CL 3P, VF - 1.2 Count & 1.9 FOR 8 HRS., FIXED TYPE,BIL.:12KV/35KV/95KVP DRAWING NO - E4-389/10 , Rev. : 04, MODEL : ECS11I | PT | SWITCHGEAR | EC-PT-11-2C-50/0.2-50/3P-F_12KV/35KV/95KVP | ECS | 11 | NA | Nos |  | Inventory | PT - 11KV PT, PTR - 11KV/RT3/110/RT3/110/3-110V/RT3, CORE: 1 50VA/CL 0.2, CORE: 2 50VA/CL 3P, VF - 1.2 Count & 1.9 FOR 8 HRS., FIXED TYPE,BIL.:12KV/35KV/95KVP DRAWING NO - E4-389/10 , Rev. : 04, MODEL : ECS11I
6667 | PT - 11KV PT, PTR - 11KV/RT3/110/RT3/110/3-110V/RT3, CORE: 1 50VA/CL 0.2, CORE: 2 50VA/CL 3P, VF - 1.2 Count & 1.9 FOR 8 HRS., GUN TYPE, DRAWING NO - E4-389/7 Rev. : 06, MODEL : ECS11J, Type 1 | PT | SWITCHGEAR | EC-PT-11-2C-50/0.2-50/3P-G | ECS | 11 | NA | Nos | None | Inventory | PT - 11KV PT, PTR - 11KV/RT3/110/RT3/110/3-110V/RT3, CORE: 1 50VA/CL 0.2, CORE: 2 50VA/CL 3P, VF - 1.2 Count & 1.9 FOR 8 HRS., GUN TYPE, DRAWING NO - E4-389/7 Rev. : 06, MODEL : ECS11J, Type 1
6668 | PT - 11KV PT, PTR - 11KV/RT3/110/RT3/110/RT3/110V/3, CORE: 1 50VA/CL 0.5, CORE: 2 50VA/CL 3P,CORE: 3 50VA/CL 3P, VF - 1.2 Count & 1.9 FOR 8 HRS., GUN TYPE, DRAWING NO - E4-389/7 , Rev. : 06 MODEL : ECS11H, TYPE 1 | PT | SWITCHGEAR | EC-PT-11-2C-50/0.5-50/3P-50/3P-G | ECS | 11 | NA | Nos |  | Inventory | PT - 11KV PT, PTR - 11KV/RT3/110/RT3/110/RT3/110V/3, CORE: 1 50VA/CL 0.5, CORE: 2 50VA/CL 3P,CORE: 3 50VA/CL 3P, VF - 1.2 Count & 1.9 FOR 8 HRS., GUN TYPE, DRAWING NO - E4-389/7 , Rev. : 06 MODEL : ECS11H, TYPE 1
6669 | PT - 11KV PT, PTR - 11KV/RT3/110/RT3/110/RT3/110V/3, CORE: 1 50VA/CL 0.5, CORE: 2 50VA/CL 3P,CORE: 3 50VA/CL 3P,BIL:12KV/38KV/95KVP; VF - 1.2 Count & 1.9 FOR 8 HRS., GUN TYPE, DRAWING NO - E4-389/7 , Rev. : 06 MODEL : ECS11H, TYPE 1 | PT | SWITCHGEAR | EC-PT-11-2C-50/0.5-50/3P-50/3P-G-12KV/38KV/95KVP | ECS | 11 | NA | Nos |  | Inventory | PT - 11KV PT, PTR - 11KV/RT3/110/RT3/110/RT3/110V/3, CORE: 1 50VA/CL 0.5, CORE: 2 50VA/CL 3P,CORE: 3 50VA/CL 3P,BIL:12KV/38KV/95KVP; VF - 1.2 Count & 1.9 FOR 8 HRS., GUN TYPE, DRAWING NO - E4-389/7 , Rev. : 06 MODEL : ECS11H, TYPE 1
6374 | SPD 3Phase+N, TYPE-2,IN- 20KA,IMAX-50kA, 440V AC | SPD | LV_Switchgear | DAC50-31-275 | CITEL | - | - | Nos |  | Inventory | SPD 3Phase+N, TYPE-2,IN- 20KA,IMAX-50kA, 440V AC
6375 | 10.5KV, DANGER BOARD, STANDATD TYPE, LANGUAGE: ENGLISH ONLY | DANGER BOARD | ACCESSORIES | DANGER-B-10.5-STD | REPUTED | _ | NA | Nos |  | Inventory | 10.5KV, DANGER BOARD, STANDATD TYPE, LANGUAGE: ENGLISH ONLY
6376 | 1000V AC, danger board, size-100 X100mm, language-: english & hindi | DANGER BOARD | ACCESSORIES | DANGER-B-1000VAC | REPUTED | _ | NA | Nos |  | Inventory | 1000V AC, danger board, size-100 X100mm, language-: english & hindi
6377 | 11KV WITH MULTI LANGUAGE, SIZE STANDARD | DANGER BOARD | ACCESSORIES | DANGER-B-11-MULTI-LANGUAGE | REPUTED | _ | NA | Nos |  | Inventory | 11KV WITH MULTI LANGUAGE, SIZE STANDARD
6378 | 11KV, DANGER BOARD, STANDATD TYPE, LANGUAGE: ENGLISH ONLY | DANGER BOARD | ACCESSORIES | DANGER-B-11-STD | REPUTED | _ | NA | Nos |  | Inventory | 11KV, DANGER BOARD, STANDATD TYPE, LANGUAGE: ENGLISH ONLY
6379 | 110V DC, danger board, size-50 X50mm / Eq. size , language-: english | DANGER BOARD | ACCESSORIES | DANGER-B-110VDC | REPUTED | _ | NA | Nos |  | Inventory | 110V DC, danger board, size-50 X50mm / Eq. size , language-: english
6380 | 15KV WITH HINDI & ENGLISH, SIZE STANDARD | DANGER BOARD | ACCESSORIES | DANGER-B-15-HINDI-ENGLISH | REPUTED | _ | NA | Nos |  | Inventory | 15KV WITH HINDI & ENGLISH, SIZE STANDARD
6381 | 15KV, DANGER BOARD, STANDATD TYPE, LANGUAGE: ENGLISH ONLY | DANGER BOARD | ACCESSORIES | DANGER-B-15-STD | REPUTED | _ | NA | Nos |  | Inventory | 15KV, DANGER BOARD, STANDATD TYPE, LANGUAGE: ENGLISH ONLY
6382 | 17.5KV, DANGER BOARD, STANDARD TYPE, LANGUAGE: ENGLISH ONLY | DANGER BOARD | ACCESSORIES | DANGER-B-17.5-STD | REPUTED | _ | NA | Nos |  | Inventory | 17.5KV, DANGER BOARD, STANDARD TYPE, LANGUAGE: ENGLISH ONLY
6383 | 20KV, DANGER BOARD, STANDATD TYPE, LANGUAGE: ENGLISH ONLY | DANGER BOARD | ACCESSORIES | DANGER-B-20-STD | REPUTED | _ | NA | Nos | None | Inventory | 20KV, DANGER BOARD, STANDATD TYPE, LANGUAGE: ENGLISH ONLY
6384 | 22KV WITH MULTI LANGUAGE, SIZE STANDARD | DANGER BOARD | ACCESSORIES | DANGER-B-22-MULTI-LANGUAGE | REPUTED | _ | NA | Nos |  | Inventory | 22KV WITH MULTI LANGUAGE, SIZE STANDARD
6385 | 22KV, DANGER BOARD, STANDATD TYPE, LANGUAGE: ENGLISH ONLY | DANGER BOARD | ACCESSORIES | DANGER-B-22-STD | REPUTED | _ | NA | Nos |  | Inventory | 22KV, DANGER BOARD, STANDATD TYPE, LANGUAGE: ENGLISH ONLY
6386 | 230V AC, danger board, size-100 X100mm, language-: english & hindi | DANGER BOARD | ACCESSORIES | DANGER-B-230VAC | REPUTED | _ | NA | Nos |  | Inventory | 230V AC, danger board, size-100 X100mm, language-: english & hindi
6387 | 24KV, DANGER BOARD, STANDATD TYPE, LANGUAGE: ENGLISH ONLY | DANGER BOARD | ACCESSORIES | DANGER-B-24-STD | REPUTED | _ | NA | Nos |  | Inventory | 24KV, DANGER BOARD, STANDATD TYPE, LANGUAGE: ENGLISH ONLY
6388 | 3.3KV WITH MULTI LANGUAGE, SIZE STANDARD | DANGER BOARD | ACCESSORIES | DANGER-B-3.3-MULTI-LANGUAGE | REPUTED | _ | NA | Nos |  | Inventory | 3.3KV WITH MULTI LANGUAGE, SIZE STANDARD
6389 | 3.3KV, DANGER BOARD, STANDATD TYPE, LANGUAGE: ENGLISH ONLY | DANGER BOARD | ACCESSORIES | DANGER-B-3.3-STD | REPUTED | _ | NA | Nos |  | Inventory | 3.3KV, DANGER BOARD, STANDATD TYPE, LANGUAGE: ENGLISH ONLY
6390 | 30KV WITH HINDI & ENGLISH, SIZE STANDARD | DANGER BOARD | ACCESSORIES | DANGER-B-30-HINDI-ENGLISH | REPUTED | _ | NA | Nos |  | Inventory | 30KV WITH HINDI & ENGLISH, SIZE STANDARD
6391 | 30KV, DANGER BOARD, STANDATD TYPE, LANGUAGE: ENGLISH ONLY | DANGER BOARD | ACCESSORIES | DANGER-B-30-STD | REPUTED | _ | NA | Nos | None | Inventory | 30KV, DANGER BOARD, STANDATD TYPE, LANGUAGE: ENGLISH ONLY
6392 | 33KV WITH HINDI & GUJARATI, SIZE STANDARD | DANGER BOARD | ACCESSORIES | DANGER-B-33-HINDI-GUJARATI | REPUTED | _ | NA | Nos |  | Inventory | 33KV WITH HINDI & GUJARATI, SIZE STANDARD
6393 | 33KV WITH MULTI LANGUAGE, SIZE STANDARD | DANGER BOARD | ACCESSORIES | DANGER-B-33-MULTI-LANGUAGE | REPUTED | _ | NA | Nos |  | Inventory | 33KV WITH MULTI LANGUAGE, SIZE STANDARD
6394 | 33KV, DANGER BOARD, STANDATD TYPE, LANGUAGE: ENGLISH ONLY | DANGER BOARD | ACCESSORIES | DANGER-B-33-STD | REPUTED | _ | NA | Nos |  | Inventory | 33KV, DANGER BOARD, STANDATD TYPE, LANGUAGE: ENGLISH ONLY
6395 | 33KV WITH STICKING | DANGER BOARD | ACCESSORIES | DANGER-B-33-STICKING | REPUTED | _ | NA | Nos | None | Inventory | 33KV WITH STICKING
6396 | 33KV, DANGER BOARD, LANGUAGE: HINDI & ENGLISH | DANGER BOARD | ACCESSORIES | DANGER-B-33KV-HINDIENGLISH | REPUTED | _ | NA | Nos. |  | Inventory | 33KV, DANGER BOARD, LANGUAGE: HINDI & ENGLISH
6397 | 4.16kV, DANGER BOARD, STANDATD TYPE, LANGUAGE: ENGLISH ONLY | DANGER BOARD | ACCESSORIES | DANGER-B-4.16KV-STD | REPUTED | _ | NA | Nos |  | Inventory | 4.16kV, DANGER BOARD, STANDATD TYPE, LANGUAGE: ENGLISH ONLY
6398 | 415/110V AC, danger board, size-100 X100mm, language-: english & hindi | DANGER BOARD | ACCESSORIES | DANGER-B-415/110VAC | REPUTED | _ | NA | Nos |  | Inventory | 415/110V AC, danger board, size-100 X100mm, language-: english & hindi
6399 | 415V/230V AC, danger board, size-100 X100mm, language-: english | DANGER BOARD | ACCESSORIES | DANGER-B-415/230VAC-STD | REPUTED | _ | NA | Nos |  | Inventory | 415V/230V AC, danger board, size-100 X100mm, language-: english
6400 | 415V AC, danger board, size-100 X100mm, language-: english & hindi | DANGER BOARD | ACCESSORIES | DANGER-B-415VAC | REPUTED | _ | NA | Nos |  | Inventory | 415V AC, danger board, size-100 X100mm, language-: english & hindi
6401 | 415V AC, danger board, size-100 X100mm, language-: English & Tamil | DANGER BOARD | ACCESSORIES | DANGER-B-415VAC-TAMIL | REPUTED | _ | NA | Nos |  | Inventory | 415V AC, danger board, size-100 X100mm, language-: English & Tamil
6402 | 6.3KV, DANGER BOARD, STANDATD TYPE, LANGUAGE: ENGLISH ONLY | DANGER BOARD | ACCESSORIES | DANGER-B-6.3-STD | REPUTED | _ | NA | Nos | None | Inventory | 6.3KV, DANGER BOARD, STANDATD TYPE, LANGUAGE: ENGLISH ONLY
6403 | 6.6KV WITH MULTI LANGUAGE, SIZE STANDARD | DANGER BOARD | ACCESSORIES | DANGER-B-6.6-MULTI-LANGUAGE | REPUTED | _ | NA | Nos |  | Inventory | 6.6KV WITH MULTI LANGUAGE, SIZE STANDARD
6404 | 6.6KV, DANGER BOARD, STANDATD TYPE, LANGUAGE: ENGLISH ONLY | DANGER BOARD | ACCESSORIES | DANGER-B-6.6-STD | REPUTED | _ | NA | Nos |  | Inventory | 6.6KV, DANGER BOARD, STANDATD TYPE, LANGUAGE: ENGLISH ONLY
6405 | 6.9KV, DANGER BOARD, STANDATD TYPE, LANGUAGE: ENGLISH ONLY | DANGER BOARD | ACCESSORIES | DANGER-B-6.9-STD | REPUTED | _ | NA | Nos |  | Inventory | 6.9KV, DANGER BOARD, STANDATD TYPE, LANGUAGE: ENGLISH ONLY
6406 | 600/415V AC, danger board, size-100 X100mm, language-: english & hindi | DANGER BOARD | ACCESSORIES | DANGER-B-600/415VAC | REPUTED | _ | NA | Nos |  | Inventory | 600/415V AC, danger board, size-100 X100mm, language-: english & hindi
6407 | 630/415V AC, danger board, size-100 X100mm, language-: english & hindi | DANGER BOARD | ACCESSORIES | DANGER-B-630/415VAC | REPUTED | _ | NA | Nos |  | Inventory | 630/415V AC, danger board, size-100 X100mm, language-: english & hindi
6408 | 660/415V AC, danger board, size-100 X100mm, language-: english & hindi | DANGER BOARD | ACCESSORIES | DANGER-B-660/415VAC | REPUTED | _ | NA | Nos |  | Inventory | 660/415V AC, danger board, size-100 X100mm, language-: english & hindi
6409 | 660V AC, danger board, size-100 X100mm, language-: english & hindi | DANGER BOARD | ACCESSORIES | DANGER-B-660VAC | REPUTED | _ | NA | Nos |  | Inventory | 660V AC, danger board, size-100 X100mm, language-: english & hindi
6410 | 7.2KV, DANGER BOARD, STANDATD TYPE, LANGUAGE: ENGLISH ONLY | DANGER BOARD | ACCESSORIES | DANGER-B-7.2-STD | REPUTED | _ | NA | Nos |  | Inventory | 7.2KV, DANGER BOARD, STANDATD TYPE, LANGUAGE: ENGLISH ONLY
6411 | 800/415V AC, danger board, size-100 X100mm, language-: english & hindi | DANGER BOARD | ACCESSORIES | DANGER-B-800/415VAC | REPUTED | _ | NA | Nos |  | Inventory | 800/415V AC, danger board, size-100 X100mm, language-: english & hindi
6412 | 800V AC, danger board, size-100 X100mm, language-: english & hindi | DANGER BOARD | ACCESSORIES | DANGER-B-800VAC | REPUTED | _ | NA | Nos |  | Inventory | 800V AC, danger board, size-100 X100mm, language-: english & hindi
6670 | PT - 11KV PT, PTR - 11KV/RT3/110/RT3/110/3-110V/RT3, CORE: 1 50VA/CL 0.5, CORE: 2 50VA/CL 3P, VF - 1.2 Count & 1.9 FOR 8 HRS., FIXED TYPE, DRAWING NO - Drg No. : E4-389/10 , Rev. : 04, MODEL : ECS11G | PT | SWITCHGEAR | EC-PT-11-2C-50/0.5-50/3P-F | ECS | 11 | NA | Nos | None | Inventory | PT - 11KV PT, PTR - 11KV/RT3/110/RT3/110/3-110V/RT3, CORE: 1 50VA/CL 0.5, CORE: 2 50VA/CL 3P, VF - 1.2 Count & 1.9 FOR 8 HRS., FIXED TYPE, DRAWING NO - Drg No. : E4-389/10 , Rev. : 04, MODEL : ECS11G
6671 | PT - 11KV PT, PTR - 11KV/RT3/110/RT3/110/3-110V/RT3, CORE: 1 50VA/CL 0.5, CORE: 2 50VA/CL 3P, VF - 1.2 Count & 1.9 FOR 8 HRS., GUN TYPE, DRAWING NO - E4-389/7 , Rev. : 06 MODEL : ECS11H, TYPE 1 | PT | SWITCHGEAR | EC-PT-11-2C-50/0.5-50/3P-G | ECS | 11 | NA | Nos | None | Inventory | PT - 11KV PT, PTR - 11KV/RT3/110/RT3/110/3-110V/RT3, CORE: 1 50VA/CL 0.5, CORE: 2 50VA/CL 3P, VF - 1.2 Count & 1.9 FOR 8 HRS., GUN TYPE, DRAWING NO - E4-389/7 , Rev. : 06 MODEL : ECS11H, TYPE 1
6672 | PT - 11KV PT, PTR - 11KV/RT3/110/RT3/110/RT3, CORE: 1 50VA/CL 0.5/3P, CORE: 2 100VA/CL 3P, VF - 1.2 Count & 1.9 FOR 8 HRS., GUN TYPE, INSULATION CLASS "F" , DRG No - E4-389/7 , Rev. : 5, ECS11H | PT | SWITCHGEAR | EC-PT-11-2C-50/0.5/3P-100/3P-G | ECS | 11 | NA | Nos | None | Inventory | PT - 11KV PT, PTR - 11KV/RT3/110/RT3/110/RT3, CORE: 1 50VA/CL 0.5/3P, CORE: 2 100VA/CL 3P, VF - 1.2 Count & 1.9 FOR 8 HRS., GUN TYPE, INSULATION CLASS "F" , DRG No - E4-389/7 , Rev. : 5, ECS11H
6673 | 11kV CAST RESIN POTENTIAL TRANSFORMER RATIO: 11kV/RT3/110V/RT3/110V/RT3-110V/3, CORE:1 50VA, CLASS : 1, CORE:2 30VA CLASS : 3P, FIXED TYPE, VOLTAGE FACTOR 1.2 CONTINOUS & 1.9 FOR 8 HOURS. | PT | SWITCHGEAR | EC-PT-11-2C-50/1-30/3P-F | ECS | _ | NA | Nos |  | Inventory | 11kV CAST RESIN POTENTIAL TRANSFORMER RATIO: 11kV/RT3/110V/RT3/110V/RT3-110V/3, CORE:1 50VA, CLASS : 1, CORE:2 30VA CLASS : 3P, FIXED TYPE, VOLTAGE FACTOR 1.2 CONTINOUS & 1.9 FOR 8 HOURS.
6674 | 11kV CAST RESIN POTENTIAL TRANSFORMER RATIO: 11kV/RT3/110V/RT3/110V/RT3-110V/3, CORE:1 50VA, CLASS : 1, CORE:2 50VA CLASS : 3P, FIXED TYPE, VOLTAGE FACTOR 1.2 CONTINOUS & 1.9 FOR 8 HOURS. | PT | SWITCHGEAR | EC-PT-11-2C-50/1-50/3P-F | ECS | - | - | Nos. |  | Inventory | 11kV CAST RESIN POTENTIAL TRANSFORMER RATIO: 11kV/RT3/110V/RT3/110V/RT3-110V/3, CORE:1 50VA, CLASS : 1, CORE:2 50VA CLASS : 3P, FIXED TYPE, VOLTAGE FACTOR 1.2 CONTINOUS & 1.9 FOR 8 HOURS.
6418 | Cosmos make DC Gland suitable for 3.5CX 120sqmm CABLE | GLAND | WIRE & ACCESSORIES | DC GLAND 3.5CX120SQMM | REPUTED | _ | NA | Nos | None | Inventory | Cosmos make DC Gland suitable for 3.5CX 120sqmm CABLE
6419 | DC Gland suitable for 3.5CX 240sqmm CABLE | GLAND | WIRE & ACCESSORIES | DC GLAND 3.5CX240SQMM | COSMOS | _ | NA | Nos | None | Inventory | DC Gland suitable for 3.5CX 240sqmm CABLE
6420 | DC Gland suitable for 3.5X 50sqmm CABLE | GLAND | WIRE & ACCESSORIES | DC GLAND 3.5CX50SQMM | COSMOS | _ | NA | Nos | None | Inventory | DC Gland suitable for 3.5X 50sqmm CABLE
6421 | DC Gland suitable for 3.5CX 70sqmm CABLE | GLAND | WIRE & ACCESSORIES | DC GLAND 3.5CX70SQMM | COSMOS | _ | NA | Nos | None | Inventory | DC Gland suitable for 3.5CX 70sqmm CABLE
6422 | DC Gland suitable for 3.5 X 95sqmm CABLE | GLAND | WIRE & ACCESSORIES | DC GLAND 3.5CX95SQMM | COSMOS | _ | NA | Nos | None | Inventory | DC Gland suitable for 3.5 X 95sqmm CABLE
6423 | DC Gland suitable for 4X 25sqmm CABLE | GLAND | WIRE & ACCESSORIES | DC GLAND 4CX25SQMM | COSMOS | _ | NA | Nos | None | Inventory | DC Gland suitable for 4X 25sqmm CABLE
6424 | DC Gland suitable for 4 X 70sqmm CABLE | GLAND | WIRE & ACCESSORIES | DC GLAND 4CX70SQMM | COSMOS | _ | NA | Nos | None | Inventory | DC Gland suitable for 4 X 70sqmm CABLE
6425 | DC WHEEL 4" | Welding ACC | ACCESSORIES | DC WHEEL 4 INCH | REPUTED | _ | NA | Nos | None | Inventory | DC WHEEL 4"
6426 | DC WHEEL 5" | Welding ACC | ACCESSORIES | DC WHEEL 5 INCH | REPUTED | _ | NA | Nos | None | Inventory | DC WHEEL 5"
6675 | PT - 11KV PT, PTR - 11KV/RT3/110/RT3/110/3-110V/RT3, CORE: 1 50VA/CL 1.0, CORE: 2 50VA/CL 3P, VF - 1.2 Count & 1.9 FOR 8 HRS., GUN TYPE, DRAWING NO - E4-389/7 Rev. : 06, MODEL : ECS11H | PT | SWITCHGEAR | EC-PT-11-2C-50/1.0-50/3P-G | ECS | 11 | NA | Nos | None | Inventory | PT - 11KV PT, PTR - 11KV/RT3/110/RT3/110/3-110V/RT3, CORE: 1 50VA/CL 1.0, CORE: 2 50VA/CL 3P, VF - 1.2 Count & 1.9 FOR 8 HRS., GUN TYPE, DRAWING NO - E4-389/7 Rev. : 06, MODEL : ECS11H
6676 | PT - 11kV PT, PTR - 11000/RT3/110/RT3/110/3-110/RT3 V, CORE: 1 50VA/CL 3P, CORE: 2 50VA/CL 3P, VF - 1.2 Count & 1.9 FOR 8 HRS., FIXED TYPE, DRAWING NO - E4-389/10 , Rev. : 04, MODEL : ECS11G | PT | SWITCHGEAR | EC-PT-11-2C-50/3P-50/3P-F | ECS | 11 | NA | Nos | None | Inventory | PT - 11kV PT, PTR - 11000/RT3/110/RT3/110/3-110/RT3 V, CORE: 1 50VA/CL 3P, CORE: 2 50VA/CL 3P, VF - 1.2 Count & 1.9 FOR 8 HRS., FIXED TYPE, DRAWING NO - E4-389/10 , Rev. : 04, MODEL : ECS11G
6677 | 11kV CAST RESIN POTENTIAL TRANSFORMER RATIO :11kV/RT3/110V/RT3/110V/RT3-110V/3, CORE 1: 75VA, CLASS: 0.5, CORE 2 :25VA, CLASS : 3P,, FIXED TYPE, VOLTAGE FACTOR 1.5 CONTINUOUS & 1.9 TIMES FOR 8 HOURS. | PT | SWITCHGEAR | EC-PT-11-2C-75/0.5-25/3P-F | ECS | 11 | NA | Nos |  | Inventory | 11kV CAST RESIN POTENTIAL TRANSFORMER RATIO :11kV/RT3/110V/RT3/110V/RT3-110V/3, CORE 1: 75VA, CLASS: 0.5, CORE 2 :25VA, CLASS : 3P,, FIXED TYPE, VOLTAGE FACTOR 1.5 CONTINUOUS & 1.9 TIMES FOR 8 HOURS.
6678 | 11kV CAST RESIN PT RATIO: 11kV/RT3/110V/RT3/110V/3, CORE 1: 75VA, CLASS: 0.5, CORE 2 :25VA, CLASS : 3P, FIXED TYPE, VOLTAGE FACTOR 1.5 CONTINUOUS & 1.9 TIMES FOR 8 HOURS. | PT | SWITCHGEAR | EC-PT-11-2C-75/0.5-25/3P-F-DELTA | ECS | 11 | NA | Nos |  | Inventory | 11kV CAST RESIN PT RATIO: 11kV/RT3/110V/RT3/110V/3, CORE 1: 75VA, CLASS: 0.5, CORE 2 :25VA, CLASS : 3P, FIXED TYPE, VOLTAGE FACTOR 1.5 CONTINUOUS & 1.9 TIMES FOR 8 HOURS.
6431 | IP 65 LOCK, H :40 MM, PART NO - DELTA-40MM,TRIANGULAR CAM LOCK FOR JOB NO-3238 | DOOR LOCK | ACCESSORIES | DELTA-40MM | ARIHANT | _ | NA | Nos |  | Inventory | IP 65 LOCK, H :40 MM, PART NO - DELTA-40MM,TRIANGULAR CAM LOCK FOR JOB NO-3238
6432 | Accurate & in time preparation & submission of Drawings (GA, SLD, BOM, Power & Control Schematic, General Notes etc & anything else required). 2. Revision of drawings as per comments received if any. 3. Drawing Approval & submission of Code 1 drawings to Technocrafts team. 4. As built drawing preparation. | SERVICE | SERVICE | DESIGN | - | - | - | - |  | Inventory | Accurate & in time preparation & submission of Drawings (GA, SLD, BOM, Power & Control Schematic, General Notes etc & anything else required). 2. Revision of drawings as per comments received if any. 3. Drawing Approval & submission of Code 1 drawings to Technocrafts team. 4. As built drawing preparation.
6433 | The order value fees payable for design consultancy i.e. design and supervision shall be will be calculated on the basis Rs.7/- per square feet of the designed area 1,00,000 sq.ft amounting to Rs.7,00,000 + GST. (Rupees Seven Lakhs + GST). Less 10% TDS. However this contract is to be considered a lumpsum contract of Rs.7,00,000/-. | CHARGES | - | DESIGN-CONSULTANCY | - | - | - | Nos |  | Non Inventory | The order value fees payable for design consultancy i.e. design and supervision shall be will be calculated on the basis Rs.7/- per square feet of the designed area 1,00,000 sq.ft amounting to Rs.7,00,000 + GST. (Rupees Seven Lakhs + GST). Less 10% TDS. However this contract is to be considered a lumpsum contract of Rs.7,00,000/-.
6434 | FRP-1095X80X15mm. THICK-LV-0146-09 | FRP | BUSBAR & ACCESSORIES | DGSYN-SMC-0001 | REPUTED | - | - | Nos |  | Inventory | FRP-1095X80X15mm. THICK-LV-0146-09
6435 | FRP-1095X80X20mm. THICK-LV-0146-09 | FRP | BUSBAR & ACCESSORIES | DGSYN-SMC-0002 | REPUTED | - | - | Nos |  | Inventory | FRP-1095X80X20mm. THICK-LV-0146-09
6436 | FRP-934X80X20mm. THICK-LV-0146-09 | FRP | BUSBAR & ACCESSORIES | DGSYN-SMC-0003 | REPUTED | - | - | Nos |  | Inventory | FRP-934X80X20mm. THICK-LV-0146-09
6437 | FRP-1095X80X20mm. THICK-LV-0146-09-O/G | FRP | BUSBAR & ACCESSORIES | DGSYN-SMC-0004 | REPUTED | - | - | Nos |  | Inventory | FRP-1095X80X20mm. THICK-LV-0146-09-O/G
6438 | FRP-1095X80X20mm. THICK-LV-0146-09-B.D-01 | FRP | BUSBAR & ACCESSORIES | DGSYN-SMC-0005 | REPUTED | - | - | Nos |  | Inventory | FRP-1095X80X20mm. THICK-LV-0146-09-B.D-01
6439 | FRP-1295X80X20mm. THICK-LV-0146-09-B.D-02 | FRP | BUSBAR & ACCESSORIES | DGSYN-SMC-0006 | REPUTED | - | - | Nos |  | Inventory | FRP-1295X80X20mm. THICK-LV-0146-09-B.D-02
6440 | FRP-1295X80X20mm. THICK-LV-0146-09 | FRP | BUSBAR & ACCESSORIES | DGSYN-SMC-0007 | REPUTED | - | - | Nos |  | Inventory | FRP-1295X80X20mm. THICK-LV-0146-09
6441 | FRP-1295X80X20mm. THICK-LV-0146-09-6300A | FRP | BUSBAR & ACCESSORIES | DGSYN-SMC-0008 | REPUTED | - | - | Nos |  | Inventory | FRP-1295X80X20mm. THICK-LV-0146-09-6300A
6679 | PT - 11KV PT, PTR - 11KV/RT3/110/RT3/110/RT3/110V/3, CORE: 1 10VA/CL 0.2, CORE: 2 10VA/CL 0.2, CORE3: 10VA, CL 3P(OPEN DELTA) VF - 1.2 Count & 1.9 FOR 8 HRS., FIXED TYPE, DRAWING NO - E4-389/10 , Rev. : 04, MODEL : ECS11I, | PT | SWITCHGEAR | EC-PT-11-3C-10/0.2-10/0.2-10/3P-F | ECS | 11 | NA | Nos | None | Inventory | PT - 11KV PT, PTR - 11KV/RT3/110/RT3/110/RT3/110V/3, CORE: 1 10VA/CL 0.2, CORE: 2 10VA/CL 0.2, CORE3: 10VA, CL 3P(OPEN DELTA) VF - 1.2 Count & 1.9 FOR 8 HRS., FIXED TYPE, DRAWING NO - E4-389/10 , Rev. : 04, MODEL : ECS11I,
6680 | 11kV CAST RESIN POTENTIAL TRANSFORMER RATIO: 11kV/RT3/110V/RT3/110V/RT3/110V/3., CORE:1 100VA, CLASS : 0.5, CORE:2 30VA CLASS : 3P, CORE:3 30VA CLASS : 3P, DRAWOUT TYPE, VOLTAGE FACTOR 1.2 CONTINOUS & 1.9 FOR 8 HOURS. | PT | SWITCHGEAR | EC-PT-11-3C-100/0.5-30/3P-30/3P-G | ECS | - | - | Nos. |  | Inventory | 11kV CAST RESIN POTENTIAL TRANSFORMER RATIO: 11kV/RT3/110V/RT3/110V/RT3/110V/3., CORE:1 100VA, CLASS : 0.5, CORE:2 30VA CLASS : 3P, CORE:3 30VA CLASS : 3P, DRAWOUT TYPE, VOLTAGE FACTOR 1.2 CONTINOUS & 1.9 FOR 8 HOURS.
6681 | 11kV CAST RESIN POTENTIAL TRANSFORMER RATIO: 11kV/RT3/110V/RT3/110V/RT3/110V/3, CORE:1 100VA, CLASS : 0.5, CORE:2 50VA, CLASS : 3P,CORE:3 30VA, CLASS : 3P, FIXED TYPE, VOLTAGE FACTOR 1.2 CONTINOUS & 1.9 FOR 8 HOURS.BIL: 11kV/38kV/95kVp. | PT | SWITCHGEAR | EC-PT-11-3C-100/0.5-50/3P-30/3P-F | ECS | - | - | Nos. |  | Inventory | 11kV CAST RESIN POTENTIAL TRANSFORMER RATIO: 11kV/RT3/110V/RT3/110V/RT3/110V/3, CORE:1 100VA, CLASS : 0.5, CORE:2 50VA, CLASS : 3P,CORE:3 30VA, CLASS : 3P, FIXED TYPE, VOLTAGE FACTOR 1.2 CONTINOUS & 1.9 FOR 8 HOURS.BIL: 11kV/38kV/95kVp.
6445 | DIAMOND 11KV PANEL. | CU BUSBAR | BUSBAR & ACCESSORIES | DIAMOND | REPUTED | _ | NA | KGS | None | Inventory | DIAMOND 11KV PANEL.
6446 | die for busbar 100x10 | CAPITAL GOODS | TOOLS | DIE-100X10 | REPUTED | _ | NA | Nos. |  | Non Inventory | die for busbar 100x10
6447 | die for busbar 160x10 | CAPITAL GOODS | TOOLS | DIE-160X10 | REPUTED | _ | NA | Nos. |  | Non Inventory | die for busbar 160x10
6448 | die for busbar200x10 | CAPITAL GOODS | TOOLS | DIE-200X10 | REPUTED | _ | NA | Nos. |  | Non Inventory | die for busbar200x10
6449 | DIE MOLD FOR SHROUD | CAPITAL GOODS | TOOLS | DIE-MOLD-SHROUD | REPUTED | - | - | Nos. |  | Non Inventory | DIE MOLD FOR SHROUD
6450 | DIE PUNCH 10MM | CAPITAL GOODS | TOOLS | DIE-PUNCH-10MM | ARCO | _ | NA | SET |  | Non Inventory | DIE PUNCH 10MM
6451 | DIE PUNCH 14MM | CAPITAL GOODS | TOOLS | DIE-PUNCH-14MM | ARCO | _ | NA | SET |  | Non Inventory | DIE PUNCH 14MM
6452 | DIE PUNCH 19MM | CAPITAL GOODS | TOOLS | DIE-PUNCH-19MM | ARCO | _ | NA | SET |  | Non Inventory | DIE PUNCH 19MM
6453 | DIE PUNCH 22MM | CAPITAL GOODS | TOOLS | DIE-PUNCH-22MM | ARCO | _ | NA | SET |  | Non Inventory | DIE PUNCH 22MM
6682 | 11kV CAST RESIN POTENTIAL TRANSFORMER RATIO: 11kV/RT3/110V/RT3/110V/RT3/110V/3, CORE:1 100VA, CLASS : 0.5, CORE:2 50VA CLASS : 3P, CORE:3 30VA CLASS : 3P,DRAWOUT TYPE, VOLTAGE FACTOR 1.2 CONTINOUS & 1.9 FOR 8 HOURS. | PT | SWITCHGEAR | EC-PT-11-3C-100/0.5-50/3P-30/3P-G | ECS | - | - | Nos. |  | Inventory | 11kV CAST RESIN POTENTIAL TRANSFORMER RATIO: 11kV/RT3/110V/RT3/110V/RT3/110V/3, CORE:1 100VA, CLASS : 0.5, CORE:2 50VA CLASS : 3P, CORE:3 30VA CLASS : 3P,DRAWOUT TYPE, VOLTAGE FACTOR 1.2 CONTINOUS & 1.9 FOR 8 HOURS.
6683 | PT - 11KV PT, PTR - 11KV/RT3/110/RT3/110/RT3/110V/3, CORE: 1 100VA/CL 0.5, CORE: 2 50VA/CL 3P, CORE: 3 50VA/CL 3P. VF - 1.2 Count & 1.9 FOR 8 HRS., FIX TYPE, DRAWING NO - Drg No. : E4-389/10 , Rev. : 04 MODEL : ECS11G | PT | SWITCHGEAR | EC-PT-11-3C-100/0.5-50/3P-50/3P-F | ECS | 11 | NA | Nos | None | Inventory | PT - 11KV PT, PTR - 11KV/RT3/110/RT3/110/RT3/110V/3, CORE: 1 100VA/CL 0.5, CORE: 2 50VA/CL 3P, CORE: 3 50VA/CL 3P. VF - 1.2 Count & 1.9 FOR 8 HRS., FIX TYPE, DRAWING NO - Drg No. : E4-389/10 , Rev. : 04 MODEL : ECS11G
6684 | PT - 11KV PT, PTR - 11KV/RT3/110/RT3/110/RT3/110V/3, CORE: 1 100VA/CL 0.5, CORE: 2 50VA/CL 3P, CORE: 3 50VA/CL 3P. VF - 1.2 Count & 1.9 FOR 8 HRS., GUN TYPE, DRAWING NO - E4-389/7 Rev. : 06, MODEL : ECS11J | PT | SWITCHGEAR | EC-PT-11-3C-100/0.5-50/3P-50/3P-G | ECS | 11 | NA | Nos | None | Inventory | PT - 11KV PT, PTR - 11KV/RT3/110/RT3/110/RT3/110V/3, CORE: 1 100VA/CL 0.5, CORE: 2 50VA/CL 3P, CORE: 3 50VA/CL 3P. VF - 1.2 Count & 1.9 FOR 8 HRS., GUN TYPE, DRAWING NO - E4-389/7 Rev. : 06, MODEL : ECS11J
6685 | 11kV CAST RESIN PT RATIO: 11kV/RT3/110V/RT3/110V/RT3/110V/3, CORE 1: 25VA, CLASS: 0.5, CORE 2: 25VA, CLASS: 3P, CORE 3: 25VA, CLASS: 3P, DRAWOUT TYPE, VOLTAGE FACTOR 1.2 CONTINOUS & 1.9 FOR 8 HOURS. | PT | SWITCHGEAR | EC-PT-11-3C-25/0.5-25/3P-25/3P-G | ECS | 11 | NA | Nos |  | Inventory | 11kV CAST RESIN PT RATIO: 11kV/RT3/110V/RT3/110V/RT3/110V/3, CORE 1: 25VA, CLASS: 0.5, CORE 2: 25VA, CLASS: 3P, CORE 3: 25VA, CLASS: 3P, DRAWOUT TYPE, VOLTAGE FACTOR 1.2 CONTINOUS & 1.9 FOR 8 HOURS.
6458 | DISCHARGE ROD FOR UP-TP 440KV | BROUGHTOUT | ACCESSORIES | DISCHARGE-ROD | REPUTED | _ | NA | Nos | None | Inventory | DISCHARGE ROD FOR UP-TP 440KV
6686 | 11kV CAST RESIN PT RATIO: 11kV/RT3/110V/RT3/110V/RT3/110V/3,CORE 1: 30VA, CLASS: 0.2, CORE 2: 30VA, CLASS: 0.5, CORE 3: 30VA, CLASS: 3P DRAW OUT TYPE, VOLTAGE FACTOR 1.2 CONTINOUS & 1.9 FOR 8 HOURS. | PT | SWITCHGEAR | EC-PT-11-3C-3-30/0.2-30/0.5-30/3P-G | ECS | - | - | Nos. |  | Inventory | 11kV CAST RESIN PT RATIO: 11kV/RT3/110V/RT3/110V/RT3/110V/3,CORE 1: 30VA, CLASS: 0.2, CORE 2: 30VA, CLASS: 0.5, CORE 3: 30VA, CLASS: 3P DRAW OUT TYPE, VOLTAGE FACTOR 1.2 CONTINOUS & 1.9 FOR 8 HOURS.
6687 | 11 kV CAST RESIN POTENTIAL TRANSFORMER RATIO: 11kV/RT3/110V/RT3/110V/RT3/110V/3, CORE:1 30VA, CLASS : 0.2, CORE:2 20VA, CLASS : 3P, CORE:3 20VA, CLASS : 3P, FIXED TYPE, VOLTAGE FACTOR 1.2 CONTINOUS & 1.9 FOR 8 HOURS. | PT | SWITCHGEAR | EC-PT-11-3C-30/0.2-20/3P-20/3P-F | ECS | 11 | NA | Nos |  | Inventory | 11 kV CAST RESIN POTENTIAL TRANSFORMER RATIO: 11kV/RT3/110V/RT3/110V/RT3/110V/3, CORE:1 30VA, CLASS : 0.2, CORE:2 20VA, CLASS : 3P, CORE:3 20VA, CLASS : 3P, FIXED TYPE, VOLTAGE FACTOR 1.2 CONTINOUS & 1.9 FOR 8 HOURS.
6461 | DIWALI-SWEET | OWN USE ITEMS | ACCESSORIES | DIWALI-SWEET | REPUTED | - | - | Nos |  | Non Inventory | DIWALI-SWEET
6462 | D-LINK CAT 6 CABLE 305 MTR | CAPITAL GOODS | TOOLS | DLINK-CAT6-CABLE | REPUTED | - | - | Nos. |  | Inventory | D-LINK CAT 6 CABLE 305 MTR
6463 | RJ45 LAN CABLE CAT-6 CABLE | WIRE | WIRE & ACCESSORIES | DLK-RJ45-CAT-6-LAN_CABLE | D-LINK | - | - | MTRS |  | Inventory | RJ45 LAN CABLE CAT-6 CABLE
6464 | DEMINERALIZED WATER(DM WATER) | OWN USE ITEMS | ACCESSORIES | DM-WATER | REPUTED | - | - | LTRS |  | Non Inventory | DEMINERALIZED WATER(DM WATER)
6688 | PT - 11KV PT, PTR - 11KV/RT3/110/RT3/110/RT3/110V/3, CORE: 1 30VA/CL 0.2, CORE: 2 30VA/CL 0.2, CORE3: 25VA, CL 3P(OPEN DELTA) VF - 1.2 Count & 1.9 FOR 8 HRS., FIXED TYPE, DRAWING NO - E4-389/10 , Rev. : 04, MODEL : ECS11I, | PT | SWITCHGEAR | EC-PT-11-3C-30/0.2-30/0.2-25/3P-F | ECS | 11 | NA | Nos | None | Inventory | PT - 11KV PT, PTR - 11KV/RT3/110/RT3/110/RT3/110V/3, CORE: 1 30VA/CL 0.2, CORE: 2 30VA/CL 0.2, CORE3: 25VA, CL 3P(OPEN DELTA) VF - 1.2 Count & 1.9 FOR 8 HRS., FIXED TYPE, DRAWING NO - E4-389/10 , Rev. : 04, MODEL : ECS11I,
6689 | PT - 11KV PT, PTR - 11KV/RT3/110/RT3/110/RT3/110V/3, CORE: 1 30VA/CL 0.2, CORE: 2 30VA/CL 3P, CORE3: 30VA, CL 3P(OPEN DELTA) VF - 1.2 Count & 1.9 FOR 8 HRS., FIXED TYPE, DRAWING NO - E4-389/10 , Rev. : 04, MODEL : ECS11I, | PT | SWITCHGEAR | EC-PT-11-3C-30/0.2-30/3P-30/3P-F | ECS | 11 | NA | Nos | None | Inventory | PT - 11KV PT, PTR - 11KV/RT3/110/RT3/110/RT3/110V/3, CORE: 1 30VA/CL 0.2, CORE: 2 30VA/CL 3P, CORE3: 30VA, CL 3P(OPEN DELTA) VF - 1.2 Count & 1.9 FOR 8 HRS., FIXED TYPE, DRAWING NO - E4-389/10 , Rev. : 04, MODEL : ECS11I,
6690 | PT - 11KV PT, PTR - 11KV/RT3/110/RT3/110/RT3/110V/3, CORE: 1 30VA/CL 0.2, CORE: 2 30VA/CL 3P, CORE: 3 30VA/CL 3P. VF - 1.2 Count & 1.9 FOR 8 hours., GUN TYPE, DRAWING NO - E4-389/7 Rev. : 06, MODEL : ECS11J | PT | SWITCHGEAR | EC-PT-11-3C-30/0.2-30/3P-30/3P-G | ECS | 11 | NA | Nos |  | Inventory | PT - 11KV PT, PTR - 11KV/RT3/110/RT3/110/RT3/110V/3, CORE: 1 30VA/CL 0.2, CORE: 2 30VA/CL 3P, CORE: 3 30VA/CL 3P. VF - 1.2 Count & 1.9 FOR 8 hours., GUN TYPE, DRAWING NO - E4-389/7 Rev. : 06, MODEL : ECS11J
6691 | 11kV CAST RESIN PT RATIO: 11kV/RT3/110V/RT3/110V/RT3/110V/3, CORE 1: 30VA, CLASS: 0.5, CORE 2: 30VA, CLASS: 3P, CORE 3: 30VA, CLASS: 3P,FIXED TYPE, VOLTAGE FACTOR 1.2 CONTINOUS & 1.9 FOR 8 HOURS. | PT | SWITCHGEAR | EC-PT-11-3C-30/0.5-30/3P-30/3P-F | ECS | 11 | NA | Nos |  | Inventory | 11kV CAST RESIN PT RATIO: 11kV/RT3/110V/RT3/110V/RT3/110V/3, CORE 1: 30VA, CLASS: 0.5, CORE 2: 30VA, CLASS: 3P, CORE 3: 30VA, CLASS: 3P,FIXED TYPE, VOLTAGE FACTOR 1.2 CONTINOUS & 1.9 FOR 8 HOURS.
6692 | 11kV CAST RESIN PT RATIO: 11kV/RT3/110V/RT3/110V/RT3/110V/3, CORE 1: 30VA, CLASS: 0.5, CORE 2 :50VA, CLASS : 0.5, CORE 3 :25VA, CLASS : 3P, FIXED TYPE, VOLTAGE FACTOR 1.5 CONTINUOUS & 1.9 TIMES FOR 8 HOURS. | PT | SWITCHGEAR | EC-PT-11-3C-30/0.5-50/0.5-25/3P-F | ECS | 11 | NA | Nos |  | Inventory | 11kV CAST RESIN PT RATIO: 11kV/RT3/110V/RT3/110V/RT3/110V/3, CORE 1: 30VA, CLASS: 0.5, CORE 2 :50VA, CLASS : 0.5, CORE 3 :25VA, CLASS : 3P, FIXED TYPE, VOLTAGE FACTOR 1.5 CONTINUOUS & 1.9 TIMES FOR 8 HOURS.
6693 | PT - 11KV PT, PTR - 11KV/RT3/110/RT3/110/RT3/110V/3, CORE: 1 50VA/CL 0.2, CORE: 2 30VA/CL 3P, CORE3: 30VA, CL 3P VF - 1.2 Count & 1.9 FOR 8 Hrs, GUN TYPE, DRAWING NO - | PT | SWITCHGEAR | EC-PT-11-3C-50/0.2-30/3P-30/3P-G | ECS | 11 | NA | Nos |  | Inventory | PT - 11KV PT, PTR - 11KV/RT3/110/RT3/110/RT3/110V/3, CORE: 1 50VA/CL 0.2, CORE: 2 30VA/CL 3P, CORE3: 30VA, CL 3P VF - 1.2 Count & 1.9 FOR 8 Hrs, GUN TYPE, DRAWING NO -
6694 | PT - 11KV PT, PTR - 11KV/RT3/110/RT3/110/RT3/110V/3, CORE: 1 50VA/CL 0.2, CORE: 2 50VA/CL 3P, CORE3: 50VA, CL 3P(OPEN DELTA) VF - 1.2 Count & 1.9 FOR 8 HRS., FIXED TYPE, DRAWING NO - E4-389/10 , Rev. : 04, MODEL : ECS11I, | PT | SWITCHGEAR | EC-PT-11-3C-50/0.2-50/3P-50/3P-F | ECS | 11 | NA | Nos | None | Inventory | PT - 11KV PT, PTR - 11KV/RT3/110/RT3/110/RT3/110V/3, CORE: 1 50VA/CL 0.2, CORE: 2 50VA/CL 3P, CORE3: 50VA, CL 3P(OPEN DELTA) VF - 1.2 Count & 1.9 FOR 8 HRS., FIXED TYPE, DRAWING NO - E4-389/10 , Rev. : 04, MODEL : ECS11I,
6695 | PT - 11KV PT, PTR - 11KV/RT3/110/RT3/110/RT3/110V/3, CORE: 1 50VA/CL 0.2, CORE: 2 50VA/CL 3P, CORE: 3 50VA/CL 3P. VF - 1.2 Count & 1.9 FOR 8 HRS SEC., GUN TYPE, DRAWING NO - E4-389/7 Rev. : 06, MODEL : ECS11J | PT | SWITCHGEAR | EC-PT-11-3C-50/0.2-50/3P-50/3P-G | ECS | 11 | NA | Nos | None | Inventory | PT - 11KV PT, PTR - 11KV/RT3/110/RT3/110/RT3/110V/3, CORE: 1 50VA/CL 0.2, CORE: 2 50VA/CL 3P, CORE: 3 50VA/CL 3P. VF - 1.2 Count & 1.9 FOR 8 HRS SEC., GUN TYPE, DRAWING NO - E4-389/7 Rev. : 06, MODEL : ECS11J
6696 | PT - 11KV PT, PTR - 11KV/RT3/110/RT3/110/RT3/110V/3, CORE: 1 50VA/CL 0.5, CORE: 2 50VA/CL 3P, CORE: 3 50VA/CL 3P (OPEN DELYA). VF - 1.2 Count & 1.9 FOR 8 HRS., FIX TYPE, DRAWING NO - E4-389/10 , Rev. : 04, MODEL : ECS11G | PT | SWITCHGEAR | EC-PT-11-3C-50/0.5-50/3P-50/3P-F | ECS | 11 | NA | Nos | None | Inventory | PT - 11KV PT, PTR - 11KV/RT3/110/RT3/110/RT3/110V/3, CORE: 1 50VA/CL 0.5, CORE: 2 50VA/CL 3P, CORE: 3 50VA/CL 3P (OPEN DELYA). VF - 1.2 Count & 1.9 FOR 8 HRS., FIX TYPE, DRAWING NO - E4-389/10 , Rev. : 04, MODEL : ECS11G
6697 | PT - 11KV PT, PTR - 11KV/RT3/110/RT3/110/RT3/110V/3, CORE: 1 50VA/CL 0.5, CORE: 2 50VA/CL 3P, CORE: 3 50VA/CL 3P. VF - 1.2 Count & 1.9 FOR 8 HRS., GUN TYPE, DRAWING NO - E4-389/7 Rev. : 06, MODEL : ECS11H | PT | SWITCHGEAR | EC-PT-11-3C-50/0.5-50/3P-50/3P-G | ECS | 11 | NA | Nos | None | Inventory | PT - 11KV PT, PTR - 11KV/RT3/110/RT3/110/RT3/110V/3, CORE: 1 50VA/CL 0.5, CORE: 2 50VA/CL 3P, CORE: 3 50VA/CL 3P. VF - 1.2 Count & 1.9 FOR 8 HRS., GUN TYPE, DRAWING NO - E4-389/7 Rev. : 06, MODEL : ECS11H
6698 | PT - 11KV PT, PTR - 11KV/RT3/110/RT3/110/RT3/110V/3, CORE: 1 50VA/CL 1.0, CORE: 2 50VA/CL 3P, CORE: 3 50VA/CL 3P. VF - 1.2 Count & 1.9 FOR 8 HRS., FIXED TYPE, DRAWING NO - E4-389/7 Rev. : 06, MODEL : ECS11H | PT | SWITCHGEAR | EC-PT-11-3C-50/1.0-50/3P-50/3P-F | ECS | 11 | NA | Nos |  | Inventory | PT - 11KV PT, PTR - 11KV/RT3/110/RT3/110/RT3/110V/3, CORE: 1 50VA/CL 1.0, CORE: 2 50VA/CL 3P, CORE: 3 50VA/CL 3P. VF - 1.2 Count & 1.9 FOR 8 HRS., FIXED TYPE, DRAWING NO - E4-389/7 Rev. : 06, MODEL : ECS11H
6476 | TERMINAL CONNECTOR FOR ROOF BUSHINGS SUITABLE FOR DOG ACSR CONDUCTOR | CONNECTORES | ACCESSORIES | DOG_ACSR | REPUTED | - | - | Nos |  | Inventory | TERMINAL CONNECTOR FOR ROOF BUSHINGS SUITABLE FOR DOG ACSR CONDUCTOR
6699 | PT - 11KV PT, PTR - 11KV/RT3/110/RT3/110/RT3/110V/3, CORE: 1 50VA/CL 1.0, CORE: 2 50VA/CL 3P, CORE: 3 50VA/CL 3P. VF - 1.2 Count & 1.9 FOR 8 HRS., GUN TYPE, DRAWING NO - E4-389/7 Rev. : 06, MODEL : ECS11H | PT | SWITCHGEAR | EC-PT-11-3C-50/1.0-50/3P-50/3P-G | ECS | 11 | NA | Nos | None | Inventory | PT - 11KV PT, PTR - 11KV/RT3/110/RT3/110/RT3/110V/3, CORE: 1 50VA/CL 1.0, CORE: 2 50VA/CL 3P, CORE: 3 50VA/CL 3P. VF - 1.2 Count & 1.9 FOR 8 HRS., GUN TYPE, DRAWING NO - E4-389/7 Rev. : 06, MODEL : ECS11H
6478 | DOOR LOCKS LABEL RING TYPE YELLOW BAGROUND AND BLACK LATTER | NAME PLATE | ACCESSORIES | DOOR LOCKS LABEL | REPUTED | _ | NA | Nos | None | Inventory | DOOR LOCKS LABEL RING TYPE YELLOW BAGROUND AND BLACK LATTER
6479 | Suitable Lugs with RING TYPE ID-8 for 35SQ.MM. CU PVC cable, | LUG | WIRE & ACCESSORIES | DOWELLS LUG ID-8 | REPUTED | _ | NA | Nos | None | Inventory | Suitable Lugs with RING TYPE ID-8 for 35SQ.MM. CU PVC cable,
6700 | PT - 11KV PT, PTR - 11KV/RT3/110/RT3/110/RT3/110V/3, CORE: 1 75VA/CL 0.5, CORE: 2 50VA/CL 3P, CORE: 3 50VA/CL 3P. VF - 1.2 Count & 1.9 FOR 8 HRS., GUN TYPE, DRAWING NO - E4-389/7 Rev. : 06, MODEL : ECS11J | PT | SWITCHGEAR | EC-PT-11-3C-75/0.5-50/3P-50/3P-G | ECS | 11 | NA | Nos | None | Inventory | PT - 11KV PT, PTR - 11KV/RT3/110/RT3/110/RT3/110V/3, CORE: 1 75VA/CL 0.5, CORE: 2 50VA/CL 3P, CORE: 3 50VA/CL 3P. VF - 1.2 Count & 1.9 FOR 8 HRS., GUN TYPE, DRAWING NO - E4-389/7 Rev. : 06, MODEL : ECS11J
6701 | 13.8KV PT, PTR - 13.8KV/RT3/110/RT3/110/RT3-110V/3, CORE: 1 50VA/CL 1.0, CORE: 2 50VA/CL 3P, VF - 1.2 Count & 1.9 FOR 8 HRS., FIXED TYPE, DRAWING NO - E4-288/3 , Rev. : 02, ECS22C | PT | SWITCHGEAR | EC-PT-13.8-2C-50/1.0-50/3P-F | ECS | 13.8 | NA | Nos |  | Inventory | 13.8KV PT, PTR - 13.8KV/RT3/110/RT3/110/RT3-110V/3, CORE: 1 50VA/CL 1.0, CORE: 2 50VA/CL 3P, VF - 1.2 Count & 1.9 FOR 8 HRS., FIXED TYPE, DRAWING NO - E4-288/3 , Rev. : 02, ECS22C
6702 | PT - 15KV PT, PTR - 15KV/RT3/110/RT3/110/RT3/110V/3, CORE: 1 50VA/CL 0.5, CORE: 2 50VA/CL 3P, CORE: 3 50VA/CL 3P. VF - 1.2 Count & 1.9 FOR 8 HRS., FIXED TYPE, DRAWING NO - E4-288/3 , Rev. : 02, ECS22C | PT | SWITCHGEAR | EC-PT-15-3C-50/3P-50/P-50/3P-F | ECS | 15 | NA | Nos | None | Inventory | PT - 15KV PT, PTR - 15KV/RT3/110/RT3/110/RT3/110V/3, CORE: 1 50VA/CL 0.5, CORE: 2 50VA/CL 3P, CORE: 3 50VA/CL 3P. VF - 1.2 Count & 1.9 FOR 8 HRS., FIXED TYPE, DRAWING NO - E4-288/3 , Rev. : 02, ECS22C
6483 | DRILL-BIT-10MM | SHOP | TOOLS | DRILL-BIT-10MM | REPUTED | - | - | Nos |  | Inventory | DRILL-BIT-10MM
6484 | DRILL-BIT-11MM | SHOP | TOOLS | DRILL-BIT-11MM | REPUTED | - | - | Nos |  | Inventory | DRILL-BIT-11MM
6485 | DRILL-BIT-12MM | SHOP | TOOLS | DRILL-BIT-12MM | REPUTED | - | - | Nos |  | Inventory | DRILL-BIT-12MM
6486 | DRILL-BIT-13MM | SHOP | TOOLS | DRILL-BIT-13MM | REPUTED | - | - | Nos |  | Inventory | DRILL-BIT-13MM
6487 | DRILL-BIT-3.5MM | SHOP | TOOLS | DRILL-BIT-3.5MM | REPUTED | - | - | Nos |  | Inventory | DRILL-BIT-3.5MM
6488 | DRILL-BIT-4MM | SHOP | TOOLS | DRILL-BIT-4MM | REPUTED | - | - | Nos |  | Inventory | DRILL-BIT-4MM
6489 | DRILL-BIT-5MM | SHOP | TOOLS | DRILL-BIT-5MM | REPUTED | - | - | Nos |  | Inventory | DRILL-BIT-5MM
6490 | DRILL-BIT-6MM | SHOP | TOOLS | DRILL-BIT-6MM | REPUTED | - | - | Nos |  | Inventory | DRILL-BIT-6MM
6491 | DRILL-BIT-7MM | SHOP | TOOLS | DRILL-BIT-7MM | REPUTED | - | - | Nos |  | Inventory | DRILL-BIT-7MM
6492 | DRILL-BIT-8MM | SHOP | TOOLS | DRILL-BIT-8MM | REPUTED | - | - | Nos |  | Inventory | DRILL-BIT-8MM
6493 | DRILL-BIT-9MM | SHOP | TOOLS | DRILL-BIT-9MM | REPUTED | - | - | Nos |  | Inventory | DRILL-BIT-9MM
6494 | DRILL MACHINE | SHOP | TOOLS | DRILL-MACHINE | REPUTED | _ | NA | Nos |  | Non Inventory | DRILL MACHINE
6495 | SPD 3Phase+N, TYPE-B/C, 8KA | SPD | LV_Switchgear | DS100R-230 | CITEL | - | - | Nos |  | Inventory | SPD 3Phase+N, TYPE-B/C, 8KA
6496 | SPD 3Phase, TYPE-1+2, 25KA, COMMON MODE CONFIGURATION | SPD | LV_Switchgear | DS104R-230 | CITEL | - | - | Nos |  | Inventory | SPD 3Phase, TYPE-1+2, 25KA, COMMON MODE CONFIGURATION
6497 | SPD 3Phase, TYPE-1+2, 25KA | SPD | LV_Switchgear | DS104R-230/G | CITEL | - | - | Nos |  | Inventory | SPD 3Phase, TYPE-1+2, 25KA
6498 | SPD 3Phase,4 WIRE -415V AC, TYPE-1+2,I MAX=32KA | SPD | LV_Switchgear | DS104R-230/G/DE | CITEL | - | - | Nos |  | Inventory | SPD 3Phase,4 WIRE -415V AC, TYPE-1+2,I MAX=32KA
6499 | SPD 3Phase,4 WIRE -415V AC, TYPE-1+2,I MAX=100KA | SPD | LV_Switchgear | DS104R-320-100KA | CITEL | - | - | Nos |  | Inventory | SPD 3Phase,4 WIRE -415V AC, TYPE-1+2,I MAX=100KA
6500 | SPD 3P+N, TYPE-1+2, 1360V AC | SPD | LV_Switchgear | DS130R-1200/Y2 | CITEL | - | - | Nos |  | Inventory | SPD 3P+N, TYPE-1+2, 1360V AC
6501 | SPD 3Phase, TYPE-1+2, 120V AC | SPD | LV_Switchgear | DS133RS-1200Y2 | CITEL | - | - | Nos |  | Inventory | SPD 3Phase, TYPE-1+2, 120V AC
6502 | SPD 3Phase, TYPE-1+2, 800V AC | SPD | LV_Switchgear | DS133RS-1200Y2-800V | CITEL | - | - | Nos |  | Inventory | SPD 3Phase, TYPE-1+2, 800V AC
6503 | SPD-Type 1+2 , Uc 800V AC, Imax 50kA | SPD | LV_Switchgear | DS133RS-800/Y | CITEL | - | - | Nos |  | Inventory | SPD-Type 1+2 , Uc 800V AC, Imax 50kA
6504 | SPD TYPE-1+2, 3Phase+N, 50KA, 415V AC | SPD | LV_Switchgear | DS134R-320 | CITEL | - | - | Nos |  | Inventory | SPD TYPE-1+2, 3Phase+N, 50KA, 415V AC
6505 | SPD 3Phase, TYPE-1, 20KA, 760V | SPD | LV_Switchgear | DS40-690V | CITEL | - | - | Nos |  | Inventory | SPD 3Phase, TYPE-1, 20KA, 760V
6506 | SPD 3Phase, TYPE-2, 40KA, 400V | SPD | LV_Switchgear | DS43-400 | CITEL | - | - | Nos |  | Inventory | SPD 3Phase, TYPE-2, 40KA, 400V
6507 | SPD 3Phase, TYPE-2, 40KA, 690V | SPD | LV_Switchgear | DS43-690V | CITEL | - | - | Nos |  | Inventory | SPD 3Phase, TYPE-2, 40KA, 690V
6508 | SPD. 3Phase, TYPE-2, 800V AC, 40kA | SPD | LV_Switchgear | DS43S-1500/Y | CITEL | - | - | Nos |  | Inventory | SPD. 3Phase, TYPE-2, 800V AC, 40kA
6509 | SPD 3Phase+N, TYPE-2, 40KA, 690V | SPD | LV_Switchgear | DS44-690V | CITEL | - | - | Nos |  | Inventory | SPD 3Phase+N, TYPE-2, 40KA, 690V
6510 | SPD 3Phase+N, TYPE-2, 40KA, upto 415V AC | SPD | LV_Switchgear | DS440-320VAC | CITEL | - | - | Nos |  | Inventory | SPD 3Phase+N, TYPE-2, 40KA, upto 415V AC
6511 | SPD 3Phase+N, TYPE-2, 40KA, upto 440V AC | SPD | LV_Switchgear | DS440-400VAC | CITEL | - | - | Nos |  | Inventory | SPD 3Phase+N, TYPE-2, 40KA, upto 440V AC
6512 | Erection of shrouded (DSL) system | CAPITAL GOODS | TOOLS | DSL | YASH | _ | NA | MTRS |  | Non Inventory | Erection of shrouded (DSL) system
6513 | PLC DI-24, DO-16, AUX. SUPPLY-230V AC, RELAY OUTPUT, DVP SERIES | PLC | LV_Switchgear | DVP40ES200R | DELTA | - | - | Nos. |  | Inventory | PLC DI-24, DO-16, AUX. SUPPLY-230V AC, RELAY OUTPUT, DVP SERIES
6514 | 5 Ton Diesel Forklift, Model: DVX506ATBCDHVT2100 - BS-IV Engine, | CAPITAL GOODS | TOOLS | DVX506ATBCDHVT2100-BS-IV-ENGINE | KION | - | - | Nos |  | Non Inventory | 5 Ton Diesel Forklift, Model: DVX506ATBCDHVT2100 - BS-IV Engine,
6515 | 16A FP 36kA DZ1 MCCB with O/C,S/C protection, Thermal-Magnetic Release TMD, Frame size DZ1-160D, Ics=Icu=36kA@415V AC | MCCB | LV_Switchgear | DZ1F0016DXC1AOOOO | L&T | 16A | 36kA | Nos. | None | Inventory | 16A FP 36kA DZ1 MCCB with O/C,S/C protection, Thermal-Magnetic Release TMD, Frame size DZ1-160D, Ics=Icu=36kA@415V AC
6516 | 16A FP 50kA DZ1 MCCB with O/C,S/C protection, Thermal-Magnetic Release TMD, Frame size DZ1-160N, Ics=Icu=50kA@415V AC | MCCB | LV_Switchgear | DZ1F0016NXC1AOOOO | L&T | 16A | 50kA | Nos. | None | Inventory | 16A FP 50kA DZ1 MCCB with O/C,S/C protection, Thermal-Magnetic Release TMD, Frame size DZ1-160N, Ics=Icu=50kA@415V AC
6517 | 20A FP 36kA DZ1 MCCB with O/C,S/C protection, Thermal-Magnetic Release TMD, Frame size DZ1-160D, Ics=Icu=36kA@415V AC | MCCB | LV_Switchgear | DZ1F0020DXC1AOOOO | L&T | 20A | 36kA | Nos. | None | Inventory | 20A FP 36kA DZ1 MCCB with O/C,S/C protection, Thermal-Magnetic Release TMD, Frame size DZ1-160D, Ics=Icu=36kA@415V AC
6518 | 20A FP 50kA DZ1 MCCB with O/C,S/C protection, Thermal-Magnetic Release TMD, Frame size DZ1-160N, Ics=Icu=50kA@415V AC | MCCB | LV_Switchgear | DZ1F0020NXC1AOOOO | L&T | 20A | 50kA | Nos. | None | Inventory | 20A FP 50kA DZ1 MCCB with O/C,S/C protection, Thermal-Magnetic Release TMD, Frame size DZ1-160N, Ics=Icu=50kA@415V AC
6519 | 25A FP 36kA DZ1 MCCB with O/C,S/C protection, Thermal-Magnetic Release TMD, Frame size DZ1-160D, Ics=Icu=36kA@415V AC | MCCB | LV_Switchgear | DZ1F0025DXC1AOOOO | L&T | 25A | 36kA | Nos. | None | Inventory | 25A FP 36kA DZ1 MCCB with O/C,S/C protection, Thermal-Magnetic Release TMD, Frame size DZ1-160D, Ics=Icu=36kA@415V AC
6520 | 25A FP 50kA DZ1 MCCB with O/C,S/C protection, Thermal-Magnetic Release TMD, Frame size DZ1-160N, Ics=Icu=50kA@415V AC | MCCB | LV_Switchgear | DZ1F0025NXC1AOOOO | L&T | 25A | 50kA | Nos. | None | Inventory | 25A FP 50kA DZ1 MCCB with O/C,S/C protection, Thermal-Magnetic Release TMD, Frame size DZ1-160N, Ics=Icu=50kA@415V AC
6521 | 32A FP 36kA DZ1 MCCB with O/C,S/C protection, Thermal-Magnetic Release TMD, Frame size DZ1-160D, Ics=Icu=36kA@415V AC | MCCB | LV_Switchgear | DZ1F0032DXC1AOOOO | L&T | 32A | 36kA | Nos. | None | Inventory | 32A FP 36kA DZ1 MCCB with O/C,S/C protection, Thermal-Magnetic Release TMD, Frame size DZ1-160D, Ics=Icu=36kA@415V AC
6522 | 32A FP 50kA DZ1 MCCB with O/C,S/C protection, Thermal-Magnetic Release TMD, Frame size DZ1-160N, Ics=Icu=50kA@415V AC | MCCB | LV_Switchgear | DZ1F0032NXC1AOOOO | L&T | 32A | 50kA | Nos. | None | Inventory | 32A FP 50kA DZ1 MCCB with O/C,S/C protection, Thermal-Magnetic Release TMD, Frame size DZ1-160N, Ics=Icu=50kA@415V AC
6523 | 40A FP 36kA DZ1 MCCB with O/C,S/C protection, Thermal-Magnetic Release TMD, Frame size DZ1-160D, Ics=Icu=36kA@415V AC | MCCB | LV_Switchgear | DZ1F0040DXC1AOOOO | L&T | 40A | 36kA | Nos. | None | Inventory | 40A FP 36kA DZ1 MCCB with O/C,S/C protection, Thermal-Magnetic Release TMD, Frame size DZ1-160D, Ics=Icu=36kA@415V AC
6524 | 40A FP 36kA DZ1 MCCB with O/C,S/C protection, Microprocessor based Release MTX1.0, Frame size DZ1-160D#, Ics=Icu=36kA@415V AC | MCCB | LV_Switchgear | DZ1F0040DXF1AOOOO | L&T | 40A | 36kA | Nos. | None | Inventory | 40A FP 36kA DZ1 MCCB with O/C,S/C protection, Microprocessor based Release MTX1.0, Frame size DZ1-160D#, Ics=Icu=36kA@415V AC
6525 | 40A FP 36kA DZ1 MCCB with O/C,S/C,E/F protection, Microprocessor based Release MTX2.0, Frame size DZ1-160D#, Ics=Icu=36kA@415V AC | MCCB | LV_Switchgear | DZ1F0040DXH1A | L&T | 40A | 36kA | Nos. | None | Inventory | 40A FP 36kA DZ1 MCCB with O/C,S/C,E/F protection, Microprocessor based Release MTX2.0, Frame size DZ1-160D#, Ics=Icu=36kA@415V AC
6526 | 40A FP 50kA DZ1 MCCB with O/C,S/C protection, Thermal-Magnetic Release TMD, Frame size DZ1-160N, Ics=Icu=50kA@415V AC | MCCB | LV_Switchgear | DZ1F0040NXC1AOOOO | L&T | 40A | 50kA | Nos. | None | Inventory | 40A FP 50kA DZ1 MCCB with O/C,S/C protection, Thermal-Magnetic Release TMD, Frame size DZ1-160N, Ics=Icu=50kA@415V AC
6527 | 40A FP 50kA DZ1 MCCB with O/C,S/C protection, Microprocessor based Release MTX1.0, Frame size DZ1-160N#, Ics=Icu=50kA@415V AC | MCCB | LV_Switchgear | DZ1F0040NXF1AOOOO | L&T | 40A | 50kA | Nos. | None | Inventory | 40A FP 50kA DZ1 MCCB with O/C,S/C protection, Microprocessor based Release MTX1.0, Frame size DZ1-160N#, Ics=Icu=50kA@415V AC
6528 | 40A FP 50kA DZ1 MCCB with O/C,S/C,E/F protection, Microprocessor based Release MTX2.0, Frame size DZ1-160N#, Ics=Icu=50kA@415V AC | MCCB | LV_Switchgear | DZ1F0040NXH1A | L&T | 40A | 50kA | Nos. | None | Inventory | 40A FP 50kA DZ1 MCCB with O/C,S/C,E/F protection, Microprocessor based Release MTX2.0, Frame size DZ1-160N#, Ics=Icu=50kA@415V AC
6529 | 50A FP 36kA DZ1 MCCB with O/C,S/C protection, Thermal-Magnetic Release TMD, Frame size DZ1-160D, Ics=Icu=36kA@415V AC | MCCB | LV_Switchgear | DZ1F0050DXC1AOOOO | L&T | 50A | 36kA | Nos. | None | Inventory | 50A FP 36kA DZ1 MCCB with O/C,S/C protection, Thermal-Magnetic Release TMD, Frame size DZ1-160D, Ics=Icu=36kA@415V AC
6530 | 50A FP 50kA DZ1 MCCB with O/C,S/C protection, Thermal-Magnetic Release TMD, Frame size DZ1-160N, Ics=Icu=50kA@415V AC | MCCB | LV_Switchgear | DZ1F0050NXC1AOOOO | L&T | 50A | 50kA | Nos. | None | Inventory | 50A FP 50kA DZ1 MCCB with O/C,S/C protection, Thermal-Magnetic Release TMD, Frame size DZ1-160N, Ics=Icu=50kA@415V AC
6531 | 63A FP 36kA DZ1 MCCB with O/C,S/C protection, Thermal-Magnetic Release TMD, Frame size DZ1-160D, Ics=Icu=36kA@415V AC | MCCB | LV_Switchgear | DZ1F0063DXD1AOOOO | L&T | 63A | 36kA | Nos. | None | Inventory | 63A FP 36kA DZ1 MCCB with O/C,S/C protection, Thermal-Magnetic Release TMD, Frame size DZ1-160D, Ics=Icu=36kA@415V AC
6532 | 63A FP 36kA DZ1 MCCB with O/C,S/C protection, Microprocessor based Release MTX1.0, Frame size DZ1-160D#, Ics=Icu=36kA@415V AC | MCCB | LV_Switchgear | DZ1F0063DXF1AOOOO | L&T | 63A | 36kA | Nos. | None | Inventory | 63A FP 36kA DZ1 MCCB with O/C,S/C protection, Microprocessor based Release MTX1.0, Frame size DZ1-160D#, Ics=Icu=36kA@415V AC
6533 | 63A FP 36kA DZ1 MCCB with O/C,S/C,E/F protection, Microprocessor based Release MTX2.0, Frame size DZ1-160D#, Ics=Icu=36kA@415V AC | MCCB | LV_Switchgear | DZ1F0063DXH1A | L&T | 63A | 36kA | Nos. | None | Inventory | 63A FP 36kA DZ1 MCCB with O/C,S/C,E/F protection, Microprocessor based Release MTX2.0, Frame size DZ1-160D#, Ics=Icu=36kA@415V AC
6534 | 63A FP 50kA DZ1 MCCB with O/C,S/C protection, Thermal-Magnetic Release TMD, Frame size DZ1-160N, Ics=Icu=50kA@415V AC | MCCB | LV_Switchgear | DZ1F0063NXD1AOOOO | L&T | 63A | 50kA | Nos. | None | Inventory | 63A FP 50kA DZ1 MCCB with O/C,S/C protection, Thermal-Magnetic Release TMD, Frame size DZ1-160N, Ics=Icu=50kA@415V AC
6535 | 63A FP 50kA DZ1 MCCB with O/C,S/C protection, Microprocessor based Release MTX1.0, Frame size DZ1-160N#, Ics=Icu=50kA@415V AC | MCCB | LV_Switchgear | DZ1F0063NXF1AOOOO | L&T | 63A | 50kA | Nos. | None | Inventory | 63A FP 50kA DZ1 MCCB with O/C,S/C protection, Microprocessor based Release MTX1.0, Frame size DZ1-160N#, Ics=Icu=50kA@415V AC
6536 | 63A FP 50kA DZ1 MCCB with O/C,S/C,E/F protection, Microprocessor based Release MTX2.0, Frame size DZ1-160N#, Ics=Icu=50kA@415V AC | MCCB | LV_Switchgear | DZ1F0063NXH1A | L&T | 63A | 50kA | Nos. | None | Inventory | 63A FP 50kA DZ1 MCCB with O/C,S/C,E/F protection, Microprocessor based Release MTX2.0, Frame size DZ1-160N#, Ics=Icu=50kA@415V AC
6537 | 80A FP 36kA DZ1 MCCB with O/C,S/C protection, Thermal-Magnetic Release TMD, Frame size DZ1-160D, Ics=Icu=36kA@415V AC | MCCB | LV_Switchgear | DZ1F0080DXD1AOOOO | L&T | 80A | 36kA | Nos. | None | Inventory | 80A FP 36kA DZ1 MCCB with O/C,S/C protection, Thermal-Magnetic Release TMD, Frame size DZ1-160D, Ics=Icu=36kA@415V AC
6538 | 80A FP 50kA DZ1 MCCB with O/C,S/C protection, Thermal-Magnetic Release TMD, Frame size DZ1-160N, Ics=Icu=50kA@415V AC | MCCB | LV_Switchgear | DZ1F0080NXD1AOOOO | L&T | 80A | 50kA | Nos. | None | Inventory | 80A FP 50kA DZ1 MCCB with O/C,S/C protection, Thermal-Magnetic Release TMD, Frame size DZ1-160N, Ics=Icu=50kA@415V AC
6539 | 100A FP 36kA DZ1 MCCB with O/C,S/C protection, Thermal-Magnetic Release TMD, Frame size DZ1-160D, Ics=Icu=36kA@415V AC | MCCB | LV_Switchgear | DZ1F0100DXD1AOOOO | L&T | 100A | 36kA | Nos. | None | Inventory | 100A FP 36kA DZ1 MCCB with O/C,S/C protection, Thermal-Magnetic Release TMD, Frame size DZ1-160D, Ics=Icu=36kA@415V AC
6540 | 100A FP 36kA DZ1 MCCB with O/C,S/C protection, Microprocessor based Release MTX1.0, Frame size DZ1-160D#, Ics=Icu=36kA@415V AC | MCCB | LV_Switchgear | DZ1F0100DXF1AOOOO | L&T | 100A | 36kA | Nos. | None | Inventory | 100A FP 36kA DZ1 MCCB with O/C,S/C protection, Microprocessor based Release MTX1.0, Frame size DZ1-160D#, Ics=Icu=36kA@415V AC
6541 | 100A FP 36kA DZ1 MCCB with O/C,S/C,E/F protection, Microprocessor based Release MTX2.0, Frame size DZ1-160D#, Ics=Icu=36kA@415V AC | MCCB | LV_Switchgear | DZ1F0100DXH1A | L&T | 100A | 36kA | Nos. | None | Inventory | 100A FP 36kA DZ1 MCCB with O/C,S/C,E/F protection, Microprocessor based Release MTX2.0, Frame size DZ1-160D#, Ics=Icu=36kA@415V AC
6542 | 100A FP 50kA DZ1 MCCB with O/C,S/C protection, Thermal-Magnetic Release TMD, Frame size DZ1-160N, Ics=Icu=50kA@415V AC | MCCB | LV_Switchgear | DZ1F0100NXD1AOOOO | L&T | 100A | 50kA | Nos. | None | Inventory | 100A FP 50kA DZ1 MCCB with O/C,S/C protection, Thermal-Magnetic Release TMD, Frame size DZ1-160N, Ics=Icu=50kA@415V AC
6543 | 100A FP 50kA DZ1 MCCB with O/C,S/C protection, Microprocessor based Release MTX1.0, Frame size DZ1-160N#, Ics=Icu=50kA@415V AC | MCCB | LV_Switchgear | DZ1F0100NXF1AOOOO | L&T | 100A | 50kA | Nos. | None | Inventory | 100A FP 50kA DZ1 MCCB with O/C,S/C protection, Microprocessor based Release MTX1.0, Frame size DZ1-160N#, Ics=Icu=50kA@415V AC
6544 | 100A FP 50kA DZ1 MCCB with O/C,S/C,E/F protection, Microprocessor based Release MTX2.0, Frame size DZ1-160N#, Ics=Icu=50kA@415V AC | MCCB | LV_Switchgear | DZ1F0100NXH1A | L&T | 100A | 50kA | Nos. | None | Inventory | 100A FP 50kA DZ1 MCCB with O/C,S/C,E/F protection, Microprocessor based Release MTX2.0, Frame size DZ1-160N#, Ics=Icu=50kA@415V AC
6545 | 125A FP 36kA DZ1 MCCB with O/C,S/C protection, Thermal-Magnetic Release TMD, Frame size DZ1-160D, Ics=Icu=36kA@415V AC | MCCB | LV_Switchgear | DZ1F0125DXD1AOOOO | L&T | 125A | 36kA | Nos. | None | Inventory | 125A FP 36kA DZ1 MCCB with O/C,S/C protection, Thermal-Magnetic Release TMD, Frame size DZ1-160D, Ics=Icu=36kA@415V AC
6546 | 125A FP 50kA DZ1 MCCB with O/C,S/C protection, Thermal-Magnetic Release TMD, Frame size DZ1-160N, Ics=Icu=50kA@415V AC | MCCB | LV_Switchgear | DZ1F0125NXD1AOOOO | L&T | 125A | 50kA | Nos. | None | Inventory | 125A FP 50kA DZ1 MCCB with O/C,S/C protection, Thermal-Magnetic Release TMD, Frame size DZ1-160N, Ics=Icu=50kA@415V AC
6547 | 160A FP 36kA DZ1 MCCB with O/C,S/C protection, Thermal-Magnetic Release TMD, Frame size DZ1-160D, Ics=Icu=36kA@415V AC | MCCB | LV_Switchgear | DZ1F0160DXD1AOOOO | L&T | 160A | 36kA | Nos. | None | Inventory | 160A FP 36kA DZ1 MCCB with O/C,S/C protection, Thermal-Magnetic Release TMD, Frame size DZ1-160D, Ics=Icu=36kA@415V AC
6548 | 160A FP 36kA DZ1 MCCB with O/C,S/C protection, Microprocessor based Release MTX1.0, Frame size DZ1-160D#, Ics=Icu=36kA@415V AC | MCCB | LV_Switchgear | DZ1F0160DXF1AOOOO | L&T | 160A | 36kA | Nos. | None | Inventory | 160A FP 36kA DZ1 MCCB with O/C,S/C protection, Microprocessor based Release MTX1.0, Frame size DZ1-160D#, Ics=Icu=36kA@415V AC
6549 | 160A FP 36kA DZ1 MCCB with O/C,S/C,E/F protection, Microprocessor based Release MTX2.0, Frame size DZ1-160D#, Ics=Icu=36kA@415V AC | MCCB | LV_Switchgear | DZ1F0160DXH1A | L&T | 160A | 36kA | Nos. | None | Inventory | 160A FP 36kA DZ1 MCCB with O/C,S/C,E/F protection, Microprocessor based Release MTX2.0, Frame size DZ1-160D#, Ics=Icu=36kA@415V AC
6550 | 160A FP 50kA DZ1 MCCB with O/C,S/C protection, Thermal-Magnetic Release TMD, Frame size DZ1-160N, Ics=Icu=50kA@415V AC | MCCB | LV_Switchgear | DZ1F0160NXD1AOOOO | L&T | 160A | 50kA | Nos. | None | Inventory | 160A FP 50kA DZ1 MCCB with O/C,S/C protection, Thermal-Magnetic Release TMD, Frame size DZ1-160N, Ics=Icu=50kA@415V AC
6551 | 160A FP 50kA DZ1 MCCB with O/C,S/C protection, Microprocessor based Release MTX1.0, Frame size DZ1-160N#, Ics=Icu=50kA@415V AC | MCCB | LV_Switchgear | DZ1F0160NXF1AOOOO | L&T | 160A | 50kA | Nos. | None | Inventory | 160A FP 50kA DZ1 MCCB with O/C,S/C protection, Microprocessor based Release MTX1.0, Frame size DZ1-160N#, Ics=Icu=50kA@415V AC
6552 | 160A FP 50kA DZ1 MCCB with O/C,S/C,E/F protection, Microprocessor based Release MTX2.0, Frame size DZ1-160N#, Ics=Icu=50kA@415V AC | MCCB | LV_Switchgear | DZ1F0160NXH1A | L&T | 160A | 50kA | Nos. | None | Inventory | 160A FP 50kA DZ1 MCCB with O/C,S/C,E/F protection, Microprocessor based Release MTX2.0, Frame size DZ1-160N#, Ics=Icu=50kA@415V AC
6553 | 16A TP 36kA DZ1 MCCB with O/C,S/C protection, Thermal-Magnetic Release TMD, Frame size DZ1-160D, Ics=Icu=36kA@415V AC | MCCB | LV_Switchgear | DZ1T0016DXC1AOOOO | L&T | 16A | 36kA | Nos. | None | Inventory | 16A TP 36kA DZ1 MCCB with O/C,S/C protection, Thermal-Magnetic Release TMD, Frame size DZ1-160D, Ics=Icu=36kA@415V AC
6554 | 16A TP 50kA DZ1 MCCB with O/C,S/C protection, Thermal-Magnetic Release TMD, Frame size DZ1-160N, Ics=Icu=50kA@415V AC | MCCB | LV_Switchgear | DZ1T0016NXC1AOOOO | L&T | 16A | 50kA | Nos. | None | Inventory | 16A TP 50kA DZ1 MCCB with O/C,S/C protection, Thermal-Magnetic Release TMD, Frame size DZ1-160N, Ics=Icu=50kA@415V AC
6555 | 20A TP 36kA DZ1 MCCB with O/C,S/C protection, Thermal-Magnetic Release TMD, Frame size DZ1-160D, Ics=Icu=36kA@415V AC | MCCB | LV_Switchgear | DZ1T0020DXC1AOOOO | L&T | 20A | 36kA | Nos. | None | Inventory | 20A TP 36kA DZ1 MCCB with O/C,S/C protection, Thermal-Magnetic Release TMD, Frame size DZ1-160D, Ics=Icu=36kA@415V AC
6556 | 20A TP 50kA DZ1 MCCB with O/C,S/C protection, Thermal-Magnetic Release TMD, Frame size DZ1-160N, Ics=Icu=50kA@415V AC | MCCB | LV_Switchgear | DZ1T0020NXC1AOOOO | L&T | 20A | 50kA | Nos. | None | Inventory | 20A TP 50kA DZ1 MCCB with O/C,S/C protection, Thermal-Magnetic Release TMD, Frame size DZ1-160N, Ics=Icu=50kA@415V AC
6557 | 25A TP 36kA DZ1 MCCB with O/C,S/C protection, Thermal-Magnetic Release TMD, Frame size DZ1-160D, Ics=Icu=36kA@415V AC | MCCB | LV_Switchgear | DZ1T0025DXC1AOOOO | L&T | 25A | 36kA | Nos. | None | Inventory | 25A TP 36kA DZ1 MCCB with O/C,S/C protection, Thermal-Magnetic Release TMD, Frame size DZ1-160D, Ics=Icu=36kA@415V AC
6558 | 25A TP 50kA DZ1 MCCB with O/C,S/C protection, Thermal-Magnetic Release TMD, Frame size DZ1-160N, Ics=Icu=50kA@415V AC | MCCB | LV_Switchgear | DZ1T0025NXC1AOOOO | L&T | 25A | 50kA | Nos. | None | Inventory | 25A TP 50kA DZ1 MCCB with O/C,S/C protection, Thermal-Magnetic Release TMD, Frame size DZ1-160N, Ics=Icu=50kA@415V AC
6559 | 32A TP 36kA DZ1 MCCB with O/C,S/C protection, Thermal-Magnetic Release TMD, Frame size DZ1-160D, Ics=Icu=36kA@415V AC | MCCB | LV_Switchgear | DZ1T0032DXC1AOOOO | L&T | 32A | 36kA | Nos. | None | Inventory | 32A TP 36kA DZ1 MCCB with O/C,S/C protection, Thermal-Magnetic Release TMD, Frame size DZ1-160D, Ics=Icu=36kA@415V AC
6560 | 32A TP 50kA DZ1 MCCB with O/C,S/C protection, Thermal-Magnetic Release TMD, Frame size DZ1-160N, Ics=Icu=50kA@415V AC | MCCB | LV_Switchgear | DZ1T0032NXC1AOOOO | L&T | 32A | 50kA | Nos. | None | Inventory | 32A TP 50kA DZ1 MCCB with O/C,S/C protection, Thermal-Magnetic Release TMD, Frame size DZ1-160N, Ics=Icu=50kA@415V AC
6561 | 40A TP 36kA DZ1 MCCB with O/C,S/C protection, Thermal-Magnetic Release TMD, Frame size DZ1-160D, Ics=Icu=36kA@415V AC | MCCB | LV_Switchgear | DZ1T0040DXC1AOOOO | L&T | 40A | 36kA | Nos. | None | Inventory | 40A TP 36kA DZ1 MCCB with O/C,S/C protection, Thermal-Magnetic Release TMD, Frame size DZ1-160D, Ics=Icu=36kA@415V AC
6562 | 40A TP 36kA DZ1 MCCB with O/C,S/C protection, Microprocessor based Release MTX1.0, Frame size DZ1-160D#, Ics=Icu=36kA@415V AC | MCCB | LV_Switchgear | DZ1T0040DXF1AOOOO | L&T | 40A | 36kA | Nos. | None | Inventory | 40A TP 36kA DZ1 MCCB with O/C,S/C protection, Microprocessor based Release MTX1.0, Frame size DZ1-160D#, Ics=Icu=36kA@415V AC
6563 | 40A TP 36kA DZ1 MCCB with O/C,S/C,E/F protection, Microprocessor based Release MTX2.0, Frame size DZ1-160D#, Ics=Icu=36kA@415V AC | MCCB | LV_Switchgear | DZ1T0040DXH1A | L&T | 40A | 36kA | Nos. | None | Inventory | 40A TP 36kA DZ1 MCCB with O/C,S/C,E/F protection, Microprocessor based Release MTX2.0, Frame size DZ1-160D#, Ics=Icu=36kA@415V AC
6564 | 40A TP 50kA DZ1 MCCB with O/C,S/C protection, Thermal-Magnetic Release TMD, Frame size DZ1-160N, Ics=Icu=50kA@415V AC | MCCB | LV_Switchgear | DZ1T0040NXC1AOOOO | L&T | 40A | 50kA | Nos. | None | Inventory | 40A TP 50kA DZ1 MCCB with O/C,S/C protection, Thermal-Magnetic Release TMD, Frame size DZ1-160N, Ics=Icu=50kA@415V AC
6565 | 40A TP 50kA DZ1 MCCB with O/C,S/C protection, Microprocessor based Release MTX1.0, Frame size DZ1-160N#, Ics=Icu=50kA@415V AC | MCCB | LV_Switchgear | DZ1T0040NXF1AOOOO | L&T | 40A | 50kA | Nos. | None | Inventory | 40A TP 50kA DZ1 MCCB with O/C,S/C protection, Microprocessor based Release MTX1.0, Frame size DZ1-160N#, Ics=Icu=50kA@415V AC
6566 | 40A TP 50kA DZ1 MCCB with O/C,S/C,E/F protection, Microprocessor based Release MTX2.0, Frame size DZ1-160N#, Ics=Icu=50kA@415V AC | MCCB | LV_Switchgear | DZ1T0040NXH1A | L&T | 40A | 50kA | Nos. | None | Inventory | 40A TP 50kA DZ1 MCCB with O/C,S/C,E/F protection, Microprocessor based Release MTX2.0, Frame size DZ1-160N#, Ics=Icu=50kA@415V AC
6567 | 50A TP 36kA DZ1 MCCB with O/C,S/C protection, Thermal-Magnetic Release TMD, Frame size DZ1-160D, Ics=Icu=36kA@415V AC | MCCB | LV_Switchgear | DZ1T0050DXC1AOOOO | L&T | 50A | 36kA | Nos. | None | Inventory | 50A TP 36kA DZ1 MCCB with O/C,S/C protection, Thermal-Magnetic Release TMD, Frame size DZ1-160D, Ics=Icu=36kA@415V AC
6568 | 50A TP 50kA DZ1 MCCB with O/C,S/C protection, Thermal-Magnetic Release TMD, Frame size DZ1-160N, Ics=Icu=50kA@415V AC | MCCB | LV_Switchgear | DZ1T0050NXC1AOOOO | L&T | 50A | 50kA | Nos. | None | Inventory | 50A TP 50kA DZ1 MCCB with O/C,S/C protection, Thermal-Magnetic Release TMD, Frame size DZ1-160N, Ics=Icu=50kA@415V AC
6569 | 63A TP 36kA DZ1 MCCB with O/C,S/C protection, Thermal-Magnetic Release TMD, Frame size DZ1-160D, Ics=Icu=36kA@415V AC | MCCB | LV_Switchgear | DZ1T0063DXD1AOOOO | L&T | 63A | 36kA | Nos. | None | Inventory | 63A TP 36kA DZ1 MCCB with O/C,S/C protection, Thermal-Magnetic Release TMD, Frame size DZ1-160D, Ics=Icu=36kA@415V AC
6570 | 63A TP 36kA DZ1 MCCB with O/C,S/C protection, Microprocessor based Release MTX1.0, Frame size DZ1-160D#, Ics=Icu=36kA@415V AC | MCCB | LV_Switchgear | DZ1T0063DXF1AOOOO | L&T | 63A | 36kA | Nos. | None | Inventory | 63A TP 36kA DZ1 MCCB with O/C,S/C protection, Microprocessor based Release MTX1.0, Frame size DZ1-160D#, Ics=Icu=36kA@415V AC
6571 | 63A TP 36kA DZ1 MCCB with O/C,S/C,E/F protection, Microprocessor based Release MTX2.0, Frame size DZ1-160D#, Ics=Icu=36kA@415V AC | MCCB | LV_Switchgear | DZ1T0063DXH1A | L&T | 63A | 36kA | Nos. | None | Inventory | 63A TP 36kA DZ1 MCCB with O/C,S/C,E/F protection, Microprocessor based Release MTX2.0, Frame size DZ1-160D#, Ics=Icu=36kA@415V AC
6572 | 63A TP 50kA DZ1 MCCB with O/C,S/C protection, Thermal-Magnetic Release TMD, Frame size DZ1-160N, Ics=Icu=50kA@415V AC | MCCB | LV_Switchgear | DZ1T0063NXD1AOOOO | L&T | 63A | 50kA | Nos. | None | Inventory | 63A TP 50kA DZ1 MCCB with O/C,S/C protection, Thermal-Magnetic Release TMD, Frame size DZ1-160N, Ics=Icu=50kA@415V AC
6573 | 63A TP 50kA DZ1 MCCB with O/C,S/C protection, Microprocessor based Release MTX1.0, Frame size DZ1-160N#, Ics=Icu=50kA@415V AC | MCCB | LV_Switchgear | DZ1T0063NXF1AOOOO | L&T | 63A | 50kA | Nos. | None | Inventory | 63A TP 50kA DZ1 MCCB with O/C,S/C protection, Microprocessor based Release MTX1.0, Frame size DZ1-160N#, Ics=Icu=50kA@415V AC
6574 | 63A TP 50kA DZ1 MCCB with O/C,S/C,E/F protection, Microprocessor based Release MTX2.0, Frame size DZ1-160N#, Ics=Icu=50kA@415V AC | MCCB | LV_Switchgear | DZ1T0063NXH1A | L&T | 63A | 50kA | Nos. | None | Inventory | 63A TP 50kA DZ1 MCCB with O/C,S/C,E/F protection, Microprocessor based Release MTX2.0, Frame size DZ1-160N#, Ics=Icu=50kA@415V AC
6575 | 80A TP 36kA DZ1 MCCB with O/C,S/C protection, Thermal-Magnetic Release TMD, Frame size DZ1-160D, Ics=Icu=36kA@415V AC | MCCB | LV_Switchgear | DZ1T0080DXD1AOOOO | L&T | 80A | 36kA | Nos. | None | Inventory | 80A TP 36kA DZ1 MCCB with O/C,S/C protection, Thermal-Magnetic Release TMD, Frame size DZ1-160D, Ics=Icu=36kA@415V AC
6576 | 80A TP 50kA DZ1 MCCB with O/C,S/C protection, Thermal-Magnetic Release TMD, Frame size DZ1-160N, Ics=Icu=50kA@415V AC | MCCB | LV_Switchgear | DZ1T0080NXD1AOOOO | L&T | 80A | 50kA | Nos. | None | Inventory | 80A TP 50kA DZ1 MCCB with O/C,S/C protection, Thermal-Magnetic Release TMD, Frame size DZ1-160N, Ics=Icu=50kA@415V AC
6577 | 100A TP 36kA DZ1 MCCB with O/C,S/C protection, Thermal-Magnetic Release TMD, Frame size DZ1-160D, Ics=Icu=36kA@415V AC | MCCB | LV_Switchgear | DZ1T0100DXD1AOOOO | L&T | 100A | 36kA | Nos. | None | Inventory | 100A TP 36kA DZ1 MCCB with O/C,S/C protection, Thermal-Magnetic Release TMD, Frame size DZ1-160D, Ics=Icu=36kA@415V AC
6578 | 100A TP 36kA DZ1 MCCB with O/C,S/C protection, Microprocessor based Release MTX1.0, Frame size DZ1-160D#, Ics=Icu=36kA@415V AC | MCCB | LV_Switchgear | DZ1T0100DXF1AOOOO | L&T | 100A | 36kA | Nos. | None | Inventory | 100A TP 36kA DZ1 MCCB with O/C,S/C protection, Microprocessor based Release MTX1.0, Frame size DZ1-160D#, Ics=Icu=36kA@415V AC
6579 | 100A TP 36kA DZ1 MCCB with O/C,S/C,E/F protection, Microprocessor based Release MTX2.0, Frame size DZ1-160D#, Ics=Icu=36kA@415V AC | MCCB | LV_Switchgear | DZ1T0100DXH1A | L&T | 100A | 36kA | Nos. | None | Inventory | 100A TP 36kA DZ1 MCCB with O/C,S/C,E/F protection, Microprocessor based Release MTX2.0, Frame size DZ1-160D#, Ics=Icu=36kA@415V AC
6580 | 100A TP 50kA DZ1 MCCB with O/C,S/C protection, Thermal-Magnetic Release TMD, Frame size DZ1-160N, Ics=Icu=50kA@415V AC | MCCB | LV_Switchgear | DZ1T0100NXD1AOOOO | L&T | 100A | 50kA | Nos. | None | Inventory | 100A TP 50kA DZ1 MCCB with O/C,S/C protection, Thermal-Magnetic Release TMD, Frame size DZ1-160N, Ics=Icu=50kA@415V AC
6581 | 100A TP 50kA DZ1 MCCB with O/C,S/C protection, Microprocessor based Release MTX1.0, Frame size DZ1-160N#, Ics=Icu=50kA@415V AC | MCCB | LV_Switchgear | DZ1T0100NXF1AOOOO | L&T | 100A | 50kA | Nos. | None | Inventory | 100A TP 50kA DZ1 MCCB with O/C,S/C protection, Microprocessor based Release MTX1.0, Frame size DZ1-160N#, Ics=Icu=50kA@415V AC
6582 | 100A TP 50kA DZ1 MCCB with O/C,S/C,E/F protection, Microprocessor based Release MTX2.0, Frame size DZ1-160N#, Ics=Icu=50kA@415V AC | MCCB | LV_Switchgear | DZ1T0100NXH1A | L&T | 100A | 50kA | Nos. | None | Inventory | 100A TP 50kA DZ1 MCCB with O/C,S/C,E/F protection, Microprocessor based Release MTX2.0, Frame size DZ1-160N#, Ics=Icu=50kA@415V AC
6583 | 125A TP 36kA DZ1 MCCB with O/C,S/C protection, Thermal-Magnetic Release TMD, Frame size DZ1-160D, Ics=Icu=36kA@415V AC | MCCB | LV_Switchgear | DZ1T0125DXD1AOOOO | L&T | 125A | 36kA | Nos. | None | Inventory | 125A TP 36kA DZ1 MCCB with O/C,S/C protection, Thermal-Magnetic Release TMD, Frame size DZ1-160D, Ics=Icu=36kA@415V AC
6584 | 125A TP 50kA DZ1 MCCB with O/C,S/C protection, Thermal-Magnetic Release TMD, Frame size DZ1-160N, Ics=Icu=50kA@415V AC | MCCB | LV_Switchgear | DZ1T0125NXD1AOOOO | L&T | 125A | 50kA | Nos. | None | Inventory | 125A TP 50kA DZ1 MCCB with O/C,S/C protection, Thermal-Magnetic Release TMD, Frame size DZ1-160N, Ics=Icu=50kA@415V AC
6585 | 160A TP 36kA DZ1 MCCB with O/C,S/C protection, Thermal-Magnetic Release TMD, Frame size DZ1-160D, Ics=Icu=36kA@415V AC | MCCB | LV_Switchgear | DZ1T0160DXD1AOOOO | L&T | 160A | 36kA | Nos. | None | Inventory | 160A TP 36kA DZ1 MCCB with O/C,S/C protection, Thermal-Magnetic Release TMD, Frame size DZ1-160D, Ics=Icu=36kA@415V AC
6586 | 160A TP 36kA DZ1 MCCB with O/C,S/C protection, Microprocessor based Release MTX1.0, Frame size DZ1-160D#, Ics=Icu=36kA@415V AC | MCCB | LV_Switchgear | DZ1T0160DXF1AOOOO | L&T | 160A | 36kA | Nos. | None | Inventory | 160A TP 36kA DZ1 MCCB with O/C,S/C protection, Microprocessor based Release MTX1.0, Frame size DZ1-160D#, Ics=Icu=36kA@415V AC
6587 | 160A TP 36kA DZ1 MCCB with O/C,S/C,E/F protection, Microprocessor based Release MTX2.0, Frame size DZ1-160D#, Ics=Icu=36kA@415V AC | MCCB | LV_Switchgear | DZ1T0160DXH1A | L&T | 160A | 36kA | Nos. | None | Inventory | 160A TP 36kA DZ1 MCCB with O/C,S/C,E/F protection, Microprocessor based Release MTX2.0, Frame size DZ1-160D#, Ics=Icu=36kA@415V AC
6588 | 160A TP 50kA DZ1 MCCB with O/C,S/C protection, Thermal-Magnetic Release TMD, Frame size DZ1-160N, Ics=Icu=50kA@415V AC | MCCB | LV_Switchgear | DZ1T0160NXD1AOOOO | L&T | 160A | 50kA | Nos. | None | Inventory | 160A TP 50kA DZ1 MCCB with O/C,S/C protection, Thermal-Magnetic Release TMD, Frame size DZ1-160N, Ics=Icu=50kA@415V AC
6589 | 160A TP 50kA DZ1 MCCB with O/C,S/C protection, Microprocessor based Release MTX1.0, Frame size DZ1-160N#, Ics=Icu=50kA@415V AC | MCCB | LV_Switchgear | DZ1T0160NXF1AOOOO | L&T | 160A | 50kA | Nos. | None | Inventory | 160A TP 50kA DZ1 MCCB with O/C,S/C protection, Microprocessor based Release MTX1.0, Frame size DZ1-160N#, Ics=Icu=50kA@415V AC
6590 | 160A TP 50kA DZ1 MCCB with O/C,S/C,E/F protection, Microprocessor based Release MTX2.0, Frame size DZ1-160N#, Ics=Icu=50kA@415V AC | MCCB | LV_Switchgear | DZ1T0160NXH1A | L&T | 160A | 50kA | Nos. | None | Inventory | 160A TP 50kA DZ1 MCCB with O/C,S/C,E/F protection, Microprocessor based Release MTX2.0, Frame size DZ1-160N#, Ics=Icu=50kA@415V AC
6591 | 125A TP 36kA DZ6 MCCB with O/C,S/C protection, Microprocessor based Release iTRP-1, Frame size DZ6-400Y, Icu=36kA, Ics=30kA@800V AC | MCCB | LV_Switchgear | DZ6T0125YXF1AOOOO | L&T | 125A | 36kA | Nos. |  | Inventory | 125A TP 36kA DZ6 MCCB with O/C,S/C protection, Microprocessor based Release iTRP-1, Frame size DZ6-400Y, Icu=36kA, Ics=30kA@800V AC
6592 | 125A,3P Icu=50 kA Ics=40 kA MP itrp 1 800Vac, insulation voltage 1250V,DZ6 Z MCCB | MCCB | LV_Switchgear | DZ6T0125Z8F1AOOOO | L&T | 250A | - | Nos. |  | Inventory | 125A,3P Icu=50 kA Ics=40 kA MP itrp 1 800Vac, insulation voltage 1250V,DZ6 Z MCCB
6593 | 160A, TP MCCB 36kA MCCB, Thermal magnetic type , 690V (ACDZ6 L MCCB 160A 3P Icu=50 kA Ics=50 kA MP itrp 1 690Vac, (min setting 40A)) | MCCB | LV_Switchgear | DZ6T0160LXF1AOOOO | L&T | 160A | 36kA | Nos. |  | Inventory | 160A, TP MCCB 36kA MCCB, Thermal magnetic type , 690V (ACDZ6 L MCCB 160A 3P Icu=50 kA Ics=50 kA MP itrp 1 690Vac, (min setting 40A))
6594 | 160A TP 36kA DZ6 MCCB with O/C,S/C protection, Microprocessor based Release iTRP-1, Frame size DZ6-400Y, Icu=36kA, Ics=30kA@800V AC | MCCB | LV_Switchgear | DZ6T0160YXF1AOOOO | L&T | 160A | 36kA | Nos. |  | Inventory | 160A TP 36kA DZ6 MCCB with O/C,S/C protection, Microprocessor based Release iTRP-1, Frame size DZ6-400Y, Icu=36kA, Ics=30kA@800V AC
6595 | DZ6 Y MCCB 200A 3P Icu=36 kA Ics=30 kA MP itrp1 800Vac, insulation voltage 1250V LS/I | MCCB | LV_Switchgear | DZ6T0200YXF1AOOOO | L&T | 200A | 36kA | Nos. |  | Inventory | DZ6 Y MCCB 200A 3P Icu=36 kA Ics=30 kA MP itrp1 800Vac, insulation voltage 1250V LS/I
6596 | 200A TP 36kA DZ6 MCCB with O/C,S/C,E/F protection, LSIG, itrp3, Icu=36kA, Ics=30kA@800V AC | MCCB | LV_Switchgear | DZ6T0200YXH1AOOOO | L&T | 200A | 36kA | Nos. |  | Inventory | 200A TP 36kA DZ6 MCCB with O/C,S/C,E/F protection, LSIG, itrp3, Icu=36kA, Ics=30kA@800V AC
6597 | 200A 3P Icu=50 kA Ics=40 kA MP itrp3 800Vac,DZ6 Z MCCB , insulation voltage 1250V (Minimum Setting 40A) | MCCB | LV_Switchgear | DZ6T0200Z8H1AOOOO | L&T | 200A | - | Nos. |  | Inventory | 200A 3P Icu=50 kA Ics=40 kA MP itrp3 800Vac,DZ6 Z MCCB , insulation voltage 1250V (Minimum Setting 40A)
6598 | 250A TP 36kA DZ6 MCCB with O/C,S/C protection, Thermal-Magnetic Release TM, Frame size DZ6-400Y, Icu=36kA, Ics=30kA@800V AC | MCCB | LV_Switchgear | DZ6T0250YXD1AOOOO | L&T | 250A | 36kA | Nos. |  | Inventory | 250A TP 36kA DZ6 MCCB with O/C,S/C protection, Thermal-Magnetic Release TM, Frame size DZ6-400Y, Icu=36kA, Ics=30kA@800V AC
6599 | 250A TP 36kA DZ6 MCCB with O/C,S/C protection, iTrip 3 Release MP, Frame size DZ6-400Y, Icu=36kA, Ics=30kA@800V AC | MCCB | LV_Switchgear | DZ6T0250YXH1AOOOO | L&T | 250A | 36kA | Nos. |  | Inventory | 250A TP 36kA DZ6 MCCB with O/C,S/C protection, iTrip 3 Release MP, Frame size DZ6-400Y, Icu=36kA, Ics=30kA@800V AC
6600 | DZ6 Z MCCB 250A 3P TM Icu = 50kA , Ics = 40kA 800V, insulation voltage 1250V | MCCB | LV_Switchgear | DZ6T0250Z8D1AOOOO | L&T | 250A | 50kA | Nos. |  | Inventory | DZ6 Z MCCB 250A 3P TM Icu = 50kA , Ics = 40kA 800V, insulation voltage 1250V
6601 | 250A 3P Icu=50 kA Ics=40 kA MP itrp3 800Vac,DZ6 Z MCCB, insulation voltage 1250V | MCCB | LV_Switchgear | DZ6T0250Z8H1AOOOO | L&T | 250A | - | Nos. |  | Inventory | 250A 3P Icu=50 kA Ics=40 kA MP itrp3 800Vac,DZ6 Z MCCB, insulation voltage 1250V
6602 | 320A TP Icu=36 kA Ics=30 kA TM DZ6 Y MCCB 800Vac, insulation voltage 1250V | MCCB | LV_Switchgear | DZ6T0320YXD1AOOOO | L&T | 320A | 36kA | Nos. |  | Inventory | 320A TP Icu=36 kA Ics=30 kA TM DZ6 Y MCCB 800Vac, insulation voltage 1250V
6603 | 320A TP Icu=36 kA Ics=30 kA TM, iTrip 1, Release MP, Frame size DZ6-400Y, @800V AC insulation voltage 1250V | MCCB | LV_Switchgear | DZ6T0320YXF1AOOOO | L&T | 320A | 36kA | Nos. |  | Inventory | 320A TP Icu=36 kA Ics=30 kA TM, iTrip 1, Release MP, Frame size DZ6-400Y, @800V AC insulation voltage 1250V
6604 | 320A TP 36kA DZ6 MCCB with O/C,S/C,E/F protection, LSIG, itrp3, Icu=36kA, Ics=30kA@800V AC | MCCB | LV_Switchgear | DZ6T0320YXH1AOOOO | L&T | 320A | 36kA | Nos. |  | Inventory | 320A TP 36kA DZ6 MCCB with O/C,S/C,E/F protection, LSIG, itrp3, Icu=36kA, Ics=30kA@800V AC
6605 | 400A TP 36kA DZ6 MCCB with O/C,S/C,E/F protection, LSIG, itrp3, Icu=36kA, Ics=30kA@800V AC | MCCB | LV_Switchgear | DZ6T0400YXH1AOOOO | L&T | 400A | 36kA | Nos. |  | Inventory | 400A TP 36kA DZ6 MCCB with O/C,S/C,E/F protection, LSIG, itrp3, Icu=36kA, Ics=30kA@800V AC
6606 | DZ6 Z MCCB 400A 3P TM Icu = 50kA , Ics = 40kA 800V, insulation voltage 1250V | MCCB | LV_Switchgear | DZ6T0400Z8D1AOOOO | L&T | 400A | 50kA | Nos. |  | Inventory | DZ6 Z MCCB 400A 3P TM Icu = 50kA , Ics = 40kA 800V, insulation voltage 1250V
6607 | DZ7 Z MCCB 500A 3P Icu=50 kA Ics=50 kA MP itrp1 800Vac, insulation voltage 1250V | MCCB | LV_Switchgear | DZ7T0500ZXF1AOOOO | L&T | 500A | 50kA | Nos. |  | Inventory | DZ7 Z MCCB 500A 3P Icu=50 kA Ics=50 kA MP itrp1 800Vac, insulation voltage 1250V
6608 | 630A TP 50kA DZ7 MCCB with O/C,S/C,E/F protection, Microprocessor based Release iTRP-3, Frame size DZ7-Z, Icu=50kA, Ics=50kA@800V AC | MCCB | LV_Switchgear | DZ7T0500ZXH1AOOOO | L&T | 630A | 50kA | Nos. |  | Inventory | 630A TP 50kA DZ7 MCCB with O/C,S/C,E/F protection, Microprocessor based Release iTRP-3, Frame size DZ7-Z, Icu=50kA, Ics=50kA@800V AC
6609 | 630A TP 36kA DZ7 MCCB with O/C,S/C,E/F protection, Microprocessor based Release iTRP-3, Frame size DZ7-630Y, Icu=36kA, Ics=30kA@800V AC | MCCB | LV_Switchgear | DZ7T0630YXH1AOOOO | L&T | 630A | 36kA | Nos. |  | Inventory | 630A TP 36kA DZ7 MCCB with O/C,S/C,E/F protection, Microprocessor based Release iTRP-3, Frame size DZ7-630Y, Icu=36kA, Ics=30kA@800V AC
6610 | DZ7 Z MCCB 630A 3P Icu=50 kA Ics=50 kA MP itrp 1 800Vac, insulation voltage 1250V | MCCB | LV_Switchgear | DZ7T0630ZXF1AOOOO | L&T | 630A | 50kA | Nos. |  | Inventory | DZ7 Z MCCB 630A 3P Icu=50 kA Ics=50 kA MP itrp 1 800Vac, insulation voltage 1250V
6611 | 630A 3P 100kA Itrp3 DZ7-800Z dsine MCCB | MCCB | LV_Switchgear | DZ7T0630ZXH1AOOOO | L&T | 630A | 100kA | Nos. |  | Inventory | 630A 3P 100kA Itrp3 DZ7-800Z dsine MCCB
6612 | 800A TP 36kA DZ7 MCCB with O/C,S/C,E/F protection, Microprocessor based release iTRP-3, Frame size DZ7-800Y, Icu=36kA, Ics=30kA@800VAC | MCCB | LV_Switchgear | DZ7T0800YXH1AOOOO | L&T | 800A | 36kA | Nos. |  | Inventory | 800A TP 36kA DZ7 MCCB with O/C,S/C,E/F protection, Microprocessor based release iTRP-3, Frame size DZ7-800Y, Icu=36kA, Ics=30kA@800VAC
6613 | 800A TP 36kA DZ7 MCCB with O/C,S/C,E/F protection, Microprocessor based release iTRP-3,Frame size DZ7-800Y, Icu=36kA Ics=30kA@800VAC | MCCB | LV_Switchgear | DZ7T0800ZXH1AOOOO | L&T | 800A | 36kA | Nos. |  | Inventory | 800A TP 36kA DZ7 MCCB with O/C,S/C,E/F protection, Microprocessor based release iTRP-3,Frame size DZ7-800Y, Icu=36kA Ics=30kA@800VAC
6614 | 1.5SQ MM RING-E5 LUG | LUG | WIRE & ACCESSORIES | E5-1.5SQ.MM-RING-LUG | REPUTED | _ | NA | Nos |  | Inventory | 1.5SQ MM RING-E5 LUG
6703 | 22KV PT, PTR - 20KV/RT3/110/RT3/110/RT3-110V/3, CORE: 1 100VA/CL 1.0, CORE: 2 50VA/CL 3P, VF - 1.2 Count & 1.9 FOR 8 HRS., FIXED TYPE, DRAWING NO - E4-288/3 , Rev. : 02, ECS22C | PT | SWITCHGEAR | EC-PT-20-2C-100/1.0-50/3P-F | ECS | 20 | NA | Nos | None | Inventory | 22KV PT, PTR - 20KV/RT3/110/RT3/110/RT3-110V/3, CORE: 1 100VA/CL 1.0, CORE: 2 50VA/CL 3P, VF - 1.2 Count & 1.9 FOR 8 HRS., FIXED TYPE, DRAWING NO - E4-288/3 , Rev. : 02, ECS22C
6616 | EAR PLUG | Welding ACC | ACCESSORIES | EAR PLUG | REPUTED | _ | NA | Nos | None | Inventory | EAR PLUG
6617 | Earth tag for cable Gland | GLAND | WIRE & ACCESSORIES | EARTH TAG 1 1/2 | REPUTED | _ | NA | Nos | None | Inventory | Earth tag for cable Gland
6618 | Earth tag for cable Gland 2 1/2 | GLAND | WIRE & ACCESSORIES | EARTH TAG 2 1/2 | REPUTED | _ | NA | Nos | None | Inventory | Earth tag for cable Gland 2 1/2
6619 | EARTHING-CONTACT-FOR PT TROLLY | BROUGHTOUT | ACCESSORIES | EARTHING-CONTACT | ABB | - | - | Nos |  | Inventory | EARTHING-CONTACT-FOR PT TROLLY
6620 | GI Earthing patti Installation Work ( Only Labour ) Installation , Testing and commisioning of G I patti enclosed 50mm x 6 mm from eath pit to end location mention from client with proper clamping , Nut bolting , Jointing & Fabrication . | LABOUR | ACCESSORIES | EARTHING-INSTALLATION | REPUTED | _ | NA | RFT |  | Non Inventory | GI Earthing patti Installation Work ( Only Labour ) Installation , Testing and commisioning of G I patti enclosed 50mm x 6 mm from eath pit to end location mention from client with proper clamping , Nut bolting , Jointing & Fabrication .
6704 | PT - 20KV PT, PTR - 20KV/RT3/110/RT3/110/RT3/110V/3, CORE: 1 50VA/CL 0.2, CORE: 2 50VA/CL 0.5, CORE: 3 50VA/CL 3P. VF - 1.5 Count & 1.9 FOR 8 HRS., FIXED TYPE, DRAWING NO - E4-288/3 , Rev. : 02, ECS22C | PT | SWITCHGEAR | EC-PT-20-3C-50/0.2-50/0.5-50/3P-F | ECS | 20 | NA | Nos | None | Inventory | PT - 20KV PT, PTR - 20KV/RT3/110/RT3/110/RT3/110V/3, CORE: 1 50VA/CL 0.2, CORE: 2 50VA/CL 0.5, CORE: 3 50VA/CL 3P. VF - 1.5 Count & 1.9 FOR 8 HRS., FIXED TYPE, DRAWING NO - E4-288/3 , Rev. : 02, ECS22C
6705 | PT - 20KV PT, PTR - 20KV/RT3/110/RT3/110/RT3/110V/3, CORE: 1 50VA/CL 0.5, CORE: 2 50VA/CL 3P, CORE: 3 50VA/CL 3P. VF - 1.5 Count & 1.9 FOR 8 HRS., FIXED TYPE, DRAWING NO - E4-288/3 , Rev. : 02, ECS22C | PT | SWITCHGEAR | EC-PT-20-3C-50/0.5-50/3P-50/3P-F | ECS | 20 | NA | Nos | None | Inventory | PT - 20KV PT, PTR - 20KV/RT3/110/RT3/110/RT3/110V/3, CORE: 1 50VA/CL 0.5, CORE: 2 50VA/CL 3P, CORE: 3 50VA/CL 3P. VF - 1.5 Count & 1.9 FOR 8 HRS., FIXED TYPE, DRAWING NO - E4-288/3 , Rev. : 02, ECS22C
6706 | PT -22KV CAST RESIN POTENTIAL TRANSFORMER RATIO:22KV/RT3/110V/RT3/110/RT3-110V/3; CORE1: 100VA ;CL 0.5, CORE2:100VA;CL 3P, DRAWAOUT TYPE, VOLTAGE FACTOR 1.2 CONTINUOUS & 1.9 FOR 8 HOURS | PT | SWITCHGEAR | EC-PT-22-2C-100/0.5-100/3P | ECS | - | - | Nos. |  | Inventory | PT -22KV CAST RESIN POTENTIAL TRANSFORMER RATIO:22KV/RT3/110V/RT3/110/RT3-110V/3; CORE1: 100VA ;CL 0.5, CORE2:100VA;CL 3P, DRAWAOUT TYPE, VOLTAGE FACTOR 1.2 CONTINUOUS & 1.9 FOR 8 HOURS
6707 | 22KV PT, PTR - 22KV/RT3/110/RT3/110/RT3-110V/3, CORE: 1 100VA/CL 1, CORE: 2 30VA/CL 3P, VF - 1.2 Count & 1.9 FOR 8 HRS., FIXED TYPE, | PT | SWITCHGEAR | EC-PT-22-2C-100/1-30/3P-F | ECS | 22 | NA | Nos | None | Inventory | 22KV PT, PTR - 22KV/RT3/110/RT3/110/RT3-110V/3, CORE: 1 100VA/CL 1, CORE: 2 30VA/CL 3P, VF - 1.2 Count & 1.9 FOR 8 HRS., FIXED TYPE,
6708 | - PT -22KV CAST RESIN POTENTIAL TRANSFORMER RATIO:22KV/RT3/110V/RT3/110/RT3-110V/3; CORE1: 100VA ;CL 1.0, CORE2:50VA;CL 3P, FIXED TYPE, VOLTAGE FACTOR 1.2 CONTINUOUS & 1.9 FOR 8 HOURS. | PT | SWITCHGEAR | EC-PT-22-2C-100/1.0-50/3P-F | ECS | - | - | Nos. |  | Inventory | - PT -22KV CAST RESIN POTENTIAL TRANSFORMER RATIO:22KV/RT3/110V/RT3/110/RT3-110V/3; CORE1: 100VA ;CL 1.0, CORE2:50VA;CL 3P, FIXED TYPE, VOLTAGE FACTOR 1.2 CONTINUOUS & 1.9 FOR 8 HOURS.
6709 | 22kV CAST RESIN POTENTIAL TRANSFORMER RATIO : 22kV/RT3/110V/RT3/110V/RT3-110V/3, CORE 1 : 30VA, CLASS : 0.2, CORE 2 : 30VA, CLASS : 3P, VF 1.2 Cont. & 1.9 FOR 8 HOURS, FIXED TYPE. | PT | SWITCHGEAR | EC-PT-22-2C-30/0.2-30/3P-F | ECS | _ | NA | Nos |  | Inventory | 22kV CAST RESIN POTENTIAL TRANSFORMER RATIO : 22kV/RT3/110V/RT3/110V/RT3-110V/3, CORE 1 : 30VA, CLASS : 0.2, CORE 2 : 30VA, CLASS : 3P, VF 1.2 Cont. & 1.9 FOR 8 HOURS, FIXED TYPE.
6710 | 22KV PT, PTR - 22KV/RT3/110/RT3/110/RT3-110V/3, CORE: 1 30VA/CL 0.5, CORE: 2 30VA/CL 3P, VF - 1.2 Count & 1.9 FOR 8 HRS., FIXED TYPE, DRAWING NO - E4-288/3 , Rev. : 02, ECS22C | PT | SWITCHGEAR | EC-PT-22-2C-30/0.5-30/3P-F | ECS | 22 | NA | Nos | None | Inventory | 22KV PT, PTR - 22KV/RT3/110/RT3/110/RT3-110V/3, CORE: 1 30VA/CL 0.5, CORE: 2 30VA/CL 3P, VF - 1.2 Count & 1.9 FOR 8 HRS., FIXED TYPE, DRAWING NO - E4-288/3 , Rev. : 02, ECS22C
6711 | 22kV CAST RESIN PT RATIO: 22kV/RT3/110V/RT3/110V/RT3-110V/3, CORE 1: 30VA, CLASS: 1, CORE 2: 30VA, CLASS: 3P, FIXED TYPE, VOLTAGE FACTOR 1.2 CONTINOUS & 1.9 FOR 8 HOURS. | PT | SWITCHGEAR | EC-PT-22-2C-30/1.0-30/3P-F | ECS | - | NA | Nos. |  | Inventory | 22kV CAST RESIN PT RATIO: 22kV/RT3/110V/RT3/110V/RT3-110V/3, CORE 1: 30VA, CLASS: 1, CORE 2: 30VA, CLASS: 3P, FIXED TYPE, VOLTAGE FACTOR 1.2 CONTINOUS & 1.9 FOR 8 HOURS.
6712 | 22KV PT, PTR - 22KV/RT3/110/RT3/110/RT3-110V/3, CORE: 1 50VA/CL 0.2, CORE: 2 50VA/CL 3P, VF - 1.2 Count & 1.9 FOR 8 HRS., FIXED TYPE, | PT | SWITCHGEAR | EC-PT-22-2C-50/0.2-50/3P-F | ECS | 22 | NA | Nos | None | Inventory | 22KV PT, PTR - 22KV/RT3/110/RT3/110/RT3-110V/3, CORE: 1 50VA/CL 0.2, CORE: 2 50VA/CL 3P, VF - 1.2 Count & 1.9 FOR 8 HRS., FIXED TYPE,
6713 | 22KV PT, PTR - 22KV/RT3/110/RT3/110/RT3-110V/3, CORE: 1 50VA/CL 0.5, CORE: 2 50VA/CL 3P, VF - 1.2 Count & 1.9 FOR 8 HRS., FIXED TYPE, | PT | SWITCHGEAR | EC-PT-22-2C-50/0.5-50/3P-F | ECS | 22 | NA | Nos |  | Inventory | 22KV PT, PTR - 22KV/RT3/110/RT3/110/RT3-110V/3, CORE: 1 50VA/CL 0.5, CORE: 2 50VA/CL 3P, VF - 1.2 Count & 1.9 FOR 8 HRS., FIXED TYPE,
6714 | 22KV PT, PTR - 22KV/RT3/110/RT3/110/RT3-110V/3, CORE: 1 50VA/CL 0.5, CORE: 2 50VA/CL 3P, VF - 1.2 Count & 1.9 FOR 8 HRS., DRAWOUT TYPE, | PT | SWITCHGEAR | EC-PT-22-2C-50/0.5-50/3P-G | ECS | 22 | NA | Nos |  | Inventory | 22KV PT, PTR - 22KV/RT3/110/RT3/110/RT3-110V/3, CORE: 1 50VA/CL 0.5, CORE: 2 50VA/CL 3P, VF - 1.2 Count & 1.9 FOR 8 HRS., DRAWOUT TYPE,
6715 | PT - 22KV PT, PTR - 22KV/RT3/110/RT3/110/RT3/110V/3, CORE: 1 10VA/CL 0.5, CORE: 2 15VA/CL 0.5, CORE: 3 30VA/CL 3P. VF - 1.2 Count & 1.9 FOR 8 HRS., FIXED TYPE, DRAWING NO - E4-288/3 , Rev. : 02, ECS22C | PT | SWITCHGEAR | EC-PT-22-3C-10/0.5-15/0.5-30/3PF | ECS | 22 | NA | Nos | None | Inventory | PT - 22KV PT, PTR - 22KV/RT3/110/RT3/110/RT3/110V/3, CORE: 1 10VA/CL 0.5, CORE: 2 15VA/CL 0.5, CORE: 3 30VA/CL 3P. VF - 1.2 Count & 1.9 FOR 8 HRS., FIXED TYPE, DRAWING NO - E4-288/3 , Rev. : 02, ECS22C
6716 | PT - 22KV PT, PTR - 22KV/RT3/110/RT3/110/RT3/110V/3, CORE: 1 100VA/CL 0.5, CORE: 2 50VA/CL 3P, CORE: 3 50VA/CL 3P. VF - 1.2 Count & 1.9 FOR 8 HRS., FIXED TYPE, DRAWING NO - E4-288/3 , Rev. : 02, ECS22C | PT | SWITCHGEAR | EC-PT-22-3C-100/0.5-50/3P-50/3P-F | ECS | 22 | NA | Nos | None | Inventory | PT - 22KV PT, PTR - 22KV/RT3/110/RT3/110/RT3/110V/3, CORE: 1 100VA/CL 0.5, CORE: 2 50VA/CL 3P, CORE: 3 50VA/CL 3P. VF - 1.2 Count & 1.9 FOR 8 HRS., FIXED TYPE, DRAWING NO - E4-288/3 , Rev. : 02, ECS22C
6717 | 22kV CAST RESIN POTENTIAL TRANSFORMER RATIO: 22kV/RT3/110V/RT3/110V/RT3/110V/3, CORE:1 100VA, CLASS : 1, CORE:2 50VA, CLASS : 3P, CORE:3 50VA, CLASS : 3P, FIXED TYPE, VOLTAGE FACTOR 1.2 CONTINOUS & 1.9 FOR 8 HOURS. | PT | SWITCHGEAR | EC-PT-22-3C-100/1.0-50/3P-50/3P-F | ECS | - | - | Nos. |  | Inventory | 22kV CAST RESIN POTENTIAL TRANSFORMER RATIO: 22kV/RT3/110V/RT3/110V/RT3/110V/3, CORE:1 100VA, CLASS : 1, CORE:2 50VA, CLASS : 3P, CORE:3 50VA, CLASS : 3P, FIXED TYPE, VOLTAGE FACTOR 1.2 CONTINOUS & 1.9 FOR 8 HOURS.
6718 | 22kV CAST RESIN PT RATIO: 22kV/RT3/110V/RT3/110V/RT3/110V/3, CORE 1: 100VA, CLASS: 1, CORE 2: 50VA, CLASS: 3P, CORE 3: 50VA, CLASS: 3P DRAWOUT TYPE TYPE, VOLTAGE FACTOR 1.2 CONTINOUS & 1.9 FOR 8 HOURS. | PT | SWITCHGEAR | EC-PT-22-3C-100/1.0-50/3P-50/3P-G | ECS | _ | NA | Nos. |  | Inventory | 22kV CAST RESIN PT RATIO: 22kV/RT3/110V/RT3/110V/RT3/110V/3, CORE 1: 100VA, CLASS: 1, CORE 2: 50VA, CLASS: 3P, CORE 3: 50VA, CLASS: 3P DRAWOUT TYPE TYPE, VOLTAGE FACTOR 1.2 CONTINOUS & 1.9 FOR 8 HOURS.
6719 | PT - 22KV PT, PTR - 22KV/RT3/110/RT3/110/RT3/110V/3, CORE: 1 15VA/CL 0.2, CORE: 2 30VA/CL 3P, CORE: 3 30VA/CL 3P. VF - 1.2 Count & 1.9 FOR 8 HRS., FIXED TYPE, DRAWING NO - E4-288/3 , Rev. : 02, ECS22C | PT | SWITCHGEAR | EC-PT-22-3C-15/0.2-30/3P-30/3P-F | ECS | 22 | NA | Nos | None | Inventory | PT - 22KV PT, PTR - 22KV/RT3/110/RT3/110/RT3/110V/3, CORE: 1 15VA/CL 0.2, CORE: 2 30VA/CL 3P, CORE: 3 30VA/CL 3P. VF - 1.2 Count & 1.9 FOR 8 HRS., FIXED TYPE, DRAWING NO - E4-288/3 , Rev. : 02, ECS22C
6720 | 22kV CAST RESIN PT RATIO: 22kV/RT3/110V/RT3/110V/RT3/110V/3, CORE 1: 30VA, CLASS: 0.2, CORE 2: 30VA, CLASS: 3P, CORE 3: 30VA, CLASS: 3P, FIXED TYPE, VOLTAGE FACTOR 1.2 CONTINOUS & 1.9 FOR 8 HOURS. | PT | SWITCHGEAR | EC-PT-22-3C-30/0.2-30/3P-30/3P-F | ECS | _ | NA | Nos |  | Inventory | 22kV CAST RESIN PT RATIO: 22kV/RT3/110V/RT3/110V/RT3/110V/3, CORE 1: 30VA, CLASS: 0.2, CORE 2: 30VA, CLASS: 3P, CORE 3: 30VA, CLASS: 3P, FIXED TYPE, VOLTAGE FACTOR 1.2 CONTINOUS & 1.9 FOR 8 HOURS.
6721 | 22kV CAST RESIN PT RATIO: 22kV/RT3/110V/RT3/110V/RT3/110V/3, CORE 1: 30VA, CLASS: 0.2, CORE 2: 30VA, CLASS: 3P, CORE 3: 30VA, CLASS: 3P, DRAWOUT TYPE, VOLTAGE FACTOR 1.2 CONTINOUS & 1.9 FOR 8 HOURS. | PT | SWITCHGEAR | EC-PT-22-3C-30/0.2-30/3P-30/3P-G | ECS | _ | NA | Nos |  | Inventory | 22kV CAST RESIN PT RATIO: 22kV/RT3/110V/RT3/110V/RT3/110V/3, CORE 1: 30VA, CLASS: 0.2, CORE 2: 30VA, CLASS: 3P, CORE 3: 30VA, CLASS: 3P, DRAWOUT TYPE, VOLTAGE FACTOR 1.2 CONTINOUS & 1.9 FOR 8 HOURS.
6722 | PT - 22KV PT, PTR - 22KV/RT3/110/RT3/110/RT3/110V/3, CORE: 1 30VA/CL 0.5, CORE: 2 30VA/CL 3P, CORE: 3 30VA/CL 3P. VF - 1.2 Count & 1.9 FOR 8 HRS., FIXED TYPE, DRAWING NO - E4-288/3 , Rev. : 02, ECS22C | PT | SWITCHGEAR | EC-PT-22-3C-30/0.5-30/3P-30/3P-F | ECS | 22 | NA | Nos | None | Inventory | PT - 22KV PT, PTR - 22KV/RT3/110/RT3/110/RT3/110V/3, CORE: 1 30VA/CL 0.5, CORE: 2 30VA/CL 3P, CORE: 3 30VA/CL 3P. VF - 1.2 Count & 1.9 FOR 8 HRS., FIXED TYPE, DRAWING NO - E4-288/3 , Rev. : 02, ECS22C
6723 | 22kV CAST RESIN PT RATIO: 22kV/RT3/110V/RT3/110V/RT3/110V/3, CORE 1: CLASS: 1, 30VA, CORE 2: CLASS: 3P, 30VA, CORE 3: CLASS: 3P, 30VA, DRAWOUT TYPE, VOLTAGE FACTOR 1.2 CONTINOUS & 1.9 FOR 8 HOURS. | PT | SWITCHGEAR | EC-PT-22-3C-30/0.5-30/3P-30/3P-G | ECS | 22 | NA | Nos |  | Inventory | 22kV CAST RESIN PT RATIO: 22kV/RT3/110V/RT3/110V/RT3/110V/3, CORE 1: CLASS: 1, 30VA, CORE 2: CLASS: 3P, 30VA, CORE 3: CLASS: 3P, 30VA, DRAWOUT TYPE, VOLTAGE FACTOR 1.2 CONTINOUS & 1.9 FOR 8 HOURS.
6724 | 22kV CAST RESIN POTENTIAL TRANSFORMER RATIO: 22kV/RT3/110V/RT3/110V/RT3/110V/3, CORE:1 30VA, CLASS : 1, CORE:2 30VA CLASS : 3P, CORE:3 30VA CLASS : 3P, FIXED TYPE, VOLTAGE FACTOR 1.2 CONTINOUS & 1.9 FOR 8 HOURS. | PT | SWITCHGEAR | EC-PT-22-3C-30/1.0-30/3P-30/3P-F | ECS | - | - | Nos. |  | Inventory | 22kV CAST RESIN POTENTIAL TRANSFORMER RATIO: 22kV/RT3/110V/RT3/110V/RT3/110V/3, CORE:1 30VA, CLASS : 1, CORE:2 30VA CLASS : 3P, CORE:3 30VA CLASS : 3P, FIXED TYPE, VOLTAGE FACTOR 1.2 CONTINOUS & 1.9 FOR 8 HOURS.
6725 | 22kV CAST RESIN PT RATIO:22kV/RT3/110V/RT3/110V/RT3/110V/RT3, CORE 1: 30VA, CLASS: 3P, CORE 2 :20VA, CLASS : 0.5, CORE 3 :20VA, CLASS : 0.5, FIXED TYPE, VOLTAGE FACTOR 1.2 CONTINUOUS & 1.9 TIMES FOR 8 HOURS. | PT | SWITCHGEAR | EC-PT-22-3C-30/3P-20/0.5-20/0.5-F | ECS | 22 | NA | Nos |  | Inventory | 22kV CAST RESIN PT RATIO:22kV/RT3/110V/RT3/110V/RT3/110V/RT3, CORE 1: 30VA, CLASS: 3P, CORE 2 :20VA, CLASS : 0.5, CORE 3 :20VA, CLASS : 0.5, FIXED TYPE, VOLTAGE FACTOR 1.2 CONTINUOUS & 1.9 TIMES FOR 8 HOURS.
6726 | 22kV CAST RESIN PT RATIO:22kV/RT3/110V/RT3/110V/RT3/110V/RT3, CORE 1: 30VA, CLASS: 3P, CORE 2 :20VA, CLASS : 0.5, CORE 3 :20VA, CLASS : 0.5, FIXED TYPE, VOLTAGE FACTOR 1.5 CONTINUOUS & 1.9 TIMES FOR 8 HOURS. | PT | SWITCHGEAR | EC-PT-22-3C-30/3P-20/0.5-20/0.5-F-1.5 | ECS | 22 | NA | Nos |  | Inventory | 22kV CAST RESIN PT RATIO:22kV/RT3/110V/RT3/110V/RT3/110V/RT3, CORE 1: 30VA, CLASS: 3P, CORE 2 :20VA, CLASS : 0.5, CORE 3 :20VA, CLASS : 0.5, FIXED TYPE, VOLTAGE FACTOR 1.5 CONTINUOUS & 1.9 TIMES FOR 8 HOURS.
6727 | 22kV CAST RESIN PT RATIO: 22kV/RT3/110V/RT3/110V/RT3/110V/3, CORE 1: 50VA, CLASS: 0.2, CORE 2: 50VA, CLASS: 3P, CORE 3: 50VA, CLASS: 3P, FIXED TYPE, VOLTAGE FACTOR 1.2 CONTINOUS & 1.9 FOR 8 HOURS. | PT | SWITCHGEAR | EC-PT-22-3C-50/0.2-50/3P-50/3P-F | ECS | _ | NA | Nos |  | Inventory | 22kV CAST RESIN PT RATIO: 22kV/RT3/110V/RT3/110V/RT3/110V/3, CORE 1: 50VA, CLASS: 0.2, CORE 2: 50VA, CLASS: 3P, CORE 3: 50VA, CLASS: 3P, FIXED TYPE, VOLTAGE FACTOR 1.2 CONTINOUS & 1.9 FOR 8 HOURS.
6728 | 22kV CAST RESIN PT RATIO: 22kV/RT3/110V/RT3/110V/RT3/110V/RT3-110V/3,CORE 1: CLASS: 0.2, 50VA, CORE 2: CLASS: 3P, 50VA, CORE 3: CLASS: 3P, 50VA, DRAWOUT TYPE, VOLTAGE FACTOR 1.2 CONTINOUS & 1.9 FOR 8 HOURS. | PT | SWITCHGEAR | EC-PT-22-3C-50/0.2-50/3P-50/3P-G | ECS | _ | NA | Nos |  | Inventory | 22kV CAST RESIN PT RATIO: 22kV/RT3/110V/RT3/110V/RT3/110V/RT3-110V/3,CORE 1: CLASS: 0.2, 50VA, CORE 2: CLASS: 3P, 50VA, CORE 3: CLASS: 3P, 50VA, DRAWOUT TYPE, VOLTAGE FACTOR 1.2 CONTINOUS & 1.9 FOR 8 HOURS.
6729 | 22kV CAST RESIN PT RATIO: 22kV/RT3/110V/RT3/110V/RT3/110V/3, CORE 1: 50VA, CLASS: 0.5, CORE 2: 50VA, CLASS: 3P, CORE 3: 50VA, CLASS: 3P, DRAWOUT TYPE, VOLTAGE FACTOR 1.2 CONTINOUS & 1.9 FOR 8 HOURS. | PT | SWITCHGEAR | EC-PT-22-3C-50/0.5-50/3P-50/3P | ECS | _ | NA | Nos. |  | Inventory | 22kV CAST RESIN PT RATIO: 22kV/RT3/110V/RT3/110V/RT3/110V/3, CORE 1: 50VA, CLASS: 0.5, CORE 2: 50VA, CLASS: 3P, CORE 3: 50VA, CLASS: 3P, DRAWOUT TYPE, VOLTAGE FACTOR 1.2 CONTINOUS & 1.9 FOR 8 HOURS.
6730 | 22kV CAST RESIN PT RATIO: 22kV/RT3/110V/RT3/110V/RT3/110V/3, CORE 1: 50VA, CLASS: 0.5, CORE 2: 50VA, CLASS: 3P, CORE 3: 50VA, CLASS: 3P, FIXED TYPE;VOLTAGE FACTOR 1.2 CONTINOUS & 1.9 FOR 8 HOURS. | PT | SWITCHGEAR | EC-PT-22-3C-50/0.5-50/3P-50/3P-F | ECS | _ | NA | Nos. |  | Inventory | 22kV CAST RESIN PT RATIO: 22kV/RT3/110V/RT3/110V/RT3/110V/3, CORE 1: 50VA, CLASS: 0.5, CORE 2: 50VA, CLASS: 3P, CORE 3: 50VA, CLASS: 3P, FIXED TYPE;VOLTAGE FACTOR 1.2 CONTINOUS & 1.9 FOR 8 HOURS.
6731 | 22kV CAST RESIN PT RATIO: 22kV/RT3/110V/RT3/110V/RT3/110V/3, CORE 1: 50VA, CLASS: 1.0, CORE 2: 50VA, CLASS: 3P, CORE 3: 50VA, CLASS: 3P, FIXED TYPE, VOLTAGE FACTOR 1.2 CONTINOUS & 1.9 FOR 8 HOURS. | PT | SWITCHGEAR | EC-PT-22-3C-50/1.0-50/3P-50/3P-F | ECS | _ | NA | Nos |  | Inventory | 22kV CAST RESIN PT RATIO: 22kV/RT3/110V/RT3/110V/RT3/110V/3, CORE 1: 50VA, CLASS: 1.0, CORE 2: 50VA, CLASS: 3P, CORE 3: 50VA, CLASS: 3P, FIXED TYPE, VOLTAGE FACTOR 1.2 CONTINOUS & 1.9 FOR 8 HOURS.
6732 | PT - 3KV PT, PTR - 3.0KV/RT3/110/RT3/110/RT3/110V/3, CORE: 1 20VA/CL 0.5, CORE: 2 20VA/CL 3P, CORE: 3 20VA/CL 3P. VF - 1.2 Count & 1.9 FOR 8 HRS., GUN TYPE, DRAWING NO - E4-389/7 Rev. : 06, MODEL : ECS11H | PT | SWITCHGEAR | EC-PT-3.0-3C-20/0.5-20/3P-20/3P-G | ECS | 3 | NA | Nos | None | Inventory | PT - 3KV PT, PTR - 3.0KV/RT3/110/RT3/110/RT3/110V/3, CORE: 1 20VA/CL 0.5, CORE: 2 20VA/CL 3P, CORE: 3 20VA/CL 3P. VF - 1.2 Count & 1.9 FOR 8 HRS., GUN TYPE, DRAWING NO - E4-389/7 Rev. : 06, MODEL : ECS11H
6733 | PT - 3.3KV PT, PTR - 3.3KV/RT3/110/RT3/110/3-110V/RT3, CORE: 1 100VA/CL 0.5, CORE: 2 50VA/CL 3P, VF - 1.2 Count & 1.9 FOR 8 HRS., FIXED TYPE, DRAWING NO - E4-389/10 , Rev. : 04, MODEL : ECS11I | PT | SWITCHGEAR | EC-PT-3.3-2C-100/0.5-50/3P-F | ECS | 3.3 | NA | Nos | None | Inventory | PT - 3.3KV PT, PTR - 3.3KV/RT3/110/RT3/110/3-110V/RT3, CORE: 1 100VA/CL 0.5, CORE: 2 50VA/CL 3P, VF - 1.2 Count & 1.9 FOR 8 HRS., FIXED TYPE, DRAWING NO - E4-389/10 , Rev. : 04, MODEL : ECS11I
6734 | PT - 3.3KV PT, PTR - 3.3KV/RT3/110/RT3/110/3-110V/RT3, CORE: 1 100VA/CL 0.5, CORE: 2 50VA/CL 3P, VF - 1.2 Count & 1.9 FOR 8 HRS., GUN TYPE, DRAWING NO - E4-389/7 Rev. : 06, MODEL : ECS11H | PT | SWITCHGEAR | EC-PT-3.3-2C-100/0.5-50/3P-G | ECS | 3.3 | NA | Nos | None | Inventory | PT - 3.3KV PT, PTR - 3.3KV/RT3/110/RT3/110/3-110V/RT3, CORE: 1 100VA/CL 0.5, CORE: 2 50VA/CL 3P, VF - 1.2 Count & 1.9 FOR 8 HRS., GUN TYPE, DRAWING NO - E4-389/7 Rev. : 06, MODEL : ECS11H
6735 | PT - 3.3KV PT, PTR - 3.3KV/RT3/110/RT3/110/3-110V/RT3, CORE: 1 100VA/CL 1.0, CORE: 2 50VA/CL 3P, VF - 1.2 Count & 1.9 FOR 8 HRS., FIXED TYPE, DRAWING NO -E4-389/10 , Rev. : 04, MODEL : ECS11G | PT | SWITCHGEAR | EC-PT-3.3-2C-100/1.0-50/3P-F | ECS | 3.3 | NA | Nos | None | Inventory | PT - 3.3KV PT, PTR - 3.3KV/RT3/110/RT3/110/3-110V/RT3, CORE: 1 100VA/CL 1.0, CORE: 2 50VA/CL 3P, VF - 1.2 Count & 1.9 FOR 8 HRS., FIXED TYPE, DRAWING NO -E4-389/10 , Rev. : 04, MODEL : ECS11G
6736 | PT - 3.3KV PT, PTR - 3.3KV/RT3/110/RT3/110/3-110V/RT3, CORE: 1 100VA/CL 1.0, CORE: 2 50VA/CL 3P, VF - 1.2 Count & 1.9 FOR 8 HRS., GUN TYPE, DRAWING NO - E4-389/7 Rev. : 06, MODEL : ECS11H | PT | SWITCHGEAR | EC-PT-3.3-2C-100/1.0-50/3P-G | ECS | 3.3 | NA | Nos | None | Inventory | PT - 3.3KV PT, PTR - 3.3KV/RT3/110/RT3/110/3-110V/RT3, CORE: 1 100VA/CL 1.0, CORE: 2 50VA/CL 3P, VF - 1.2 Count & 1.9 FOR 8 HRS., GUN TYPE, DRAWING NO - E4-389/7 Rev. : 06, MODEL : ECS11H
6737 | PT - 3.3KV PT, PTR - 3.3KV/RT3/110/RT3/110/3-110V/RT3, CORE: 1 50VA/CL 0.2, CORE: 2 50VA/CL 3P, VF - 1.2 Count & 1.9 FOR 8 HRS., FIXED TYPE, DRAWING NO - E4-389/10 , Rev. : 04, MODEL : ECS11I | PT | SWITCHGEAR | EC-PT-3.3-2C-50/0.2-50/3P-F | ECS | 3.3 | NA | Nos | None | Inventory | PT - 3.3KV PT, PTR - 3.3KV/RT3/110/RT3/110/3-110V/RT3, CORE: 1 50VA/CL 0.2, CORE: 2 50VA/CL 3P, VF - 1.2 Count & 1.9 FOR 8 HRS., FIXED TYPE, DRAWING NO - E4-389/10 , Rev. : 04, MODEL : ECS11I
6738 | PT - 3.3KV PT, PTR - 3.3KV/RT3/110/RT3/110/3-110V/RT3, CORE: 1 50VA/CL 0.2, CORE: 2 50VA/CL 3P, VF - 1.2 Count & 1.9 FOR 8 HRS., GUN TYPE, DRAWING NO - E4-389/7 Rev. : 06, MODEL : ECS11H | PT | SWITCHGEAR | EC-PT-3.3-2C-50/0.2-50/3P-G | ECS | 3.3 | NA | Nos | None | Inventory | PT - 3.3KV PT, PTR - 3.3KV/RT3/110/RT3/110/3-110V/RT3, CORE: 1 50VA/CL 0.2, CORE: 2 50VA/CL 3P, VF - 1.2 Count & 1.9 FOR 8 HRS., GUN TYPE, DRAWING NO - E4-389/7 Rev. : 06, MODEL : ECS11H
6739 | PT - 3.3KV PT, PTR - 3.3KV/RT3/110/RT3/110/3-110V/RT3, CORE: 1 50VA/CL 0.5, CORE: 2 50VA/CL 3P, VF - 1.2 Count & 1.9 FOR 8 HRS., FIXED TYPE, DRAWING NO - Drg No. : E4-389/10 , Rev. : 04, MODEL : ECS11G | PT | SWITCHGEAR | EC-PT-3.3-2C-50/0.5-50/3P-F | ECS | 3.3 | NA | Nos | None | Inventory | PT - 3.3KV PT, PTR - 3.3KV/RT3/110/RT3/110/3-110V/RT3, CORE: 1 50VA/CL 0.5, CORE: 2 50VA/CL 3P, VF - 1.2 Count & 1.9 FOR 8 HRS., FIXED TYPE, DRAWING NO - Drg No. : E4-389/10 , Rev. : 04, MODEL : ECS11G
6740 | PT - 3.3KV PT, PTR - 3.3KV/RT3/110/RT3/110/3-110V/RT3, CORE: 1 50VA/CL 0.5, CORE: 2 50VA/CL 3P, VF - 1.2 Count & 1.9 FOR 8 HRS., GUN TYPE, DRAWING NO - E4-389/7 , Rev. : 06 MODEL : ECS11H, TYPE 1 | PT | SWITCHGEAR | EC-PT-3.3-2C-50/0.5-50/3P-G | ECS | 3.3 | NA | Nos | None | Inventory | PT - 3.3KV PT, PTR - 3.3KV/RT3/110/RT3/110/3-110V/RT3, CORE: 1 50VA/CL 0.5, CORE: 2 50VA/CL 3P, VF - 1.2 Count & 1.9 FOR 8 HRS., GUN TYPE, DRAWING NO - E4-389/7 , Rev. : 06 MODEL : ECS11H, TYPE 1
6741 | PT - 3.3KV PT, PTR - 3.3KV/RT3/110/RT3/110/RT3, CORE: 1 50VA/CL 0.5/3P, CORE: 2 100VA/CL 3P, VF - 1.2 Count & 1.9 FOR 8 HRS., GUN TYPE, INSULATION CLASS "F" , DRG No - E4-389/7 , Rev. : 5, ECS11H | PT | SWITCHGEAR | EC-PT-3.3-2C-50/0.5/3P-100/3P-G | ECS | 3.3 | NA | Nos | None | Inventory | PT - 3.3KV PT, PTR - 3.3KV/RT3/110/RT3/110/RT3, CORE: 1 50VA/CL 0.5/3P, CORE: 2 100VA/CL 3P, VF - 1.2 Count & 1.9 FOR 8 HRS., GUN TYPE, INSULATION CLASS "F" , DRG No - E4-389/7 , Rev. : 5, ECS11H
6742 | PT - 3.3kV PT, PTR - 3300/RT3/110/RT3/110/3-110/RT3 V, CORE: 1 75VA/CL 0.5, CORE: 2 25VA/CL 3P, VF - 1.5 Count & 1.9 FOR 8 HRS., FREQUENCY : 60Hz. FIXED TYPE, DRAWING NO - E4-389/10 , Rev. : 04, MODEL : ECS11I | PT | SWITCHGEAR | EC-PT-3.3-2C-75/0.5-25/3P-F | ECS | 3.3 | NA | Nos | None | Inventory | PT - 3.3kV PT, PTR - 3300/RT3/110/RT3/110/3-110/RT3 V, CORE: 1 75VA/CL 0.5, CORE: 2 25VA/CL 3P, VF - 1.5 Count & 1.9 FOR 8 HRS., FREQUENCY : 60Hz. FIXED TYPE, DRAWING NO - E4-389/10 , Rev. : 04, MODEL : ECS11I
6743 | PT -3.3KV PT, PTR - 3.3KV/RT3/110/RT3/110/RT3/110V/3, CORE: 1 50VA/CL 0.5, CORE: 2 50VA/CL 3P, CORE: 3 50VA/CL 3P. VF - 1.2 Count & 1.9 FOR 8 HRS., GUN TYPE, DRAWING NO - E4-389/7 Rev. : 06, MODEL : ECS11H | PT | SWITCHGEAR | EC-PT-3.3-3C-50/0.5-50/3P-50/3P-G | ECS | 3.3 | NA | Nos | None | Inventory | PT -3.3KV PT, PTR - 3.3KV/RT3/110/RT3/110/RT3/110V/3, CORE: 1 50VA/CL 0.5, CORE: 2 50VA/CL 3P, CORE: 3 50VA/CL 3P. VF - 1.2 Count & 1.9 FOR 8 HRS., GUN TYPE, DRAWING NO - E4-389/7 Rev. : 06, MODEL : ECS11H
6744 | PT - 3.3KV PT, PTR - 3.3KV/RT3/110/RT3/110/RT3/110V/3, CORE: 1 100VA/CL 0.5, CORE: 2 50VA/CL 3P, CORE: 3 50VA/CL 3P. VF - 1.2 Count & 1.9 FOR 8 HRS., FIX TYPE, DRAWING NO - Drg No. : E4-389/10 , Rev. : 04 MODEL : ECS11G | PT | SWITCHGEAR | EC-PT-3.3C-100/0.5-50/3P-50/3P-F | ECS | 3.3 | NA | Nos | None | Inventory | PT - 3.3KV PT, PTR - 3.3KV/RT3/110/RT3/110/RT3/110V/3, CORE: 1 100VA/CL 0.5, CORE: 2 50VA/CL 3P, CORE: 3 50VA/CL 3P. VF - 1.2 Count & 1.9 FOR 8 HRS., FIX TYPE, DRAWING NO - Drg No. : E4-389/10 , Rev. : 04 MODEL : ECS11G
6745 | PT - 3.3KV PT, PTR - 3.3KV/RT3/110/RT3/110/RT3/110V/3, CORE: 1 100VA/CL 0.5, CORE: 2 50VA/CL 3P, CORE: 3 50VA/CL 3P. VF - 1.2 Count & 1.9 FOR 8 HRS., GUN TYPE, DRAWING NO - E4-389/7 Rev. : 06, MODEL : ECS11H | PT | SWITCHGEAR | EC-PT-3.3C-100/0.5-50/3P-50/3P-G | ECS | 3.3 | NA | Nos | None | Inventory | PT - 3.3KV PT, PTR - 3.3KV/RT3/110/RT3/110/RT3/110V/3, CORE: 1 100VA/CL 0.5, CORE: 2 50VA/CL 3P, CORE: 3 50VA/CL 3P. VF - 1.2 Count & 1.9 FOR 8 HRS., GUN TYPE, DRAWING NO - E4-389/7 Rev. : 06, MODEL : ECS11H
6746 | PT - 33KV PT, PTR - 33KV/RT3/110/RT3/110/3-110V/RT3, CORE: 1 100VA/CL 0.5, CORE: 2 50VA/CL 3P. VF - 1.2 Count & 1.9 FOR 8 HRS., GUN TYPE, DRAWING NO - E4-803/43, MODEL : ECS33F | PT | SWITCHGEAR | EC-PT-33-2C-100/0.5-50/3P-G | ECS | 33 | NA | Nos | None | Inventory | PT - 33KV PT, PTR - 33KV/RT3/110/RT3/110/3-110V/RT3, CORE: 1 100VA/CL 0.5, CORE: 2 50VA/CL 3P. VF - 1.2 Count & 1.9 FOR 8 HRS., GUN TYPE, DRAWING NO - E4-803/43, MODEL : ECS33F
6747 | PT - 33KV PT, PTR - 33KV/RT3/110/RT3/110/3-110V/RT3, CORE: 100VA/CL 0.5, CORE: 2 50VA/CL 3P, VF - 1.2 Count & 1.9 FOR 8 HRS., FIXED TYPE, DRAWING NO - E4-803/2 , Rev. : 04, ECS33C | PT | SWITCHGEAR | EC-PT-33-2C-100/0.5-F | ECS | 33 | NA | Nos | None | Inventory | PT - 33KV PT, PTR - 33KV/RT3/110/RT3/110/3-110V/RT3, CORE: 100VA/CL 0.5, CORE: 2 50VA/CL 3P, VF - 1.2 Count & 1.9 FOR 8 HRS., FIXED TYPE, DRAWING NO - E4-803/2 , Rev. : 04, ECS33C
6748 | PT - 33kV CAST RESIN POTENTIAL TRANSFORMER RATIO:33kV/RT3/110V/RT3/110V/RT3-110V/3 CORE:1 100VA, CLASS : 1.0, CORE:2 50VA, CLASS : 3P, FIXED TYPE, VOLTAGE FACTOR 1.2 CONTINOUS & 1.9 FOR 8 HOURS, | PT | SWITCHGEAR | EC-PT-33-2C-100/1.0-50-3P-F | ECS | 33 | NA | Nos | None | Inventory | PT - 33kV CAST RESIN POTENTIAL TRANSFORMER RATIO:33kV/RT3/110V/RT3/110V/RT3-110V/3 CORE:1 100VA, CLASS : 1.0, CORE:2 50VA, CLASS : 3P, FIXED TYPE, VOLTAGE FACTOR 1.2 CONTINOUS & 1.9 FOR 8 HOURS,
6749 | PT - 33KV PT, PTR - 33KV/RT3/110/RT3/110/3-110V/RT3, CORE: 1 100VA/CL 1.0, CORE: 2 50VA/CL 3P. VF - 1.2 Count & 1.9 FOR 8 HRS., GUN TYPE, DRAWING NO - E4-803/43, MODEL : ECS33F | PT | SWITCHGEAR | EC-PT-33-2C-100/1.0-50/3P-G | ECS | 33 | NA | Nos | None | Inventory | PT - 33KV PT, PTR - 33KV/RT3/110/RT3/110/3-110V/RT3, CORE: 1 100VA/CL 1.0, CORE: 2 50VA/CL 3P. VF - 1.2 Count & 1.9 FOR 8 HRS., GUN TYPE, DRAWING NO - E4-803/43, MODEL : ECS33F
6750 | PT - 33KV PT, PTR - 33KV/RT3/110/RT3/110/3-110V/RT3, CORE: 1 30VA/CL 0.2, CORE: 2 30VA/CL 3P, VF - 1.2 Count & 1.9 FOR 8 HRS., Drg. No-E4-803/2 ; ECS33C | PT | SWITCHGEAR | EC-PT-33-2C-30/0.2-30/3P | ECS | 33 | NA | Nos |  | Inventory | PT - 33KV PT, PTR - 33KV/RT3/110/RT3/110/3-110V/RT3, CORE: 1 30VA/CL 0.2, CORE: 2 30VA/CL 3P, VF - 1.2 Count & 1.9 FOR 8 HRS., Drg. No-E4-803/2 ; ECS33C
6751 | PT - 33KV PT, PTR - 33KV/RT3/110/RT3/110/RT3-110V/3, CORE: 1 30VA/CL 0.2, CORE: 2 30VA/CL 3P, VF - 1.2 Count & 1.9 FOR 8 HRS., FIXED TYPE. | PT | SWITCHGEAR | EC-PT-33-2C-30/0.2-30/3P-F | ECS | - | NA | Nos. |  | Inventory | PT - 33KV PT, PTR - 33KV/RT3/110/RT3/110/RT3-110V/3, CORE: 1 30VA/CL 0.2, CORE: 2 30VA/CL 3P, VF - 1.2 Count & 1.9 FOR 8 HRS., FIXED TYPE.
6752 | PT - 33KV PT, PTR - 33KV/RT3/110/RT3/110/3-110V/RT3, CORE: 1 30VA/CL 0.5, CORE: 2 10VA/CL 3P, VF - 1.2 Count & 1.9 FOR 8 HRS., FIXED TYPE, DRAWING NO - E4-803/2 , Rev. : 04, ECS33C | PT | SWITCHGEAR | EC-PT-33-2C-30/0.5-10/3P-F | ECS | 33 | NA | Nos | None | Inventory | PT - 33KV PT, PTR - 33KV/RT3/110/RT3/110/3-110V/RT3, CORE: 1 30VA/CL 0.5, CORE: 2 10VA/CL 3P, VF - 1.2 Count & 1.9 FOR 8 HRS., FIXED TYPE, DRAWING NO - E4-803/2 , Rev. : 04, ECS33C
6753 | PT - 33KV PT, PTR - 33KV/RT3/110/RT3/110/RT3-110V/3, CORE: 1 30VA/CL 0.5, CORE: 2 30VA/CL 3P, VF - 1.2 Count & 1.9 FOR 8 HRS., FIXED TYPE. | PT | SWITCHGEAR | EC-PT-33-2C-30/0.5-30/3P-F1 | ECS | 33 | NA | Nos |  | Inventory | PT - 33KV PT, PTR - 33KV/RT3/110/RT3/110/RT3-110V/3, CORE: 1 30VA/CL 0.5, CORE: 2 30VA/CL 3P, VF - 1.2 Count & 1.9 FOR 8 HRS., FIXED TYPE.
6754 | 33kV CAST RESIN PT RATIO: 33kV/RT3/110V/RT3/110V/RT3 , CORE 1: 50VA, CLASS: 0.2, CORE 2: 100 VA, CLASS: 3P , DRAWOUT TYPE, VOLTAGE FACTOR 1.5 CONTINUOUS & 1.9 TIMES FOR 8 HOURS. | PT | SWITCHGEAR | EC-PT-33-2C-50/0.2-100/3P-G | ECS | 33 | NA | Nos |  | Inventory | 33kV CAST RESIN PT RATIO: 33kV/RT3/110V/RT3/110V/RT3 , CORE 1: 50VA, CLASS: 0.2, CORE 2: 100 VA, CLASS: 3P , DRAWOUT TYPE, VOLTAGE FACTOR 1.5 CONTINUOUS & 1.9 TIMES FOR 8 HOURS.
6755 | PT - 33KV PT, PTR - 33KV/RT3/110/RT3/110/3-110V/RT3, CORE: 1 50VA/CL 0.2, CORE: 2 50VA/CL 3P, VF - 1.2 Count & 1.9 FOR 8 HRS., FIXED TYPE, DRAWING NO - E4-803/2 , Rev. : 04, ECS33C | PT | SWITCHGEAR | EC-PT-33-2C-50/0.2-50/3P-F | ECS | 33 | NA | Nos | None | Inventory | PT - 33KV PT, PTR - 33KV/RT3/110/RT3/110/3-110V/RT3, CORE: 1 50VA/CL 0.2, CORE: 2 50VA/CL 3P, VF - 1.2 Count & 1.9 FOR 8 HRS., FIXED TYPE, DRAWING NO - E4-803/2 , Rev. : 04, ECS33C
6756 | PT - 33KV PT, PTR - 33KV/RT3/110/RT3/110/3-110V/RT3, CORE: 1 50VA/CL 0.5, CORE: 2 50VA/CL 3P, VF - 1.2 Count & 1.9 FOR 8 HRS., FIXED TYPE, DRAWING NO - E4-803/2 , Rev. : 04, ECS33C | PT | SWITCHGEAR | EC-PT-33-2C-50/0.5-50/3P-F | ECS | 33 | NA | Nos | None | Inventory | PT - 33KV PT, PTR - 33KV/RT3/110/RT3/110/3-110V/RT3, CORE: 1 50VA/CL 0.5, CORE: 2 50VA/CL 3P, VF - 1.2 Count & 1.9 FOR 8 HRS., FIXED TYPE, DRAWING NO - E4-803/2 , Rev. : 04, ECS33C
6757 | PT - 33KV PT, PTR - 33KV/RT3/110/RT3/110/3-110V/RT3, CORE: 1 50VA/CL 0.5, CORE: 2 50VA/CL 3P, VF - 1.2 Count & 1.9 FOR 8 HRS., GUN TYPE, DRAWING NO - E4-803/43, MODEL : ECS33F | PT | SWITCHGEAR | EC-PT-33-2C-50/0.5-50/3P-G | ECS | 33 | NA | Nos | None | Inventory | PT - 33KV PT, PTR - 33KV/RT3/110/RT3/110/3-110V/RT3, CORE: 1 50VA/CL 0.5, CORE: 2 50VA/CL 3P, VF - 1.2 Count & 1.9 FOR 8 HRS., GUN TYPE, DRAWING NO - E4-803/43, MODEL : ECS33F
6758 | PT - 33KV PT, PTR - 33KV/RT3/110/RT3/110/3-110V/RT3, CORE: 1 75VA/CL 0.5, CORE: 2 25VA/CL 3P, VF - 1.5 Count & 1.9 FOR 8 HRS., FIXED TYPE, DRAWING NO - E4-803/2 , Rev. : 04, ECS33C | PT | SWITCHGEAR | EC-PT-33-2C-75/0.5-25-3P-F | ECS | 33 | NA | Nos | None | Inventory | PT - 33KV PT, PTR - 33KV/RT3/110/RT3/110/3-110V/RT3, CORE: 1 75VA/CL 0.5, CORE: 2 25VA/CL 3P, VF - 1.5 Count & 1.9 FOR 8 HRS., FIXED TYPE, DRAWING NO - E4-803/2 , Rev. : 04, ECS33C
6759 | PT - 33KV PT, PTR - 33KV/RT3/110/RT3/110/RT3/110V/3, CORE: 1 10VA/CL 0.2, CORE: 2 10VA/CL 0.2, CORE: 3 10VA/CL 3P. VF - 1.2 Count & 1.9 FOR 8 HRS., FIXED TYPE, DRAWING NO - E4-803/2 , Rev. : 04, ECS33C | PT | SWITCHGEAR | EC-PT-33-3C-10/0.2-10/0.2-10/3P-F | ECS | 33 | NA | Nos | None | Inventory | PT - 33KV PT, PTR - 33KV/RT3/110/RT3/110/RT3/110V/3, CORE: 1 10VA/CL 0.2, CORE: 2 10VA/CL 0.2, CORE: 3 10VA/CL 3P. VF - 1.2 Count & 1.9 FOR 8 HRS., FIXED TYPE, DRAWING NO - E4-803/2 , Rev. : 04, ECS33C
6760 | 33kV CAST RESIN PT RATIO: 33kV/RT3/110V/RT3/110V/RT3/110V/3, CORE 1: 10VA, CLASS: 0.2, CORE 2: 20VA, CLASS: 3P, CORE 3: 20VA, CLASS: 3P, FIXED TYPE, VOLTAGE FACTOR 1.2 CONTINOUS & 1.9 FOR 8 HOURS. | PT | SWITCHGEAR | EC-PT-33-3C-10/0.2-20/3P-20/3P-F | ECS | 33 | NA | Nos |  | Inventory | 33kV CAST RESIN PT RATIO: 33kV/RT3/110V/RT3/110V/RT3/110V/3, CORE 1: 10VA, CLASS: 0.2, CORE 2: 20VA, CLASS: 3P, CORE 3: 20VA, CLASS: 3P, FIXED TYPE, VOLTAGE FACTOR 1.2 CONTINOUS & 1.9 FOR 8 HOURS.
6761 | PT - 33KV PT, PTR - 33KV/RT3/110/RT3/110/RT3/110V/3, CORE: 1 10VA/CL 0.5, CORE: 2 10VA/CL 3P, CORE: 3 10VA/CL 3P. VF - 1.2 Count & 1.9 FOR 8 HRS., FIXED TYPE, DRAWING NO - E4-803/2 , Rev. : 04, ECS33C | PT | SWITCHGEAR | EC-PT-33-3C-10/0.5-10/3P-10/3P-F | ECS | 33 | NA | Nos | None | Inventory | PT - 33KV PT, PTR - 33KV/RT3/110/RT3/110/RT3/110V/3, CORE: 1 10VA/CL 0.5, CORE: 2 10VA/CL 3P, CORE: 3 10VA/CL 3P. VF - 1.2 Count & 1.9 FOR 8 HRS., FIXED TYPE, DRAWING NO - E4-803/2 , Rev. : 04, ECS33C
6762 | 33kV CAST RESIN POTENTIAL TRANSFORMER RATIO:33kV/RT3/110V/RT3/110V/RT3/110V/3, CORE 1: 100VA, CLASS : 0.2, CORE 2: 30VA, CLASS : 3P, CORE 3: 30VA, CLASS : 3P, DRAWOUT TYPE, VOLTAGE FACTOR 1.2 CONTINOUS & 1.9 FOR 8 HOURS. | PT | SWITCHGEAR | EC-PT-33-3C-100/0.2-30/3P-30/3P-G | ECS | - | - | Nos. |  | Inventory | 33kV CAST RESIN POTENTIAL TRANSFORMER RATIO:33kV/RT3/110V/RT3/110V/RT3/110V/3, CORE 1: 100VA, CLASS : 0.2, CORE 2: 30VA, CLASS : 3P, CORE 3: 30VA, CLASS : 3P, DRAWOUT TYPE, VOLTAGE FACTOR 1.2 CONTINOUS & 1.9 FOR 8 HOURS.
6763 | PT - 33KV PT, PTR - 33KV/RT3/110/RT3/110/RT3/110V/3, CORE: 1 100VA/CL 0.5, CORE: 2 50VA/CL 3P, CORE: 3 50VA/CL 3P. VF - 1.2 Count & 1.9 FOR 8 HRS., FIXED TYPE, DRAWING NO - E4-803/2 , Rev. : 04, ECS33C | PT | SWITCHGEAR | EC-PT-33-3C-100/0.5-50/3P-50/3P-F | ECS | 33 | NA | Nos | None | Inventory | PT - 33KV PT, PTR - 33KV/RT3/110/RT3/110/RT3/110V/3, CORE: 1 100VA/CL 0.5, CORE: 2 50VA/CL 3P, CORE: 3 50VA/CL 3P. VF - 1.2 Count & 1.9 FOR 8 HRS., FIXED TYPE, DRAWING NO - E4-803/2 , Rev. : 04, ECS33C
6764 | PT - 33KV PT, PTR - 33KV/RT3/110/RT3/110/RT3/110V/3, CORE: 1 100VA/CL 0.5, CORE: 2 50VA/CL 3P, CORE: 3 50VA/CL 3P. VF - 1.2 Count & 1.9 FOR 8 HRS., GUN TYPE, DRAWING NO - E4-803/43, MODEL : ECS33F | PT | SWITCHGEAR | EC-PT-33-3C-100/0.5-50/3P-50/3P-G | ECS | 33 | NA | Nos | None | Inventory | PT - 33KV PT, PTR - 33KV/RT3/110/RT3/110/RT3/110V/3, CORE: 1 100VA/CL 0.5, CORE: 2 50VA/CL 3P, CORE: 3 50VA/CL 3P. VF - 1.2 Count & 1.9 FOR 8 HRS., GUN TYPE, DRAWING NO - E4-803/43, MODEL : ECS33F
6765 | 33kV CAST RESIN POTENTIAL TRANSFORMER RATIO:33kV/RT3/110V/RT3/110V/RT3/110V/3, CORE 1: 100VA, CLASS : 1, CORE 2: 30VA, CLASS : 3P, CORE 3: 30VA, CLASS : 3P, FIXED TYPE, VOLTAGE FACTOR 1.2 CONTINOUS & 1.9 FOR 8 HOURS. | PT | SWITCHGEAR | EC-PT-33-3C-100/1.0-30/3P-30/3P-F | ECS | - | - | Nos. |  | Inventory | 33kV CAST RESIN POTENTIAL TRANSFORMER RATIO:33kV/RT3/110V/RT3/110V/RT3/110V/3, CORE 1: 100VA, CLASS : 1, CORE 2: 30VA, CLASS : 3P, CORE 3: 30VA, CLASS : 3P, FIXED TYPE, VOLTAGE FACTOR 1.2 CONTINOUS & 1.9 FOR 8 HOURS.
6766 | 33kV CAST RESIN POTENTIAL TRANSFORMER RATIO:33kV/RT3/110V/RT3/110V/RT3/110V/3, CORE 1: 100VA, CLASS : 1, CORE 2: 30VA, CLASS : 3P, CORE 3: 30VA, CLASS : 3P, DRAWOUT TYPE, VOLTAGE FACTOR 1.2 CONTINOUS & 1.9 FOR 8 HOURS. | PT | SWITCHGEAR | EC-PT-33-3C-100/1.0-30/3P-30/3P-G | ECS | - | - | Nos. |  | Inventory | 33kV CAST RESIN POTENTIAL TRANSFORMER RATIO:33kV/RT3/110V/RT3/110V/RT3/110V/3, CORE 1: 100VA, CLASS : 1, CORE 2: 30VA, CLASS : 3P, CORE 3: 30VA, CLASS : 3P, DRAWOUT TYPE, VOLTAGE FACTOR 1.2 CONTINOUS & 1.9 FOR 8 HOURS.
6767 | 33 kV CAST RESIN POTENTIAL TRANSFORMER RATIO: 33kV/RT3/110V/RT3/110V/RT3/110V/3, CORE:1 20VA, CLASS : 0.2, CORE:2 30VA, CLASS : 3P, CORE:3 30VA, CLASS : 3P, FIXED TYPE,. VOLTAGE FACTOR 1.2 CONTINOUS & 1.9 FOR 8 HOURS. | PT | SWITCHGEAR | EC-PT-33-3C-20/0.2-30/3P-30/3P-F | ECS | - | - | Nos. |  | Inventory | 33 kV CAST RESIN POTENTIAL TRANSFORMER RATIO: 33kV/RT3/110V/RT3/110V/RT3/110V/3, CORE:1 20VA, CLASS : 0.2, CORE:2 30VA, CLASS : 3P, CORE:3 30VA, CLASS : 3P, FIXED TYPE,. VOLTAGE FACTOR 1.2 CONTINOUS & 1.9 FOR 8 HOURS.
6768 | 33 kV CAST RESIN POTENTIAL TRANSFORMER RATIO: 33kV/RT3/110V/RT3/110V/RT3/110V/3, CORE:1 20VA, CLASS : 0.2, CORE:2 30VA, CLASS : 3P, CORE:3 30VA, CLASS : 3P, DRAWOUT TYPE,. VOLTAGE FACTOR 1.2 CONTINOUS & 1.9 FOR 8 HOURS. | PT | SWITCHGEAR | EC-PT-33-3C-20/0.2-30/3P-30/3P-G | ECS | - | - | Nos. |  | Inventory | 33 kV CAST RESIN POTENTIAL TRANSFORMER RATIO: 33kV/RT3/110V/RT3/110V/RT3/110V/3, CORE:1 20VA, CLASS : 0.2, CORE:2 30VA, CLASS : 3P, CORE:3 30VA, CLASS : 3P, DRAWOUT TYPE,. VOLTAGE FACTOR 1.2 CONTINOUS & 1.9 FOR 8 HOURS.
6769 | 33kV CAST RESIN PT RATIO: 33kV/RT3/110V/RT3/110V/RT3/110V/3,CORE 1: 25VA, CLASS: 0.5, CORE 2: 25VA, CLASS: 3P, CORE 3: 50VA, CLASS: 3P, FIXED TYPE, VOLTAGE FACTOR 1.2 CONTINOUS & 1.9 FOR 8 HOURS. | PT | SWITCHGEAR | EC-PT-33-3C-25/0.5-25/3P-50/3P-F | ECS | - | - | Nos. |  | Inventory | 33kV CAST RESIN PT RATIO: 33kV/RT3/110V/RT3/110V/RT3/110V/3,CORE 1: 25VA, CLASS: 0.5, CORE 2: 25VA, CLASS: 3P, CORE 3: 50VA, CLASS: 3P, FIXED TYPE, VOLTAGE FACTOR 1.2 CONTINOUS & 1.9 FOR 8 HOURS.
6770 | PT - 33KV PT, PTR - 33KV/RT3/110/RT3/110/RT3/110V/3, CORE: 1 30VA/CL 0.2, CORE: 2 30VA/CL 0.2, CORE: 3 50VA/CL 3P. VF - 1.2 Count & 1.9 FOR 8 HRS., FIXED TYPE, DRAWING NO - E4-803/2 , Rev. : 04, ECS33C | PT | SWITCHGEAR | EC-PT-33-3C-30/0.2-30/0.2-50/3P-F | ECS | 33 | NA | Nos | None | Inventory | PT - 33KV PT, PTR - 33KV/RT3/110/RT3/110/RT3/110V/3, CORE: 1 30VA/CL 0.2, CORE: 2 30VA/CL 0.2, CORE: 3 50VA/CL 3P. VF - 1.2 Count & 1.9 FOR 8 HRS., FIXED TYPE, DRAWING NO - E4-803/2 , Rev. : 04, ECS33C
6771 | PT - 33KV PT, PTR - 33KV/RT3/110/RT3/110/RT3/110V/3, CORE: 1 30VA/CL 0.2, CORE: 2 30VA/CL 3P, CORE: 3 30VA/CL 3P. VF - 1.2 Count & 1.9 FOR 8 HRS., FIXED TYPE, DRAWING NO - E4-803/2 , Rev. : 04, ECS33C | PT | SWITCHGEAR | EC-PT-33-3C-30/0.2-30/3P-30/3P-F | ECS | 33 | NA | Nos | None | Inventory | PT - 33KV PT, PTR - 33KV/RT3/110/RT3/110/RT3/110V/3, CORE: 1 30VA/CL 0.2, CORE: 2 30VA/CL 3P, CORE: 3 30VA/CL 3P. VF - 1.2 Count & 1.9 FOR 8 HRS., FIXED TYPE, DRAWING NO - E4-803/2 , Rev. : 04, ECS33C
6772 | PT - 33KV PT, PTR - 33KV/RT3/110/RT3/110/RT3/110V/3, CORE: 1 30VA/CL 0.2, CORE: 2 30VA/CL 3P, CORE: 3 30VA/CL 3P. VF - 1.2 Count & 1.9 FOR 8 HRS., DRAWOUT TYPE, | PT | SWITCHGEAR | EC-PT-33-3C-30/0.2-30/3P-30/3P-G | ECS | 33 | NA | Nos | None | Inventory | PT - 33KV PT, PTR - 33KV/RT3/110/RT3/110/RT3/110V/3, CORE: 1 30VA/CL 0.2, CORE: 2 30VA/CL 3P, CORE: 3 30VA/CL 3P. VF - 1.2 Count & 1.9 FOR 8 HRS., DRAWOUT TYPE,
6773 | PT - 33KV PT, PTR - 33KV/RT3/110/RT3/110/RT3/110V/3, CORE: 1 30VA/CL 0.2s, CORE: 2 30VA/CL 3P, CORE: 3 30VA/CL 3P. VF - 1.2 Count & 1.9 FOR 8 HRS., GUN TYPE, INSULATION CLASS F | PT | SWITCHGEAR | EC-PT-33-3C-30/0.2S-30/3P-30/3P-G-INSULATION-CLASS-F | ECS | 33 | NA | Nos |  | Inventory | PT - 33KV PT, PTR - 33KV/RT3/110/RT3/110/RT3/110V/3, CORE: 1 30VA/CL 0.2s, CORE: 2 30VA/CL 3P, CORE: 3 30VA/CL 3P. VF - 1.2 Count & 1.9 FOR 8 HRS., GUN TYPE, INSULATION CLASS F
6774 | PT - 33KV PT, PTR - 33KV/RT3/110/RT3/110/RT3/110V/3, CORE: 1 30VA/CL 0.5, CORE: 2 30VA/CL 3P, CORE: 3 30VA/CL 3P. VF - 1.2 Count & 1.9 FOR 8 HRS., FIXED TYPE, DRAWING NO - E4-803/2 , Rev. : 04, ECS33C | PT | SWITCHGEAR | EC-PT-33-3C-30/0.5-30/3P-30/3P-F | ECS | 33 | NA | Nos |  | Inventory | PT - 33KV PT, PTR - 33KV/RT3/110/RT3/110/RT3/110V/3, CORE: 1 30VA/CL 0.5, CORE: 2 30VA/CL 3P, CORE: 3 30VA/CL 3P. VF - 1.2 Count & 1.9 FOR 8 HRS., FIXED TYPE, DRAWING NO - E4-803/2 , Rev. : 04, ECS33C
6775 | PT - 33KV PT, PTR - 33KV/RT3/110/RT3/110/RT3-110V/3, CORE: 1 30VA/CL 0.5, CORE: 2 30VA/CL 3P, . VF - 1.2 Count & 1.9 FOR 8 HRS., FIXED TYPE, DRAWING NO - E4-803/2 , Rev. : 04, ECS33C | PT | SWITCHGEAR | EC-PT-33-3C-30/0.5-30/3P-F | ECS | 33 | NA | Nos |  | Inventory | PT - 33KV PT, PTR - 33KV/RT3/110/RT3/110/RT3-110V/3, CORE: 1 30VA/CL 0.5, CORE: 2 30VA/CL 3P, . VF - 1.2 Count & 1.9 FOR 8 HRS., FIXED TYPE, DRAWING NO - E4-803/2 , Rev. : 04, ECS33C
6776 | PT - 33KV PT, PTR - 33KV/RT3/110/RT3/110/RT3/110V/3, CORE: 1 50VA/CL 0.2, CORE: 2 30VA/CL 0.2, CORE: 3 30VA/CL 3P. VF - 1.2 Count & 1.9 FOR 8 HRS., FIXED TYPE, DRAWING NO - E4-803/2 , Rev. : 04, ECS33C | PT | SWITCHGEAR | EC-PT-33-3C-50/0.2-30/0.2-30/3P-F | ECS | 33 | NA | Nos | None | Inventory | PT - 33KV PT, PTR - 33KV/RT3/110/RT3/110/RT3/110V/3, CORE: 1 50VA/CL 0.2, CORE: 2 30VA/CL 0.2, CORE: 3 30VA/CL 3P. VF - 1.2 Count & 1.9 FOR 8 HRS., FIXED TYPE, DRAWING NO - E4-803/2 , Rev. : 04, ECS33C
6777 | 33kV CAST RESIN POTENTIAL TRANSFORMER RATIO: 33kV/RT3/110V/RT3/110V/RT3/110V/3, CORE:1 50VA, CLASS : 0.2, CORE:2 30VA, CLASS : 3P, CORE:3 30VA, CLASS : 3P, FIXED TYPE,. VOLTAGE FACTOR 1.2 CONTINOUS & 1.9 FOR 8 HOURS. | PT | SWITCHGEAR | EC-PT-33-3C-50/0.2-30/3P-30/3P-F | ECS | - | - | Nos. |  | Inventory | 33kV CAST RESIN POTENTIAL TRANSFORMER RATIO: 33kV/RT3/110V/RT3/110V/RT3/110V/3, CORE:1 50VA, CLASS : 0.2, CORE:2 30VA, CLASS : 3P, CORE:3 30VA, CLASS : 3P, FIXED TYPE,. VOLTAGE FACTOR 1.2 CONTINOUS & 1.9 FOR 8 HOURS.
6778 | 33kV CAST RESIN POTENTIAL TRANSFORMER RATIO:33kV/RT3/110V/RT3/110V/RT3/110V/RT3-110V/3, CORE 1: 50VA, CLASS : 0.2, CORE 2: 30VA, CLASS : 3P, CORE 3: 30VA, CLASS : 3P, FIXED TYPE, VOLTAGE FACTOR 1.2 CONTINOUS & 1.9 FOR 8 HOURS. | PT | SWITCHGEAR | EC-PT-33-3C-50/0.2-30/3P-30/3P-F. | ECS | - | - | Nos. |  | Inventory | 33kV CAST RESIN POTENTIAL TRANSFORMER RATIO:33kV/RT3/110V/RT3/110V/RT3/110V/RT3-110V/3, CORE 1: 50VA, CLASS : 0.2, CORE 2: 30VA, CLASS : 3P, CORE 3: 30VA, CLASS : 3P, FIXED TYPE, VOLTAGE FACTOR 1.2 CONTINOUS & 1.9 FOR 8 HOURS.
6779 | PT - 33KV PT, PTR - 33KV/RT3/110/RT3/110/RT3/110V/3, CORE: 1 50VA/CL 0.2, CORE: 2 50VA/CL 3P, CORE: 3 30VA/CL 3P. VF - 1.2 Count & 1.9 FOR 8 HRS., GUN TYPE, DRAWING NO - E4-803/43, MODEL : ECS33F | PT | SWITCHGEAR | EC-PT-33-3C-50/0.2-50/3P-30/3P-G | ECS | 33 | NA | Nos | None | Inventory | PT - 33KV PT, PTR - 33KV/RT3/110/RT3/110/RT3/110V/3, CORE: 1 50VA/CL 0.2, CORE: 2 50VA/CL 3P, CORE: 3 30VA/CL 3P. VF - 1.2 Count & 1.9 FOR 8 HRS., GUN TYPE, DRAWING NO - E4-803/43, MODEL : ECS33F
6780 | PT - 33KV PT, PTR - 33KV/RT3/110/RT3/110/RT3/110V/3, CORE: 1 50VA/CL 0.5, CORE: 2 30VA/CL 3P, CORE: 3 30VA/CL 3P. VF - 1.2 Count & 1.9 FOR 8 HRS., GUN TYPE, DRAWING NO | PT | SWITCHGEAR | EC-PT-33-3C-50/0.2-50/3P-30/3P-H | ECS | 33 | NA | Nos |  | Inventory | PT - 33KV PT, PTR - 33KV/RT3/110/RT3/110/RT3/110V/3, CORE: 1 50VA/CL 0.5, CORE: 2 30VA/CL 3P, CORE: 3 30VA/CL 3P. VF - 1.2 Count & 1.9 FOR 8 HRS., GUN TYPE, DRAWING NO
6781 | PT - 33KV PT, PTR - 33KV/RT3/110/RT3/110/RT3/110V/3, CORE: 1 50VA/CL 0.2, CORE: 2 50VA/CL 3P, CORE: 3 50VA/CL 3P. VF - 1.2 Count & 1.9 FOR 8 HRS., FIXED TYPE, DRAWING NO - E4-803/2 , Rev. : 04, ECS33C | PT | SWITCHGEAR | EC-PT-33-3C-50/0.2-50/3P-50/3P-F | ECS | 33 | NA | Nos | None | Inventory | PT - 33KV PT, PTR - 33KV/RT3/110/RT3/110/RT3/110V/3, CORE: 1 50VA/CL 0.2, CORE: 2 50VA/CL 3P, CORE: 3 50VA/CL 3P. VF - 1.2 Count & 1.9 FOR 8 HRS., FIXED TYPE, DRAWING NO - E4-803/2 , Rev. : 04, ECS33C
6782 | PT - 33KV PT, PTR - 33KV/RT3/110/RT3/110/RT3/110V/RT3, CORE: 1 50VA/CL 0.2, CORE: 2 50VA/CL 3P, CORE: 3 50VA/CL 3P. VF - 1.2 Count & 1.9 FOR 8 HRS., FIXED TYPE, DRAWING NO - E4-803/2 , Rev. : 04, ECS33C | PT | SWITCHGEAR | EC-PT-33-3C-50/0.2-50/3P-50/3P-F-RT3 | ECS | 33 | NA | Nos |  | Inventory | PT - 33KV PT, PTR - 33KV/RT3/110/RT3/110/RT3/110V/RT3, CORE: 1 50VA/CL 0.2, CORE: 2 50VA/CL 3P, CORE: 3 50VA/CL 3P. VF - 1.2 Count & 1.9 FOR 8 HRS., FIXED TYPE, DRAWING NO - E4-803/2 , Rev. : 04, ECS33C
6783 | PT - 33KV PT, PTR - 33KV/RT3/110/RT3/110/RT3/110V/3, CORE: 1 50VA/CL 0.2, CORE: 2 50VA/CL 3P, CORE: 3 50VA/CL 3P. VF - 1.2 Count & 1.9 FOR 8 HRS., GUN TYPE, DRAWING NO - E4-803/43, MODEL : ECS33F | PT | SWITCHGEAR | EC-PT-33-3C-50/0.2-50/3P-50/3P-G | ECS | 33 | NA | Nos | None | Inventory | PT - 33KV PT, PTR - 33KV/RT3/110/RT3/110/RT3/110V/3, CORE: 1 50VA/CL 0.2, CORE: 2 50VA/CL 3P, CORE: 3 50VA/CL 3P. VF - 1.2 Count & 1.9 FOR 8 HRS., GUN TYPE, DRAWING NO - E4-803/43, MODEL : ECS33F
6784 | 33kV CAST RESIN PT RATIO: 33kV/RT3/110V/RT3/110V/RT3/110V/3, CORE 1: 50VA, CLASS: 0.5, CORE 2: 30VA, CLASS: 3P, CORE 3: 30VA, CLASS: 3P, FIXED TYPE, VOLTAGE FACTOR 1.2 CONTINOUS & 1.9 FOR 8 HOURS. | PT | SWITCHGEAR | EC-PT-33-3C-50/0.5-30/3P-30/3P-F | ECS | - | - | Nos. |  | Inventory | 33kV CAST RESIN PT RATIO: 33kV/RT3/110V/RT3/110V/RT3/110V/3, CORE 1: 50VA, CLASS: 0.5, CORE 2: 30VA, CLASS: 3P, CORE 3: 30VA, CLASS: 3P, FIXED TYPE, VOLTAGE FACTOR 1.2 CONTINOUS & 1.9 FOR 8 HOURS.
6785 | PT - 33KV PT, PTR - 33KV/RT3/110/RT3/110/RT3/110V/3, CORE: 1 50VA/CL 0.5, CORE: 2 30VA/CL 3P, CORE: 3 30VA/CL 3P. VF - 1.2 Count & 1.9 FOR 8 HRS., GUN TYPE, DRAWING NO. - PR-3603 (B) | PT | SWITCHGEAR | EC-PT-33-3C-50/0.5-30/3P-30/3P-G | ECS | - | - | Nos. |  | Inventory | PT - 33KV PT, PTR - 33KV/RT3/110/RT3/110/RT3/110V/3, CORE: 1 50VA/CL 0.5, CORE: 2 30VA/CL 3P, CORE: 3 30VA/CL 3P. VF - 1.2 Count & 1.9 FOR 8 HRS., GUN TYPE, DRAWING NO. - PR-3603 (B)
6786 | PT - 33KV PT, PTR - 33KV/RT3/110/RT3/110/RT3/110V/3, CORE: 1 50VA/CL 0.5, CORE: 2 50VA/CL 3P, CORE: 3 50VA/CL 3P. VF - 1.2 Count & 1.9 FOR 8 HRS., FIXED TYPE, DRAWING NO - E4-803/2 , Rev. : 04, ECS33C. | PT | SWITCHGEAR | EC-PT-33-3C-50/0.5-50/3P-50/3P-F | ECS | 33 | NA | Nos |  | Inventory | PT - 33KV PT, PTR - 33KV/RT3/110/RT3/110/RT3/110V/3, CORE: 1 50VA/CL 0.5, CORE: 2 50VA/CL 3P, CORE: 3 50VA/CL 3P. VF - 1.2 Count & 1.9 FOR 8 HRS., FIXED TYPE, DRAWING NO - E4-803/2 , Rev. : 04, ECS33C.
6787 | PT - 33KV PT, PTR - 33KV/RT3/110/RT3/110/RT3/110V/3, CORE: 1 50VA/CL 0.5, CORE: 2 50VA/CL 3P, CORE: 3 50VA/CL 3P. VF - 1.2 Count & 1.9 FOR 8 HRS., GUN TYPE, DRAWING NO - E4-803/43, MODEL : ECS33F | PT | SWITCHGEAR | EC-PT-33-3C-50/0.5-50/3P-50/3P-G | ECS | 33 | NA | Nos | None | Inventory | PT - 33KV PT, PTR - 33KV/RT3/110/RT3/110/RT3/110V/3, CORE: 1 50VA/CL 0.5, CORE: 2 50VA/CL 3P, CORE: 3 50VA/CL 3P. VF - 1.2 Count & 1.9 FOR 8 HRS., GUN TYPE, DRAWING NO - E4-803/43, MODEL : ECS33F
6788 | PT - 33KV PT, PTR - 33KV/RT3/110V/RT3/110V/RT3/110V/3, CORE: 1 50VA/CL 1.0, CORE: 2 50VA/CL 3P, CORE: 3 50VA/CL 3P. VF - 1.2 Count & 1.9 FOR 8 HRS., FIXED TYPE, MODEL : ECS33F | PT | SWITCHGEAR | EC-PT-33-3C-50/1.0-50/3P-50/3P-F | ECS | 33 | NA | Nos | None | Inventory | PT - 33KV PT, PTR - 33KV/RT3/110V/RT3/110V/RT3/110V/3, CORE: 1 50VA/CL 1.0, CORE: 2 50VA/CL 3P, CORE: 3 50VA/CL 3P. VF - 1.2 Count & 1.9 FOR 8 HRS., FIXED TYPE, MODEL : ECS33F
6789 | PT - 33KV PT, PTR - 33KV/RT3/110/RT3/110/RT3/110V/3, CORE: 1 50VA/CL 1.0, CORE: 2 50VA/CL 3P, CORE: 3 50VA/CL 3P. VF - 1.2 Count & 1.9 FOR 8 HRS., GUN TYPE, DRAWING NO - E4-803/43, MODEL : ECS33F | PT | SWITCHGEAR | EC-PT-33-3C-50/1.0-50/3P-50/3P-G | ECS | 33 | NA | Nos | None | Inventory | PT - 33KV PT, PTR - 33KV/RT3/110/RT3/110/RT3/110V/3, CORE: 1 50VA/CL 1.0, CORE: 2 50VA/CL 3P, CORE: 3 50VA/CL 3P. VF - 1.2 Count & 1.9 FOR 8 HRS., GUN TYPE, DRAWING NO - E4-803/43, MODEL : ECS33F
6790 | 6.3kV CAST RESIN PT RATIO:6.3kV/RT3/110V/RT3/110V/RT3/110V/RT3, CORE 1: 50A, CLASS: 0.5, CORE 2 :50VA, CLASS : 3P, CORE 3 :50VA, CLASS : 0.5 FIXED TYPE, VOLTAGE FACTOR 1.5 CONTINUOUS & 1.9 TIMES FOR 8 HOURS. | PT | SWITCHGEAR | EC-PT-6.3-2C-50/0.5-50/3P-50/0.5-F | ECS | 6.3 | NA | Nos |  | Inventory | 6.3kV CAST RESIN PT RATIO:6.3kV/RT3/110V/RT3/110V/RT3/110V/RT3, CORE 1: 50A, CLASS: 0.5, CORE 2 :50VA, CLASS : 3P, CORE 3 :50VA, CLASS : 0.5 FIXED TYPE, VOLTAGE FACTOR 1.5 CONTINUOUS & 1.9 TIMES FOR 8 HOURS.
6791 | 6.3kV CAST RESIN PT RATIO: 6.3kV/RT3/110V/RT3/110V/RT3, CORE 1: 50VA, CLASS: 0.5, CORE 2: 50VA, CLASS: 3P, FIXED TYPE, VOLTAGE FACTOR 1.5 CONTINUOUS & 1.9 TIMES FOR 8 HOURS. | PT | SWITCHGEAR | EC-PT-6.3-2C-50/0.5-50/3P-F | ECS | - | - | Nos. |  | Inventory | 6.3kV CAST RESIN PT RATIO: 6.3kV/RT3/110V/RT3/110V/RT3, CORE 1: 50VA, CLASS: 0.5, CORE 2: 50VA, CLASS: 3P, FIXED TYPE, VOLTAGE FACTOR 1.5 CONTINUOUS & 1.9 TIMES FOR 8 HOURS.
6792 | PT - 6.3KV PT, PTR - 6300/RT3/110/RT3/110/3-110/RT3 V, CORE: 1 75VA/CL 0.5, CORE: 2 25VA/CL 3P, VF - 1.5 Count & 1.9 FOR 8 HRS., FIXED TYPE, DRAWING NO - E4-389/10 , Rev. : 04, MODEL : ECS11I | PT | SWITCHGEAR | EC-PT-6.3-2C-75/0.5-25/3P-F | ECS | 6.3 | NA | Nos | None | Inventory | PT - 6.3KV PT, PTR - 6300/RT3/110/RT3/110/3-110/RT3 V, CORE: 1 75VA/CL 0.5, CORE: 2 25VA/CL 3P, VF - 1.5 Count & 1.9 FOR 8 HRS., FIXED TYPE, DRAWING NO - E4-389/10 , Rev. : 04, MODEL : ECS11I
6793 | PT - 6.3KV PT, PTR - 6300/RT3/110/RT3/110/3-110/RT3 V, CORE: 1 75VA/CL 0.5, CORE: 2 25VA/CL 3P, VF - 1.2 Count & 1.9 FOR 8 HRS., FIXED TYPE, | PT | SWITCHGEAR | EC-PT-6.3-2C-75/0.5-25/3P-F-1.2 | ECS | 6.3 | NA | Nos |  | Inventory | PT - 6.3KV PT, PTR - 6300/RT3/110/RT3/110/3-110/RT3 V, CORE: 1 75VA/CL 0.5, CORE: 2 25VA/CL 3P, VF - 1.2 Count & 1.9 FOR 8 HRS., FIXED TYPE,
6794 | 6.3kV CAST RESIN POTENTIAL TRANSFORMER RATIO :6.3kV/RT3/110V/RT3/110V/RT3/110V/3, CORE 1: 50VA, CLASS: 0.5, CORE 2 :25VA, CLASS : 3P, CORE 3 :25VA, CLASS : 3P,. FIXED TYPE, VOLTAGE FACTOR 1.5 CONTINUOUS & 1.9 TIMES FOR 8 HOURS. | PT | SWITCHGEAR | EC-PT-6.3-3C-50/0.5-25/3P-25/3P-F | ECS | - | - | Nos. |  | Inventory | 6.3kV CAST RESIN POTENTIAL TRANSFORMER RATIO :6.3kV/RT3/110V/RT3/110V/RT3/110V/3, CORE 1: 50VA, CLASS: 0.5, CORE 2 :25VA, CLASS : 3P, CORE 3 :25VA, CLASS : 3P,. FIXED TYPE, VOLTAGE FACTOR 1.5 CONTINUOUS & 1.9 TIMES FOR 8 HOURS.
6795 | PT - 6.3KV PT, PTR - 6.3KV/RT3/110/RT3/110/RT3/110V/3, CORE: 1 50VA/CL 0.5, CORE: 2 50VA/CL 3P, CORE3: 25VA, CL 3P(OPEN DELTA) VF - 1.5 Count & 1.9 FOR 8 HRS., FIXED TYPE, DRAWING NO - E4-389/10 , Rev. : 04, MODEL : ECS11I, | PT | SWITCHGEAR | EC-PT-6.3-3C-50/0.5-50/3P-25/3P-F | ECS | 6.3 | NA | Nos | None | Inventory | PT - 6.3KV PT, PTR - 6.3KV/RT3/110/RT3/110/RT3/110V/3, CORE: 1 50VA/CL 0.5, CORE: 2 50VA/CL 3P, CORE3: 25VA, CL 3P(OPEN DELTA) VF - 1.5 Count & 1.9 FOR 8 HRS., FIXED TYPE, DRAWING NO - E4-389/10 , Rev. : 04, MODEL : ECS11I,
6796 | 6.3kV CAST RESIN POTENTIAL TRANSFORMER, PTR :6.3kV/RT3/110V/RT3/110V/RT3/110V/3, CORE 1: 75A, CLASS: 0.5, CORE 2 :30VA, CLASS : 3P, CORE 3 :25VA, CLASS : 3P, FIXED TYPE, VOLTAGE FACTOR 1.2 CONTINUOUS & 1.9 TIMES FOR 8 HOURS. | PT | SWITCHGEAR | EC-PT-6.3-3C-75/0.5-30/3P-25/3P-F | ECS | 6.3 | - | Nos. |  | Inventory | 6.3kV CAST RESIN POTENTIAL TRANSFORMER, PTR :6.3kV/RT3/110V/RT3/110V/RT3/110V/3, CORE 1: 75A, CLASS: 0.5, CORE 2 :30VA, CLASS : 3P, CORE 3 :25VA, CLASS : 3P, FIXED TYPE, VOLTAGE FACTOR 1.2 CONTINUOUS & 1.9 TIMES FOR 8 HOURS.
6797 | PT - 6.3KV PT, PTR - 6.3KV/RT3/110/RT3/110/RT3/110V/3, CORE: 1 75VA/CL 0.5, CORE: 2 50VA/CL 0.5, CORE3: 25VA, CL 3P(OPEN DELTA) VF - 1.5 Count & 1.9 FOR 8 HRS., FIXED TYPE, DRAWING NO - E4-389/10 , Rev. : 04, MODEL : ECS11I, | PT | SWITCHGEAR | EC-PT-6.3-3C-75/0.5-50/0.5-25/3P-F | ECS | 6.3 | NA | Nos | None | Inventory | PT - 6.3KV PT, PTR - 6.3KV/RT3/110/RT3/110/RT3/110V/3, CORE: 1 75VA/CL 0.5, CORE: 2 50VA/CL 0.5, CORE3: 25VA, CL 3P(OPEN DELTA) VF - 1.5 Count & 1.9 FOR 8 HRS., FIXED TYPE, DRAWING NO - E4-389/10 , Rev. : 04, MODEL : ECS11I,
6798 | 6.3kV CAST RESIN POTENTIAL TRANSFORMER RATIO :6.3kV/RT3/110V/RT3/110V/RT3/110V/3, CORE 1: 75VA, CLASS: 0.5, CORE 2 :75VA, CLASS : 3P, CORE 3 :75VA, CLASS : 3P,. FIXED TYPE, VOLTAGE FACTOR 1.5 CONTINUOUS & 1.9 TIMES FOR 8 HOURS. | PT | SWITCHGEAR | EC-PT-6.3-3C-75/0.5-75/3P-75/3-F | ECS | - | - | Nos. |  | Inventory | 6.3kV CAST RESIN POTENTIAL TRANSFORMER RATIO :6.3kV/RT3/110V/RT3/110V/RT3/110V/3, CORE 1: 75VA, CLASS: 0.5, CORE 2 :75VA, CLASS : 3P, CORE 3 :75VA, CLASS : 3P,. FIXED TYPE, VOLTAGE FACTOR 1.5 CONTINUOUS & 1.9 TIMES FOR 8 HOURS.
6799 | PT - 6.6KV PT, PTR - 6.6KV/RT3/110/RT3/110/3-110V/RT3, CORE: 1 100VA/CL 0.5, CORE: 2 50VA/CL 3P, VF - 1.2 Count & 1.9 FOR 8 HRS., FIXED TYPE, DRAWING NO - E4-389/10 , Rev. : 04, MODEL : ECS11I | PT | SWITCHGEAR | EC-PT-6.6-2C-100/0.5-50/3P-F | ECS | 6.6 | NA | Nos | None | Inventory | PT - 6.6KV PT, PTR - 6.6KV/RT3/110/RT3/110/3-110V/RT3, CORE: 1 100VA/CL 0.5, CORE: 2 50VA/CL 3P, VF - 1.2 Count & 1.9 FOR 8 HRS., FIXED TYPE, DRAWING NO - E4-389/10 , Rev. : 04, MODEL : ECS11I
6800 | PT - 6.6KV PT, PTR - 6.6KV/RT3/110/RT3/110/3-110V/RT3, CORE: 1 100VA/CL 0.5, CORE: 2 50VA/CL 3P, VF - 1.2 Count & 1.9 FOR 8 HRS., GUN TYPE, DRAWING NO - E4-389/7 Rev. : 06, MODEL : ECS11H | PT | SWITCHGEAR | EC-PT-6.6-2C-100/0.5-50/3P-G | ECS | 6.6 | NA | Nos | None | Inventory | PT - 6.6KV PT, PTR - 6.6KV/RT3/110/RT3/110/3-110V/RT3, CORE: 1 100VA/CL 0.5, CORE: 2 50VA/CL 3P, VF - 1.2 Count & 1.9 FOR 8 HRS., GUN TYPE, DRAWING NO - E4-389/7 Rev. : 06, MODEL : ECS11H
6801 | PT - 6.6KV PT, PTR - 6.6KV/RT3/110/RT3/110/3-110V/RT3, CORE: 1 100VA/CL 1.0, CORE: 2 50VA/CL 3P, VF - 1.2 Count & 1.9 FOR 8 HRS., FIXED TYPE, DRAWING NO -E4-389/10 , Rev. : 04, MODEL : ECS11G | PT | SWITCHGEAR | EC-PT-6.6-2C-100/1.0-50/3P-F | ECS | 6.6 | NA | Nos | None | Inventory | PT - 6.6KV PT, PTR - 6.6KV/RT3/110/RT3/110/3-110V/RT3, CORE: 1 100VA/CL 1.0, CORE: 2 50VA/CL 3P, VF - 1.2 Count & 1.9 FOR 8 HRS., FIXED TYPE, DRAWING NO -E4-389/10 , Rev. : 04, MODEL : ECS11G
6802 | PT - 6.6KV PT, PTR - 6.6KV/RT3/110/RT3/110/3-110V/RT3, CORE: 1 100VA/CL 1.0, CORE: 2 50VA/CL 3P, VF - 1.2 Count & 1.9 FOR 8 HRS., GUN TYPE, DRAWING NO - E4-389/7 Rev. : 06, MODEL : ECS11H | PT | SWITCHGEAR | EC-PT-6.6-2C-100/1.0-50/3P-G | ECS | 6.6 | NA | Nos | None | Inventory | PT - 6.6KV PT, PTR - 6.6KV/RT3/110/RT3/110/3-110V/RT3, CORE: 1 100VA/CL 1.0, CORE: 2 50VA/CL 3P, VF - 1.2 Count & 1.9 FOR 8 HRS., GUN TYPE, DRAWING NO - E4-389/7 Rev. : 06, MODEL : ECS11H
6803 | PT - 6.6KV PT, PTR - 6.6KV/RT3/110/RT3/110/3-110V/RT3, CORE: 1 50VA/CL 0.2, CORE: 2 50VA/CL 3P, VF - 1.2 Count & 1.9 FOR 8 HRS., FIXED TYPE, DRAWING NO - E4-389/10 , Rev. : 04, MODEL : ECS11I | PT | SWITCHGEAR | EC-PT-6.6-2C-50/0.2-50/3P-F | ECS | 6.6 | NA | Nos | None | Inventory | PT - 6.6KV PT, PTR - 6.6KV/RT3/110/RT3/110/3-110V/RT3, CORE: 1 50VA/CL 0.2, CORE: 2 50VA/CL 3P, VF - 1.2 Count & 1.9 FOR 8 HRS., FIXED TYPE, DRAWING NO - E4-389/10 , Rev. : 04, MODEL : ECS11I
6804 | PT - 6.6KV PT, PTR - 6.6KV/RT3/110/RT3/110/3-110V/RT3, CORE: 1 50VA/CL 0.2, CORE: 2 50VA/CL 3P, VF - 1.2 Count & 1.9 FOR 8 HRS., GUN TYPE, DRAWING NO - E4-389/7 Rev. : 06, MODEL : ECS11H | PT | SWITCHGEAR | EC-PT-6.6-2C-50/0.2-50/3P-G | ECS | 6.6 | NA | Nos | None | Inventory | PT - 6.6KV PT, PTR - 6.6KV/RT3/110/RT3/110/3-110V/RT3, CORE: 1 50VA/CL 0.2, CORE: 2 50VA/CL 3P, VF - 1.2 Count & 1.9 FOR 8 HRS., GUN TYPE, DRAWING NO - E4-389/7 Rev. : 06, MODEL : ECS11H
6805 | PT - 6.6KV PT, PTR - 6.6KV/RT3/110/RT3/110/3-110V/RT3, CORE: 1 50VA/CL 0.5, CORE: 2 50VA/CL 3P, VF - 1.2 Count & 1.9 FOR 8 HRS., FIXED TYPE, DRAWING NO - Drg No. : E4-389/10 , Rev. : 04, MODEL : ECS11G | PT | SWITCHGEAR | EC-PT-6.6-2C-50/0.5-50/3P-F | ECS | 6.6 | NA | Nos | None | Inventory | PT - 6.6KV PT, PTR - 6.6KV/RT3/110/RT3/110/3-110V/RT3, CORE: 1 50VA/CL 0.5, CORE: 2 50VA/CL 3P, VF - 1.2 Count & 1.9 FOR 8 HRS., FIXED TYPE, DRAWING NO - Drg No. : E4-389/10 , Rev. : 04, MODEL : ECS11G
6806 | PT - 6.6KV PT, PTR - 6.6KV/RT3/110/RT3/110/3-110V/RT3, CORE: 1 50VA/CL 0.5, CORE: 2 50VA/CL 3P, VF - 1.2 Count & 1.9 FOR 8 HRS., GUN TYPE, DRAWING NO - E4-389/7 , Rev. : 06 MODEL : ECS11H, TYPE 1 | PT | SWITCHGEAR | EC-PT-6.6-2C-50/0.5-50/3P-G | ECS | 6.6 | NA | Nos | None | Inventory | PT - 6.6KV PT, PTR - 6.6KV/RT3/110/RT3/110/3-110V/RT3, CORE: 1 50VA/CL 0.5, CORE: 2 50VA/CL 3P, VF - 1.2 Count & 1.9 FOR 8 HRS., GUN TYPE, DRAWING NO - E4-389/7 , Rev. : 06 MODEL : ECS11H, TYPE 1
6807 | PT - 6.6KV PT; PTR - 6600/RT3/110/RT3/110/3-110/RT3 V; CORE: 1 50VA/CL 3P; CORE: 2 50VA/CL 3P; VF - 1.5 Count & 1.9 for 8 Hrs; Fixed Type; Drawing No - E4-389/10 , Rev. : 04; Model : ECS11G . | PT | SWITCHGEAR | EC-PT-6.6-2C-50/3P-50/3P-F | ECS | 6.6 | NA | Nos | None | Inventory | PT - 6.6KV PT; PTR - 6600/RT3/110/RT3/110/3-110/RT3 V; CORE: 1 50VA/CL 3P; CORE: 2 50VA/CL 3P; VF - 1.5 Count & 1.9 for 8 Hrs; Fixed Type; Drawing No - E4-389/10 , Rev. : 04; Model : ECS11G .
6808 | 6.6kV CAST RESIN PT RATIO: 6.6kV/RT3/110V/RT3/110V/3, CORE 1: 75VA, CLASS: 0.2, CORE 2: 25VA, CLASS: 3P, DRAWOUT TYPE, VOLTAGE FACTOR 1.5 CONTINUOUS & 1.9 TIMES FOR 8 HOURS. | PT | SWITCHGEAR | EC-PT-6.6-2C-75/0.2-25/3P-G | ECS | 6.6 | NA | Nos |  | Inventory | 6.6kV CAST RESIN PT RATIO: 6.6kV/RT3/110V/RT3/110V/3, CORE 1: 75VA, CLASS: 0.2, CORE 2: 25VA, CLASS: 3P, DRAWOUT TYPE, VOLTAGE FACTOR 1.5 CONTINUOUS & 1.9 TIMES FOR 8 HOURS.
6809 | PT - 6.6KV PT, PTR - 6600/RT3/110/RT3/110/3-110/RT3 V, CORE: 1 75VA/CL 0.5, CORE: 2 25VA/CL 3P, VF - 1.5 Count & 1.9 FOR 8 HRS., FIXED TYPE, DRAWING NO - E4-389/10 , Rev. : 04, MODEL : ECS11G | PT | SWITCHGEAR | EC-PT-6.6-2C-75/0.5-25/3P-F | ECS | 6.6 | NA | Nos | None | Inventory | PT - 6.6KV PT, PTR - 6600/RT3/110/RT3/110/3-110/RT3 V, CORE: 1 75VA/CL 0.5, CORE: 2 25VA/CL 3P, VF - 1.5 Count & 1.9 FOR 8 HRS., FIXED TYPE, DRAWING NO - E4-389/10 , Rev. : 04, MODEL : ECS11G
6810 | PT - 6.6KV PT, PTR - 6.6KV/RT3/110/RT3/110/RT3/110V/3, CORE: 1 100VA/CL 0.5, CORE: 2 50VA/CL 3P, CORE: 3 50VA/CL 3P. VF - 1.2 Count & 1.9 FOR 8 HRS., FIX TYPE, DRAWING NO - Drg No. : E4-389/10 , Rev. : 04 MODEL : ECS11G | PT | SWITCHGEAR | EC-PT-6.6-3C-100/0.5-50/3P-50/3P-F | ECS | 6.6 | NA | Nos | None | Inventory | PT - 6.6KV PT, PTR - 6.6KV/RT3/110/RT3/110/RT3/110V/3, CORE: 1 100VA/CL 0.5, CORE: 2 50VA/CL 3P, CORE: 3 50VA/CL 3P. VF - 1.2 Count & 1.9 FOR 8 HRS., FIX TYPE, DRAWING NO - Drg No. : E4-389/10 , Rev. : 04 MODEL : ECS11G
6811 | PT - 6.6KV PT, PTR - 6.6KV/RT3/110/RT3/110/RT3/110V/3, CORE: 1 100VA/CL 0.5, CORE: 2 50VA/CL 3P, CORE: 3 50VA/CL 3P. VF - 1.2 Count & 1.9 FOR 8 HRS., GUN TYPE, DRAWING NO - E4-389/7 Rev. : 06, MODEL : ECS11H | PT | SWITCHGEAR | EC-PT-6.6-3C-100/0.5-50/3P-50/3P-G | ECS | 6.6 | NA | Nos | None | Inventory | PT - 6.6KV PT, PTR - 6.6KV/RT3/110/RT3/110/RT3/110V/3, CORE: 1 100VA/CL 0.5, CORE: 2 50VA/CL 3P, CORE: 3 50VA/CL 3P. VF - 1.2 Count & 1.9 FOR 8 HRS., GUN TYPE, DRAWING NO - E4-389/7 Rev. : 06, MODEL : ECS11H
6812 | 6.6KV CAST RESIN PT RATIO: 6.6KV/RT3/110V/RT3/110V/RT3/110V/3, CORE 1: 20VA, CLASS: 0.2, CORE 2: 20VA, CLASS: 3P, CORE 3: 20VA, CLASS: 3P, FIXED TYPE, INSULATION CLASS: B, VOLTAGE FACTOR 1.2 CONTINOUS & 1.9 FOR 8 HOURS. DRAWING NO - | PT | SWITCHGEAR | EC-PT-6.6-3C-20/0.2-20/3P-20/3P-F | ECS | 6.6 | NA | Nos |  | Inventory | 6.6KV CAST RESIN PT RATIO: 6.6KV/RT3/110V/RT3/110V/RT3/110V/3, CORE 1: 20VA, CLASS: 0.2, CORE 2: 20VA, CLASS: 3P, CORE 3: 20VA, CLASS: 3P, FIXED TYPE, INSULATION CLASS: B, VOLTAGE FACTOR 1.2 CONTINOUS & 1.9 FOR 8 HOURS. DRAWING NO -
6813 | PT - 6.6KV PT, PTR - 6.6KV/RT3/110/RT3/110/RT3/110V/3, CORE: 1 30VA/CL 0.2, CORE: 2 30VA/CL 3P, CORE3: 30VA, CL 3P(OPEN DELTA) VF - 1.2 Count & 1.9 FOR 8 HRS., FIXED TYPE, DRAWING NO - E4-389/10 , Rev. : 04, MODEL : ECS11I, | PT | SWITCHGEAR | EC-PT-6.6-3C-30/0.2-30/3P-30/3P-F | ECS | 6.6 | NA | Nos | None | Inventory | PT - 6.6KV PT, PTR - 6.6KV/RT3/110/RT3/110/RT3/110V/3, CORE: 1 30VA/CL 0.2, CORE: 2 30VA/CL 3P, CORE3: 30VA, CL 3P(OPEN DELTA) VF - 1.2 Count & 1.9 FOR 8 HRS., FIXED TYPE, DRAWING NO - E4-389/10 , Rev. : 04, MODEL : ECS11I,
6814 | 6.6kV CAST RESIN POTENTIAL TRANSFORMER RATIO: 6.6kV/RT3/110V/RT3/110V/RT3/110V/3, CORE:1 30VA, CLASS : 0.5, CORE:2 30VA CLASS : 3P, CORE:3 30VA CLASS : 3P DRAWOUT TYPE, VOLTAGE FACTOR 1.2 CONTINOUS & 1.9 FOR 8 HOURS--. | PT | SWITCHGEAR | EC-PT-6.6-3C-30/0.5-30/3P-30/3P-G | ECS | 6.6 | - | Nos |  | Inventory | 6.6kV CAST RESIN POTENTIAL TRANSFORMER RATIO: 6.6kV/RT3/110V/RT3/110V/RT3/110V/3, CORE:1 30VA, CLASS : 0.5, CORE:2 30VA CLASS : 3P, CORE:3 30VA CLASS : 3P DRAWOUT TYPE, VOLTAGE FACTOR 1.2 CONTINOUS & 1.9 FOR 8 HOURS--.
6815 | 6.6KV CAST RESIN PT RATIO: 6.6KV/RT3/110V/RT3/110V/RT3/110V/3, CORE 1: 50VA, CLASS: 0.2, CORE 2: 30VA, CLASS: 3P, CORE 3: 30VA, CLASS: 3P, FIXED TYPE, INSULATION CLASS: B, VOLTAGE FACTOR 1.2 CONTINOUS & 1.9 FOR 8 HOURS. DRG NO - | PT | SWITCHGEAR | EC-PT-6.6-3C-50/0.2-30/3P-30/3P-F | ECS | 6.6 | NA | Nos |  | Inventory | 6.6KV CAST RESIN PT RATIO: 6.6KV/RT3/110V/RT3/110V/RT3/110V/3, CORE 1: 50VA, CLASS: 0.2, CORE 2: 30VA, CLASS: 3P, CORE 3: 30VA, CLASS: 3P, FIXED TYPE, INSULATION CLASS: B, VOLTAGE FACTOR 1.2 CONTINOUS & 1.9 FOR 8 HOURS. DRG NO -
6816 | PT - 6.6KV PT, PTR - 6.6KV/RT3/110/RT3/110/RT3/110V/3, CORE: 1 50VA/CL 0.5, CORE: 2 50VA/CL 3P, CORE: 3 50VA/CL 3P. VF - 1.2 Count & 1.9 FOR 8 HRS., FIX TYPE | PT | SWITCHGEAR | EC-PT-6.6-3C-50/0.5-50/3P-50/3P-F | ECS | - | NA | Nos. |  | Inventory | PT - 6.6KV PT, PTR - 6.6KV/RT3/110/RT3/110/RT3/110V/3, CORE: 1 50VA/CL 0.5, CORE: 2 50VA/CL 3P, CORE: 3 50VA/CL 3P. VF - 1.2 Count & 1.9 FOR 8 HRS., FIX TYPE
6817 | PT - 6.6KV PT, PTR - 6.6KV/RT3/110/RT3/110/RT3/110V/3, CORE: 1 50VA/CL 1.0, CORE: 2 50VA/CL 3P, CORE: 3 50VA/CL 3P. , FIX TYPE, VF - 1.2 Count & 1.9 FOR 8 HRS. | PT | SWITCHGEAR | EC-PT-6.6-3C-50/1.0-50/3P-50/3P-F | ECS | 6.6 | NA | Nos |  | Inventory | PT - 6.6KV PT, PTR - 6.6KV/RT3/110/RT3/110/RT3/110V/3, CORE: 1 50VA/CL 1.0, CORE: 2 50VA/CL 3P, CORE: 3 50VA/CL 3P. , FIX TYPE, VF - 1.2 Count & 1.9 FOR 8 HRS.
6818 | PT - 6.6KV PT, PTR - 6.6KV/RT3/110/RT3/110/RT3/110V/3, CORE: 1 50VA/CL 1.0, CORE: 2 50VA/CL 3P, CORE: 3 50VA/CL 3P. DRAWOUT, GUN TYPE, VF - 1.2 Count & 1.9 FOR 8 HRS. | PT | SWITCHGEAR | EC-PT-6.6-3C-50/1.0-50/3P-50/3P-G | ECS | 6.6 | NA | Nos |  | Inventory | PT - 6.6KV PT, PTR - 6.6KV/RT3/110/RT3/110/RT3/110V/3, CORE: 1 50VA/CL 1.0, CORE: 2 50VA/CL 3P, CORE: 3 50VA/CL 3P. DRAWOUT, GUN TYPE, VF - 1.2 Count & 1.9 FOR 8 HRS.
6819 | 6.6kV CAST RESIN POTENTIAL TRANSFORMER RATIO :6.6kV/RT3/110V/RT3/110V/RT3/110V/3, CORE 1: 75VA, CLASS: 0.5, CORE 2 :75VA, CLASS : 0.5, CORE 3 :75VA, CLASS : 3P,. FIXED TYPE, VOLTAGE FACTOR 1.5 CONTINUOUS & 1.9 TIMES FOR 8 HOURS. | PT | SWITCHGEAR | EC-PT-6.6-3C-75/0.5-75/0.5-75/3P-F | ECS | - | - | Nos. |  | Inventory | 6.6kV CAST RESIN POTENTIAL TRANSFORMER RATIO :6.6kV/RT3/110V/RT3/110V/RT3/110V/3, CORE 1: 75VA, CLASS: 0.5, CORE 2 :75VA, CLASS : 0.5, CORE 3 :75VA, CLASS : 3P,. FIXED TYPE, VOLTAGE FACTOR 1.5 CONTINUOUS & 1.9 TIMES FOR 8 HOURS.
6820 | PT - 6.9KV PT, PTR - 6.9KV/RT3/110/RT3/110/3-110V/RT3, CORE: 1 50VA/CL 0.5, CORE: 2 50VA/CL 3P, VF - 1.2 Count & 1.9 FOR 8 HRS., FIXED TYPE, DRAWING NO - Drg No. : E4-389/10 , Rev. : 04, MODEL : ECS11G | PT | SWITCHGEAR | EC-PT-6.9-2C-50/0.5-50/3P-F | ECS | 6.9 | NA | Nos | None | Inventory | PT - 6.9KV PT, PTR - 6.9KV/RT3/110/RT3/110/3-110V/RT3, CORE: 1 50VA/CL 0.5, CORE: 2 50VA/CL 3P, VF - 1.2 Count & 1.9 FOR 8 HRS., FIXED TYPE, DRAWING NO - Drg No. : E4-389/10 , Rev. : 04, MODEL : ECS11G
6826 | 6.3kV CAST RESIN CURRENT TRANSFORMER, CTR : 20/1A, CORE 1: 5VA, CLASS: 5P10, STR:100 OCF, WOUND TYPE, CT SECONDARY TERMINAL ON P2 SIDE. | CT | SWITCHGEAR | EC3B1AA31P21V6NNNNNN | ECS | 11 | - | Nos. |  | Inventory | 6.3kV CAST RESIN CURRENT TRANSFORMER, CTR : 20/1A, CORE 1: 5VA, CLASS: 5P10, STR:100 OCF, WOUND TYPE, CT SECONDARY TERMINAL ON P2 SIDE.
6827 | 6.3kV CAST RESIN CURRENT TRANSFORMER, CTR : 25/1A, CORE 1: 10VA, CLASS: 5P20, STR:100 OCF, WOUND TYPE, CT SECONDARY TERMINAL ON P2 SIDE. | CT | SWITCHGEAR | EC3B1AA41P21X8NNNNNN | ECS | - | - | Nos. |  | Inventory | 6.3kV CAST RESIN CURRENT TRANSFORMER, CTR : 25/1A, CORE 1: 10VA, CLASS: 5P20, STR:100 OCF, WOUND TYPE, CT SECONDARY TERMINAL ON P2 SIDE.
6828 | 6.6kV CAST RESIN CURRENT TRANSFORMER, CTR : 25/1-1A, CORE 1: 10VA CLASS: 1,CORE 2: 10VA CLASS : 5P10, STR:25KA/1 SEC,CT SECONDARY TERMINAL ON P2 SIDE,WOUND TYPE.,50 Hz. | CT | SWITCHGEAR | EC3B1AA41P22X5X8NNNN | ECS | - | - | Nos. |  | Inventory | 6.6kV CAST RESIN CURRENT TRANSFORMER, CTR : 25/1-1A, CORE 1: 10VA CLASS: 1,CORE 2: 10VA CLASS : 5P10, STR:25KA/1 SEC,CT SECONDARY TERMINAL ON P2 SIDE,WOUND TYPE.,50 Hz.
6829 | 6.3kV CAST RESIN CURRENT TRANSFORMER, CTR : 25/5-5A, CORE 1: 5VA CLASS: 0.5,CORE 2: 5VA CLASS : 5P20, STR:25KA/1 SEC,CT SECONDARY TERMINAL ON P2 SIDE,WOUND TYPE.,50 Hz. | CT | SWITCHGEAR | EC3B1AA45P22V3V8NNNN | ECS | - | - | Nos. |  | Inventory | 6.3kV CAST RESIN CURRENT TRANSFORMER, CTR : 25/5-5A, CORE 1: 5VA CLASS: 0.5,CORE 2: 5VA CLASS : 5P20, STR:25KA/1 SEC,CT SECONDARY TERMINAL ON P2 SIDE,WOUND TYPE.,50 Hz.
6830 | 6.3kV CAST RESIN CURRENT TRANSFORMER, CTR : 25/5-5A,CORE 1: 10VA CLASS: 1,CORE 2: 10VA CLASS : 5P20,STR:25KA/1 SEC,CT SECONDARY TERMINAL ON P2 SIDE,WOUND TYPE. | CT | SWITCHGEAR | EC3B1AA45P22X5X8NNNN | ECS | - | - | Nos. |  | Inventory | 6.3kV CAST RESIN CURRENT TRANSFORMER, CTR : 25/5-5A,CORE 1: 10VA CLASS: 1,CORE 2: 10VA CLASS : 5P20,STR:25KA/1 SEC,CT SECONDARY TERMINAL ON P2 SIDE,WOUND TYPE.
6831 | 6.6kV CAST RESIN CURRENT TRANSFORMER, CTR : 400/1-1A, CORE 1: 20VA, CLASS: 0.5, CORE 2: CLASS: PS,KpV > 250V,Imag= 30mA@Vk/2,RCT= 3 OHM. STR:25KA/1 SEC, CT SECONDARY TERMINAL ON P1 SIDE, WOUND TYPE., 50 Hz. | CT | SWITCHGEAR | EC3B1AD41P12Z3N9NNNN | ECS | - | - | Nos. |  | Inventory | 6.6kV CAST RESIN CURRENT TRANSFORMER, CTR : 400/1-1A, CORE 1: 20VA, CLASS: 0.5, CORE 2: CLASS: PS,KpV > 250V,Imag= 30mA@Vk/2,RCT= 3 OHM. STR:25KA/1 SEC, CT SECONDARY TERMINAL ON P1 SIDE, WOUND TYPE., 50 Hz.
6834 | 6.3kV CAST RESIN CURRENT TRANSFORMER, CTR : 20/1A, CORE 1: 5VA, CLASS: 5P20, 25kA/1SEC, WOUND TYPE, CT SECONDARY TERMINAL ON P2 SIDE. | CT | SWITCHGEAR | EC3B1AD41P12Z3Y8NN1N | ECS | 11 | - | Nos. |  | Inventory | 6.3kV CAST RESIN CURRENT TRANSFORMER, CTR : 20/1A, CORE 1: 5VA, CLASS: 5P20, 25kA/1SEC, WOUND TYPE, CT SECONDARY TERMINAL ON P2 SIDE.
6835 | 6.3kV CAST RESIN CURRENT TRANSFORMER, CTR : 600/1-1-1-1A, CORE 1: 15VA, CLASS: 5P20, CORE 2: 15VA, CLASS: 5P20, CORE 3: 20VA, CLASS: 0.5, CORE 4: 15VA, CLASS: 5P20, STR:25KA/1 SEC, WOUND TYPE, CT SECONDARY TERMINAL ON P1 SIDE. | CT | SWITCHGEAR | EC3B1AD41P12Z3Y8NN9N | ECS | 6.3 | - | Nos. |  | Inventory | 6.3kV CAST RESIN CURRENT TRANSFORMER, CTR : 600/1-1-1-1A, CORE 1: 15VA, CLASS: 5P20, CORE 2: 15VA, CLASS: 5P20, CORE 3: 20VA, CLASS: 0.5, CORE 4: 15VA, CLASS: 5P20, STR:25KA/1 SEC, WOUND TYPE, CT SECONDARY TERMINAL ON P1 SIDE.
6836 | 6.3kV CAST RESIN CURRENT TRANSFORMER, CTR : 500/1-1-1A, CORE 1: 20VA, CLASS: 0.5, CORE 2: 15VA, CLASS: 5P20, CORE 3: 15VA, CLASS: 5P20, STR:25KA/1 SEC, WOUND TYPE, CT SECONDARY TERMINAL ON P1 SIDE. | CT | SWITCHGEAR | EC3B1AD41P12Z3Y8NNN1 | ECS | 11 | - | Nos. |  | Inventory | 6.3kV CAST RESIN CURRENT TRANSFORMER, CTR : 500/1-1-1A, CORE 1: 20VA, CLASS: 0.5, CORE 2: 15VA, CLASS: 5P20, CORE 3: 15VA, CLASS: 5P20, STR:25KA/1 SEC, WOUND TYPE, CT SECONDARY TERMINAL ON P1 SIDE.
6837 | 6.3kV CAST RESIN CURRENT TRANSFORMER, CTR : 400/1-1A, CORE 1: 20VA, CLASS: 0.5, CORE 2: 15VA, CLASS: 5P20, STR:25KA/1 SEC, WOUND TYPE, CT SECONDARY TERMINAL ON P1 SIDE. | CT | SWITCHGEAR | EC3B1AD41P12Z3Y8NNNN | ECS | 11 | - | Nos. |  | Inventory | 6.3kV CAST RESIN CURRENT TRANSFORMER, CTR : 400/1-1A, CORE 1: 20VA, CLASS: 0.5, CORE 2: 15VA, CLASS: 5P20, STR:25KA/1 SEC, WOUND TYPE, CT SECONDARY TERMINAL ON P1 SIDE.
6838 | 22kV CAST RESIN CURRENT TRANSFORMER, CTR : 300/1-1-1-1-1A, CORE 1: 15VA, CLASS: 5P20, CORE 2: 15VA, CLASS: 0.5, CORE 3: 15VA, CLASS: 5P20, CORE 4: 10VA, CLASS: 0.5, CORE 5: 15VA, CLASS: 5P20, STR:25KA/1 SEC, WOUND TYPE, CT SECONDARY TERMINAL ON P2 SIDE. | CT | SWITCHGEAR | EC3B1AD41P12Z3Y8NXNN | ECS | - | - | Nos. |  | Inventory | 22kV CAST RESIN CURRENT TRANSFORMER, CTR : 300/1-1-1-1-1A, CORE 1: 15VA, CLASS: 5P20, CORE 2: 15VA, CLASS: 0.5, CORE 3: 15VA, CLASS: 5P20, CORE 4: 10VA, CLASS: 0.5, CORE 5: 15VA, CLASS: 5P20, STR:25KA/1 SEC, WOUND TYPE, CT SECONDARY TERMINAL ON P2 SIDE.
6839 | 6.3kV CAST RESIN CURRENT TRANSFORMER, CTR : 1200/1-1A, CORE 1: 15VA, CLASS: 5P20, CORE 2: 15VA, CLASS: 5P20, STR:25KA/1 SEC, WOUND TYPE, CT SECONDARY TERMINAL ON P2 SIDE. | CT | SWITCHGEAR | EC3B1AD41P12Z3YVNNN1 | ECS | 11 | - | Nos. |  | Inventory | 6.3kV CAST RESIN CURRENT TRANSFORMER, CTR : 1200/1-1A, CORE 1: 15VA, CLASS: 5P20, CORE 2: 15VA, CLASS: 5P20, STR:25KA/1 SEC, WOUND TYPE, CT SECONDARY TERMINAL ON P2 SIDE.
6840 | 6.6kV CAST RESIN CURRENT TRANSFORMER RATIO : 450/1-1A, CORE:1 20VA, CLASS: 0.2, CORE:2 , CLASS: PS, Kvp>=200V, Imag=30mA, at VK/2 RCT =< 3 Ohms, STR: 25kA/3SEC, CT TYPE: WOUND TYPE CT, INSULATION CLASS: B, CT SECONDARY TERMINAL ON P1 SIDE. | CT | SWITCHGEAR | EC3B1AD61P12Z3N9N507 | ECS | 6.6 | NA | Nos. |  | Inventory | 6.6kV CAST RESIN CURRENT TRANSFORMER RATIO : 450/1-1A, CORE:1 20VA, CLASS: 0.2, CORE:2 , CLASS: PS, Kvp>=200V, Imag=30mA, at VK/2 RCT =< 3 Ohms, STR: 25kA/3SEC, CT TYPE: WOUND TYPE CT, INSULATION CLASS: B, CT SECONDARY TERMINAL ON P1 SIDE.
6841 | 6.3kV CAST RESIN CURRENT TRANSFORMER, CTR : 450/1-1A, CORE 1: 20VA, CLASS: 0.5, CORE 2: 15VA, CLASS: 5P20, STR:25KA/1 SEC, CT SECONDARY TERMINAL ON P1 SIDE, WOUND TYPE., 50 Hz. | CT | SWITCHGEAR | EC3B1AD61P12Z3Y8NNNN | ECS | - | - | Nos. |  | Inventory | 6.3kV CAST RESIN CURRENT TRANSFORMER, CTR : 450/1-1A, CORE 1: 20VA, CLASS: 0.5, CORE 2: 15VA, CLASS: 5P20, STR:25KA/1 SEC, CT SECONDARY TERMINAL ON P1 SIDE, WOUND TYPE., 50 Hz.
6842 | 6.3kV CAST RESIN CURRENT TRANSFORMER, CTR : 450/1-1A, CORE 1: 15VA CLASS: 5P20,CORE 2: 15VA CLASS : 5P20, STR:25KA/1 SEC,CT SECONDARY TERMINAL ON P2 SIDE,WOUND TYPE.,50 Hz. | CT | SWITCHGEAR | EC3B1AD61P22Y8Y8NNNN | ECS | - | - | Nos. |  | Inventory | 6.3kV CAST RESIN CURRENT TRANSFORMER, CTR : 450/1-1A, CORE 1: 15VA CLASS: 5P20,CORE 2: 15VA CLASS : 5P20, STR:25KA/1 SEC,CT SECONDARY TERMINAL ON P2 SIDE,WOUND TYPE.,50 Hz.
6843 | 6.3kV CAST RESIN CURRENT TRANSFORMER, CTR : 500/1-1A,CORE 1: 20VA, CLASS: 0.5, CORE 2: 15VA, CLASS: 5P20, STR:25KA/1 SEC, CT SECONDARY TERMINAL ON P1 SIDE, WOUND TYPE. | CT | SWITCHGEAR | EC3B1AD81P12Z3Y8NNNN | ECS | 11 | - | Nos. |  | Inventory | 6.3kV CAST RESIN CURRENT TRANSFORMER, CTR : 500/1-1A,CORE 1: 20VA, CLASS: 0.5, CORE 2: 15VA, CLASS: 5P20, STR:25KA/1 SEC, CT SECONDARY TERMINAL ON P1 SIDE, WOUND TYPE.
6844 | 6.3kV CAST RESIN CURRENT TRANSFORMER, CTR : 650/1-1A, CORE 1: 20VA, CLASS: 0.5, CORE 2: 15VA, CLASS: 5P20, STR:25KA/1 SEC, WOUND TYPE, CT SECONDARY TERMINAL ON P1 SIDE. | CT | SWITCHGEAR | EC3B1AE21P12Z3Y8NNNN | ECS | - | - | Nos. |  | Inventory | 6.3kV CAST RESIN CURRENT TRANSFORMER, CTR : 650/1-1A, CORE 1: 20VA, CLASS: 0.5, CORE 2: 15VA, CLASS: 5P20, STR:25KA/1 SEC, WOUND TYPE, CT SECONDARY TERMINAL ON P1 SIDE.
6845 | 6.6kV CAST RESIN CURRENT TRANSFORMER, CTR : 800/1A, CORE 1:CLASS: PS,KpV > 250V,Imag= 30mA@Vk/2,RCT= 3 OHM. STR:25KA/1 SEC,CT SECONDARY TERMINAL ON P2 SIDE,WOUND TYPE.,50 Hz. | CT | SWITCHGEAR | EC3B1AE51P21N9NNNNNN | ECS | - | - | Nos. |  | Inventory | 6.6kV CAST RESIN CURRENT TRANSFORMER, CTR : 800/1A, CORE 1:CLASS: PS,KpV > 250V,Imag= 30mA@Vk/2,RCT= 3 OHM. STR:25KA/1 SEC,CT SECONDARY TERMINAL ON P2 SIDE,WOUND TYPE.,50 Hz.
6846 | 6.3kV CAST RESIN CURRENT TRANSFORMER, CTR : 800/1A, CORE 1: 15VA, CLASS: 5P20, STR:25KA/1 SEC, WOUND TYPE, CT SECONDARY TERMINAL ON P2 SIDE. | CT | SWITCHGEAR | EC3B1AE51P21Y8NNNNNN | ECS | - | - | Nos. |  | Inventory | 6.3kV CAST RESIN CURRENT TRANSFORMER, CTR : 800/1A, CORE 1: 15VA, CLASS: 5P20, STR:25KA/1 SEC, WOUND TYPE, CT SECONDARY TERMINAL ON P2 SIDE.
6847 | 6.6kV CAST RESIN CURRENT TRANSFORMER RATIO : 1000/1-1A, CORE:1 20VA, CLASS: 0.5, CORE:2 , CLASS: PS, Kvp>=200V, Imag=30mA, at VK/2 RCT =< 3 Ohms, STR: 25kA/1SEC, CT TYPE: WOUND TYPE CT, INSULATION CLASS: B, CT SECONDARY TERMINAL ON P2 SIDE. | CT | SWITCHGEAR | EC3B1AE91P22Z3N9N507 | ECS | 6.6 | NA | Nos. |  | Inventory | 6.6kV CAST RESIN CURRENT TRANSFORMER RATIO : 1000/1-1A, CORE:1 20VA, CLASS: 0.5, CORE:2 , CLASS: PS, Kvp>=200V, Imag=30mA, at VK/2 RCT =< 3 Ohms, STR: 25kA/1SEC, CT TYPE: WOUND TYPE CT, INSULATION CLASS: B, CT SECONDARY TERMINAL ON P2 SIDE.
6848 | 6.3kV CAST RESIN CURRENT TRANSFORMER, CTR : 1000/1-1-1A,CORE 1: 15VA CLASS: 5P20,CORE 2: 15VA CLASS : 5P20, CORE 3: 10VA CLASS : 0.5,STR:25KA/1 SEC,CT SECONDARY TERMINAL ON P2 SIDE,WOUND TYPE. | CT | SWITCHGEAR | EC3B1AE91P23Y8Y8X3NN | ECS | - | - | Nos. |  | Inventory | 6.3kV CAST RESIN CURRENT TRANSFORMER, CTR : 1000/1-1-1A,CORE 1: 15VA CLASS: 5P20,CORE 2: 15VA CLASS : 5P20, CORE 3: 10VA CLASS : 0.5,STR:25KA/1 SEC,CT SECONDARY TERMINAL ON P2 SIDE,WOUND TYPE.
6849 | 6.3kV CAST RESIN CURRENT TRANSFORMER RATIO : 1200/1-1A, CORE:1 20VA, CLASS: 0.5, CORE:2 15VA, CLASS: 5P20, STR: 25kA/1SEC, CT TYPE: WINDOW TYPE CT, INSULATION CLASS: B, CT SECONDARY TERMINAL ON P1 SIDE | CT | SWITCHGEAR | EC3B1BF41P12Z3Y8N546 | ECS | 6.6 | NA | Nos. |  | Inventory | 6.3kV CAST RESIN CURRENT TRANSFORMER RATIO : 1200/1-1A, CORE:1 20VA, CLASS: 0.5, CORE:2 15VA, CLASS: 5P20, STR: 25kA/1SEC, CT TYPE: WINDOW TYPE CT, INSULATION CLASS: B, CT SECONDARY TERMINAL ON P1 SIDE
6850 | 6.3kV CAST RESIN CURRENT TRANSFORMER RATIO : 2400/1-1-1A, CORE:1 15VA, CLASS: 5P20, CORE:2 15VA, CLASS: 5P20, CORE:3 20VA, CLASS: 0.5, STR: 25kA/1SEC, CT TYPE: WINDOW TYPE CT, INSULATION CLASS: B, CT SECONDARY TERMINAL ON P2 SIDE. | CT | SWITCHGEAR | EC3B1BG61P13Y8Y8Z3NN | ECS | 6.6 | NA | Nos. |  | Inventory | 6.3kV CAST RESIN CURRENT TRANSFORMER RATIO : 2400/1-1-1A, CORE:1 15VA, CLASS: 5P20, CORE:2 15VA, CLASS: 5P20, CORE:3 20VA, CLASS: 0.5, STR: 25kA/1SEC, CT TYPE: WINDOW TYPE CT, INSULATION CLASS: B, CT SECONDARY TERMINAL ON P2 SIDE.
6851 | 6.6kV CT ,CTR:400/1A-1A, CORE-1: 5VA CL:0.2s, CORE-2: 5VA CL:5P20, STR:26.3kA/3 sec, Wound TYPE, SECONDARY TERMINALS ON: P2 SIDE | CT | SWITCHGEAR | EC3C3AD41P22V1V8NNNN | ECS | 6.6 | NA | Nos |  | Inventory | 6.6kV CT ,CTR:400/1A-1A, CORE-1: 5VA CL:0.2s, CORE-2: 5VA CL:5P20, STR:26.3kA/3 sec, Wound TYPE, SECONDARY TERMINALS ON: P2 SIDE
6852 | 6.6kV CAST RESIN CURRENT TRANSFORMER, CTR : 150/1-1A, CORE 1: 10VA, CLASS: 1.0, CORE 2: 10VA, CLASS: 5P20, STR: 40kA/1 SEC, CT SECONDARY TERMINAL ON P1 SIDE, WOUND TYPE. | CT | SWITCHGEAR | EC3E1AC31P12X5X8NNNN | ECS | - | NA | Nos. |  | Inventory | 6.6kV CAST RESIN CURRENT TRANSFORMER, CTR : 150/1-1A, CORE 1: 10VA, CLASS: 1.0, CORE 2: 10VA, CLASS: 5P20, STR: 40kA/1 SEC, CT SECONDARY TERMINAL ON P1 SIDE, WOUND TYPE.
6853 | 6.6KV CT, CTR:200/1A-1A, CORE-1: 15VA CL:1, CORE - 2: 15VA CL:5P20, STR:40KA/1 SEC, WINDOW TYPE, SECONDARY TERMINALS ON: P2 SIDE | CT | SWITCHGEAR | EC3E1AC51P22Y5Y8NNNN | ECS | - | NA | Nos. |  | Inventory | 6.6KV CT, CTR:200/1A-1A, CORE-1: 15VA CL:1, CORE - 2: 15VA CL:5P20, STR:40KA/1 SEC, WINDOW TYPE, SECONDARY TERMINALS ON: P2 SIDE
6854 | 7.2KV CT, CTR:1200/1A-1A, CORE-1: 15VA CL:0.2s, CORE - 2: 15VA CL:5P20, STR:40KA/3 SEC, WINDOW TYPE, SECONDARY TERMINALS ON: P1 SIDE | CT | SWITCHGEAR | EC3E3BF41P12Y1Y8NNNN | ECS | - | NA | Nos. |  | Inventory | 7.2KV CT, CTR:1200/1A-1A, CORE-1: 15VA CL:0.2s, CORE - 2: 15VA CL:5P20, STR:40KA/3 SEC, WINDOW TYPE, SECONDARY TERMINALS ON: P1 SIDE
6855 | 6.6kV CAST RESIN CURRENT TRANSFORMER RATIO : 30/1-1A, CORE:1 10VA, CLASS: 0.2, CORE:2 10VA, CLASS: 5P10, STR: 100OCF, CT TYPE: WOUND TYPE CT, INSULATION CLASS: B, CT SECONDARY TERMINAL ON P2 SIDE. | CT | SWITCHGEAR | EC3N1AA51P22X3X6NNNN | ECS | 6.6 | NA | Nos. |  | Inventory | 6.6kV CAST RESIN CURRENT TRANSFORMER RATIO : 30/1-1A, CORE:1 10VA, CLASS: 0.2, CORE:2 10VA, CLASS: 5P10, STR: 100OCF, CT TYPE: WOUND TYPE CT, INSULATION CLASS: B, CT SECONDARY TERMINAL ON P2 SIDE.
6856 | 6.3kV CAST RESIN CURRENT TRANSFORMER RATIO : 30/1-1A, CORE:1 10VA, CLASS: 0.5, CORE:2 15VA, CLASS: 5P10, STR: 100OCF, CT TYPE: WOUND TYPE CT, INSULATION CLASS: B, CT SECONDARY TERMINAL ON P2 SIDE. | CT | SWITCHGEAR | EC3N1AA51P22X3Y6N546 | ECS | 6.6 | NA | Nos. |  | Inventory | 6.3kV CAST RESIN CURRENT TRANSFORMER RATIO : 30/1-1A, CORE:1 10VA, CLASS: 0.5, CORE:2 15VA, CLASS: 5P10, STR: 100OCF, CT TYPE: WOUND TYPE CT, INSULATION CLASS: B, CT SECONDARY TERMINAL ON P2 SIDE.
6857 | 6.3kV CAST RESIN CURRENT TRANSFORMER, CTR : 30/1-1-1A, CORE 1: 15VA, CLASS: 5P20, CORE 2: 15VA, CLASS: 5P20, CORE 3: 15VA, CLASS: 5P20, STR:8KA/1 SEC, WOUND TYPE, CT SECONDARY TERMINAL ON P2 SIDE. | CT | SWITCHGEAR | EC3N1AA51P23Y8Y8Y8NN | ECS | 6.3 | - | Nos. |  | Inventory | 6.3kV CAST RESIN CURRENT TRANSFORMER, CTR : 30/1-1-1A, CORE 1: 15VA, CLASS: 5P20, CORE 2: 15VA, CLASS: 5P20, CORE 3: 15VA, CLASS: 5P20, STR:8KA/1 SEC, WOUND TYPE, CT SECONDARY TERMINAL ON P2 SIDE.
6858 | 11kV CT ,CTR:60/5A-5A, CORE-1: 15VA CL:1, CORE-2: 15VA CL:5P10, STR:20kA/1 sec, Wound TYPE, SECONDARY TERMINALS ON: P1 SIDE | CT | SWITCHGEAR | EC4A1AB25P12Y5Y6NNNN | ECS | - | NA | Nos. |  | Inventory | 11kV CT ,CTR:60/5A-5A, CORE-1: 15VA CL:1, CORE-2: 15VA CL:5P10, STR:20kA/1 sec, Wound TYPE, SECONDARY TERMINALS ON: P1 SIDE
6859 | 11kV CT ,CTR:300/1A-1A, CORE-1: 5VA CL:0.2, CORE-2: 5VA CL:5P20, STR:25kA/1 sec, Wound TYPE, SECONDARY TERMINALS ON: P1 SIDE | CT | SWITCHGEAR | EC4B1AA11P12U3V6NN110 | ECS | - | - | Nos. |  | Inventory | 11kV CT ,CTR:300/1A-1A, CORE-1: 5VA CL:0.2, CORE-2: 5VA CL:5P20, STR:25kA/1 sec, Wound TYPE, SECONDARY TERMINALS ON: P1 SIDE
6860 | 11kV CT ,CTR:10/1A-1A, CORE-1: 2.5VA CL:0.5, CORE-2: 5VA CL:5P10, STR:25kA/1 sec, Wound TYPE, SECONDARY TERMINALS ON: P1 SIDE | CT | SWITCHGEAR | EC4B1AA11P12U3V6NNNN | ECS | - | - | Nos. |  | Inventory | 11kV CT ,CTR:10/1A-1A, CORE-1: 2.5VA CL:0.5, CORE-2: 5VA CL:5P10, STR:25kA/1 sec, Wound TYPE, SECONDARY TERMINALS ON: P1 SIDE
6861 | 11kV CAST RESIN CURRENT TRANSFORMER, CTR : 10/1-1A, CORE 1: 5VA, CLASS: 0.5, CORE 2: 5VA, CLASS: 5P10, STR:25KA/1SEC, WOUND TYPE CT, CT SECONDARY TERMINAL ON P1 SIDE. | CT | SWITCHGEAR | EC4B1AA11P12V3V6NNNN | ECS | - | - | Nos. |  | Inventory | 11kV CAST RESIN CURRENT TRANSFORMER, CTR : 10/1-1A, CORE 1: 5VA, CLASS: 0.5, CORE 2: 5VA, CLASS: 5P10, STR:25KA/1SEC, WOUND TYPE CT, CT SECONDARY TERMINAL ON P1 SIDE.
6862 | 11kV CAST RESIN CURRENT TRANSFORMER, CTR: 400/1-1A, CORE 1: 10VA, CLASS: 0.2S, CORE 2: 10VA, CLASS: 5 P 20, STR: 25kA/1 SEC, CT SECONDARY TERMINAL ON P1 SIDE, WOUND TYPE. | CT | SWITCHGEAR | EC4B1AA11P23V21109910 | ECS | - | NA | Nos. |  | Inventory | 11kV CAST RESIN CURRENT TRANSFORMER, CTR: 400/1-1A, CORE 1: 10VA, CLASS: 0.2S, CORE 2: 10VA, CLASS: 5 P 20, STR: 25kA/1 SEC, CT SECONDARY TERMINAL ON P1 SIDE, WOUND TYPE.
6863 | 11kV CAST RESIN CURRENT TRANSFORMER, CTR : 200/1-1A,(BIL 12kV/ 28kV/ 75kVp), CORE 1: 10VA CLASS : 1.0, CORE 2: 10VA CLASS: 5P20, STR:26.3KA/1 SEC,CT SECONDARY TERMINAL ON P2 SIDE,WOUND TYPE.,50 Hz. | CT | SWITCHGEAR | EC4B1AA51P22X6110NNNN | ECS | - | - | Nos. |  | Inventory | 11kV CAST RESIN CURRENT TRANSFORMER, CTR : 200/1-1A,(BIL 12kV/ 28kV/ 75kVp), CORE 1: 10VA CLASS : 1.0, CORE 2: 10VA CLASS: 5P20, STR:26.3KA/1 SEC,CT SECONDARY TERMINAL ON P2 SIDE,WOUND TYPE.,50 Hz.
6864 | 11kV CAST RESIN CURRENT TRANSFORMER, CTR : 30/1-1A,(BIL 12kV/ 28kV/ 75kVp), CORE 1: 10VA CLASS : 5P10, CORE 2: 10VA CLASS: 0.5, STR:25KA/1 SEC,CT SECONDARY TERMINAL ON P2 SIDE,WOUND TYPE.,50 Hz. | CT | SWITCHGEAR | EC4B1AA51P22X6X3NNNN | ECS | - | - | Nos. |  | Inventory | 11kV CAST RESIN CURRENT TRANSFORMER, CTR : 30/1-1A,(BIL 12kV/ 28kV/ 75kVp), CORE 1: 10VA CLASS : 5P10, CORE 2: 10VA CLASS: 0.5, STR:25KA/1 SEC,CT SECONDARY TERMINAL ON P2 SIDE,WOUND TYPE.,50 Hz.
6865 | 11kV CAST RESIN CURRENT TRANSFORMER, CTR : 50/1-1A, CORE 1: 10VA, CLASS: 0.5, CORE 2: 10VA, CLASS: 5P10, STR: 25kA/1 SEC, CT SECONDARY TERMINAL ON P1 SIDE, WOUND TYPE. | CT | SWITCHGEAR | EC4B1AA91P12X3X6NNNN | ECS | - | - | Nos. |  | Inventory | 11kV CAST RESIN CURRENT TRANSFORMER, CTR : 50/1-1A, CORE 1: 10VA, CLASS: 0.5, CORE 2: 10VA, CLASS: 5P10, STR: 25kA/1 SEC, CT SECONDARY TERMINAL ON P1 SIDE, WOUND TYPE.
6866 | 11kV CAST RESIN CURRENT TRANSFORMER, CTR : 200/1-1-1-1A,CORE 1: 10VA, CLASS: 0.5, CORE 2: 10VA, CLASS: 5P20, CORE 3: CLASS:PS,VK>=100V,RCT<=5 OHM,Ie@VK/2<=30mA@200/1A;,CORE4: CLASS: PS,VK>=100V,RCT<=5 OHM,Ie@VK/2<=30mA@200/1A, STR: 26.3kA/1 SEC, CT SECONDARY TERMINAL ON P1 SIDE, WOUND TYPE. | CT | SWITCHGEAR | EC4B1AC3112Y8876NNNN | ECS | - | - | Nos. |  | Inventory | 11kV CAST RESIN CURRENT TRANSFORMER, CTR : 200/1-1-1-1A,CORE 1: 10VA, CLASS: 0.5, CORE 2: 10VA, CLASS: 5P20, CORE 3: CLASS:PS,VK>=100V,RCT<=5 OHM,Ie@VK/2<=30mA@200/1A;, CLASS: PS,VK>=100V,RCT<=5 OHM,Ie@VK/2<=30mA@200/1A, STR: 26.3kA/1 SEC, CT SECONDARY TERMINAL ON P1 SIDE, WOUND TYPE.
6867 | 11kV CAST RESIN CURRENT TRANSFORMER, CTR : 150/1-1A, CORE 1: 15VA, CLASS: 0.2S, CORE 2: 15VA, CLASS: 5P10, STR: 25kA/1 SEC, CT SECONDARY TERMINAL ON P1 SIDE, WOUND TYPE. | CT | SWITCHGEAR | EC4B1AC31P12Y1Y6NNNN | ECS | - | - | Nos. |  | Inventory | 11kV CAST RESIN CURRENT TRANSFORMER, CTR : 150/1-1A, CORE 1: 15VA, CLASS: 0.2S, CORE 2: 15VA, CLASS: 5P10, STR: 25kA/1 SEC, CT SECONDARY TERMINAL ON P1 SIDE, WOUND TYPE.
6868 | 11kV CAST RESIN CURRENT TRANSFORMER, CTR : 1600/1A,CORE 1: 10VA, CLASS: 0.5, STR: 26.3kA/1 SEC, CT SECONDARY TERMINAL ON P2 SIDE, WINDOW TYPE. | CT | SWITCHGEAR | EC4B1AC31P12Y8876NN787 | ECS | - | - | Nos. |  | Inventory | 11kV CAST RESIN CURRENT TRANSFORMER, CTR : 1600/1A,CORE 1: 10VA, CLASS: 0.5, STR: 26.3kA/1 SEC, CT SECONDARY TERMINAL ON P2 SIDE, WINDOW TYPE.
6869 | 11kV CAST RESIN CURRENT TRANSFORMER, CTR : 1200-1000/1-1-1-1A, CORE1: CL 0.5, 10VA, CORE2: CL 5P20, 10VA, CORE3: CL PS,VK>=100V,RCT<=7OHM,Ie@VK/2<=30mA@1000/1A, CORE4: CL PS,VK>=100V,RCT<=7OHM,Ie@VK/2<=30mA@1000/1A;STR:26.3KA/1SEC, CT SECONDARY TERMINAL ON P1 SIDE, WOUND TYPE. | CT | SWITCHGEAR | EC4B1AC31P12Y8876NNNN | ECS | - | - | Nos. |  | Inventory | 11kV CAST RESIN CURRENT TRANSFORMER, CTR : 1200-1000/1-1-1-1A, CORE1: CL 0.5, 10VA, CORE2: CL 5P20, 10VA, CORE3: CL PS,VK>=100V,RCT<=7OHM,Ie@VK/2<=30mA@1000/1A, CORE4: CL PS,VK>=100V,RCT<=7OHM,Ie@VK/2<=30mA@1000/1A;STR:26.3KA/1SEC, CT SECONDARY TERMINAL ON P1 SIDE, WOUND TYPE.
6870 | 11kV CT ,CTR:150/5A, CORE-1: 5VA CL:5P20, STR:25kA/1 sec, Wound TYPE, SECONDARY TERMINALS ON: P1 SIDE | CT | SWITCHGEAR | EC4B1AC35P11V8NNNNNN | ECS | 11 | NA | Nos |  | Inventory | 11kV CT ,CTR:150/5A, CORE-1: 5VA CL:5P20, STR:25kA/1 sec, Wound TYPE, SECONDARY TERMINALS ON: P1 SIDE
6871 | 11KV CT, CTR:200/1A-1A, CORE-1: 5VA CL:1, CORE - 2: 5VA CL:5P10, STR:25KA/1 SEC, WOUND TYPE, SECONDARY TERMINALS ON: P1 SIDE | CT | SWITCHGEAR | EC4B1AC51P12V5V6NNNN | ECS | _ | NA | Nos |  | Inventory | 11KV CT, CTR:200/1A-1A, CORE-1: 5VA CL:1, CORE - 2: 5VA CL:5P10, STR:25KA/1 SEC, WOUND TYPE, SECONDARY TERMINALS ON: P1 SIDE
6872 | 11kV CAST RESIN CURRENT TRANSFORMER, CTR : 200/1-1A, CORE 1: 20VA, CLASS: 0.5, CORE 2: 15VA, CLASS: 5P20, STR: 25KA/1 SEC, WOUND TYPE, CT SECONDARY TERMINAL ON P1 SIDE. | CT | SWITCHGEAR | EC4B1AC51P12X1X109898 | ECS | - | - | Nos. |  | Inventory | 11kV CAST RESIN CURRENT TRANSFORMER, CTR : 200/1-1A, CORE 1: 20VA, CLASS: 0.5, CORE 2: 15VA, CLASS: 5P20, STR: 25KA/1 SEC, WOUND TYPE, CT SECONDARY TERMINAL ON P1 SIDE.
6873 | 33kV CAST RESIN CURRENT TRANSFORMER RATIO : 250-500/1-1-1A, CORE:1 15VA, CLASS: 0.2, CORE:2 15VA, CLASS: 5P10, CORE:3 15VA, CLASS: 0.2, STR: 31.5kA/1SECCT TYPE: WOUND TYPE CT, CT SECONDARY TERMINAL ON P1 SIDE., | CT | SWITCHGEAR | EC4B1AC51P12X1X1N549011 | ECS | - | - | Nos. |  | Inventory | 33kV CAST RESIN CURRENT TRANSFORMER RATIO : 250-500/1-1-1A, CORE:1 15VA, CLASS: 0.2, CORE:2 15VA, CLASS: 5P10, CORE:3 15VA, CLASS: 0.2, STR: 31.5kA/1SECCT TYPE: WOUND TYPE CT, CT SECONDARY TERMINAL ON P1 SIDE.,
6874 | 11kV CAST RESIN CURRENT TRANSFORMER, CTR : 200-300/5-1A, CORE 1: 5VA, CLASS: 0.2 @200/5A, CORE 2: CLASS: PS, VK>= 250V, RCT<= 7.5 Ohm, Io=30mA,VK/2 @300/1A, STR: 26.3kA/1 SEC, CT SECONDARY TERMINAL ON P2 SIDE, WOUND TYPE. | CT | SWITCHGEAR | EC4B1AC51P12X1X789 | ECS | - | - | Nos. |  | Inventory | 11kV CAST RESIN CURRENT TRANSFORMER, CTR : 200-300/5-1A, CORE 1: 5VA, CLASS: 0.2 @200/5A, CORE 2: CLASS: PS, VK>= 250V, RCT<= 7.5 Ohm, Io=30mA,VK/2 @300/1A, STR: 26.3kA/1 SEC, CT SECONDARY TERMINAL ON P2 SIDE, WOUND TYPE.
6875 | 11kV CAST RESIN CURRENT TRANSFORMER RATIO : 75/1A, CORE:1 -7.5VA, CLASS: 5P20 STR: 20kA/1SEC, CT TYPE: WOUND TYPE CT, CT SECONDARY TERMINAL ON P1 SIDE. | CT | SWITCHGEAR | EC4B1AC51P1843X1232324 | ECS | - | - | Nos. |  | Inventory | 11kV CAST RESIN CURRENT TRANSFORMER RATIO : 75/1A, CORE:1 -7.5VA, CLASS: 5P20 STR: 20kA/1SEC, CT TYPE: WOUND TYPE CT, CT SECONDARY TERMINAL ON P1 SIDE.
6876 | 11kV CAST RESIN CURRENT TRANSFORMER, CTR : 200/1-1A, CORE 1: 10VA, CLASS: 0.5, CORE 2: 10VA, CLASS: 5P20, STR: 25kA/1 SEC, CT SECONDARY TERMINAL ON P2 SIDE, WOUND TYPE. | CT | SWITCHGEAR | EC4B1AC51P22X3X8NNNN | ECS | - | - | Nos. |  | Inventory | 11kV CAST RESIN CURRENT TRANSFORMER, CTR : 200/1-1A, CORE 1: 10VA, CLASS: 0.5, CORE 2: 10VA, CLASS: 5P20, STR: 25kA/1 SEC, CT SECONDARY TERMINAL ON P2 SIDE, WOUND TYPE.
6877 | 11kV CAST RESIN CURRENT TRANSFORMER, CTR : 300/1-1A, CORE 1: 5VA, CLASS: 0.5, CORE 2: 5VA, CLASS: 5P10, STR:25KA/1SEC, WOUND TYPE CT, CT SECONDARY TERMINAL ON P1 SIDE. | CT | SWITCHGEAR | EC4B1AC91P12V3V6NNNN | ECS | - | - | Nos. |  | Inventory | 11kV CAST RESIN CURRENT TRANSFORMER, CTR : 300/1-1A, CORE 1: 5VA, CLASS: 0.5, CORE 2: 5VA, CLASS: 5P10, STR:25KA/1SEC, WOUND TYPE CT, CT SECONDARY TERMINAL ON P1 SIDE.
6878 | 11KV CT, CTR:300/1A-1A, CORE-1: 5VA CL:1, CORE - 2: 5VA CL:5P10, STR:25KA/1 SEC, WOUND TYPE, SECONDARY TERMINALS ON: P1 SIDE | CT | SWITCHGEAR | EC4B1AC91P12V5V6NNNN | ECS | _ | NA | Nos |  | Inventory | 11KV CT, CTR:300/1A-1A, CORE-1: 5VA CL:1, CORE - 2: 5VA CL:5P10, STR:25KA/1 SEC, WOUND TYPE, SECONDARY TERMINALS ON: P1 SIDE
6879 | 11kV CAST RESIN CURRENT TRANSFORMER, CTR : 300/5-5 A, CORE 1: 5VA, CLASS: 0.2, CORE 2: 5VA, CLASS: 5P20, STR: 25kA/1 SEC, CT SECONDARY TERMINAL ON P1 SIDE, WOUND TYPE. | CT | SWITCHGEAR | EC4B1AC95P12V2V8NNNN | ECS | - | - | Nos. |  | Inventory | 11kV CAST RESIN CURRENT TRANSFORMER, CTR : 300/5-5 A, CORE 1: 5VA, CLASS: 0.2, CORE 2: 5VA, CLASS: 5P20, STR: 25kA/1 SEC, CT SECONDARY TERMINAL ON P1 SIDE, WOUND TYPE.
6880 | 11kV CT ,CTR:350/5A-5A, CORE-1: 5VA CL:0.2, CORE-2: 5VA CL:5P20, STR:25kA/1 sec, Wound TYPE, SECONDARY TERMINALS ON: P2 SIDE | CT | SWITCHGEAR | EC4B1AD25P22V2V8NNNN | ECS | 11 | NA | Nos |  | Inventory | 11kV CT ,CTR:350/5A-5A, CORE-1: 5VA CL:0.2, CORE-2: 5VA CL:5P20, STR:25kA/1 sec, Wound TYPE, SECONDARY TERMINALS ON: P2 SIDE
6881 | 11KV CT, CTR:400/1A-1A, CORE-1: 5VA CL:1, CORE - 2: 5VA CL:5P10, STR:25KA/1 SEC, WOUND TYPE, SECONDARY TERMINALS ON: P1 SIDE | CT | SWITCHGEAR | EC4B1AD41P12V5V6NNNN | ECS | _ | NA | Nos |  | Inventory | 11KV CT, CTR:400/1A-1A, CORE-1: 5VA CL:1, CORE - 2: 5VA CL:5P10, STR:25KA/1 SEC, WOUND TYPE, SECONDARY TERMINALS ON: P1 SIDE
6882 | 11kV CAST RESIN CURRENT TRANSFORMER, CTR : 400/1-1A, CORE 1: 10VA, CLASS: 0.5, CORE 2: 10VA, CLASS: 5P20, STR: 25kA/1 SEC, CT SECONDARY TERMINAL ON P2 SIDE, WOUND TYPE. | CT | SWITCHGEAR | EC4B1AD41P22X3X8NNNN | ECS | - | - | Nos. |  | Inventory | 11kV CAST RESIN CURRENT TRANSFORMER, CTR : 400/1-1A, CORE 1: 10VA, CLASS: 0.5, CORE 2: 10VA, CLASS: 5P20, STR: 25kA/1 SEC, CT SECONDARY TERMINAL ON P2 SIDE, WOUND TYPE.
6883 | 11kV CAST RESIN CURRENT TRANSFORMER, CTR : 400/1-1-1A, CORE 1: 10VA, CLASS: 5P20, CORE 2: 10VA, CLASS: 0.5, CORE 3: 10VA, CLASS: 0.5, STR: 25KA/1 SEC, WOUND TYPE, CT SECONDARY TERMINAL ON P2 SIDE. | CT | SWITCHGEAR | EC4B1AD41P23X8X3X3NN | ECS | - | - | Nos. |  | Inventory | 11kV CAST RESIN CURRENT TRANSFORMER, CTR : 400/1-1-1A, CORE 1: 10VA, CLASS: 5P20, CORE 2: 10VA, CLASS: 0.5, CORE 3: 10VA, CLASS: 0.5, STR: 25KA/1 SEC, WOUND TYPE, CT SECONDARY TERMINAL ON P2 SIDE.
6884 | 11kV CAST RESIN CURRENT TRANSFORMER, CTR : 500/1-1A,(BIL 12kV/ 28kV/ 75kVp), CORE 1: 20VA, CLASS: 0.5, CORE 2: CLASS: PS,KpV > 125V,Imag= 60mA@Vk/4,RCT= 3 OHM, STR:25KA/1 SEC, CT SECONDARY TERMINAL ON P1 SIDE, WOUND TYPE., 50 Hz. | CT | SWITCHGEAR | EC4B1AD81P12Z3N9NNNN | ECS | - | - | Nos. |  | Inventory | 11kV CAST RESIN CURRENT TRANSFORMER, CTR : 500/1-1A,(BIL 12kV/ 28kV/ 75kVp), CORE 1: 20VA, CLASS: 0.5, CORE 2: CLASS: PS,KpV > 125V,Imag= 60mA@Vk/4,RCT= 3 OHM, STR:25KA/1 SEC, CT SECONDARY TERMINAL ON P1 SIDE, WOUND TYPE., 50 Hz.
6885 | 11kV CAST RESIN CURRENT TRANSFORMER, CTR : 600/1-1A, CORE 1: 5VA, CLASS: 0.5, CORE 2: 5VA, CLASS: 5P10, STR:25KA/1SEC, WOUND TYPE CT, CT SECONDARY TERMINAL ON P1 SIDE. | CT | SWITCHGEAR | EC4B1AE11P12V3V6NNNN | ECS | _ | NA | Nos |  | Inventory | 11kV CAST RESIN CURRENT TRANSFORMER, CTR : 600/1-1A, CORE 1: 5VA, CLASS: 0.5, CORE 2: 5VA, CLASS: 5P10, STR:25KA/1SEC, WOUND TYPE CT, CT SECONDARY TERMINAL ON P1 SIDE.
6886 | 11KV CT, CTR:600/1A-1A, CORE-1: 5VA CL:1, CORE - 2: 5VA CL:5P10, STR:25KA/1 SEC, WOUND TYPE, SECONDARY TERMINALS ON: P1 SIDE | CT | SWITCHGEAR | EC4B1AE11P12V5V6NNNN | ECS | _ | NA | Nos |  | Inventory | 11KV CT, CTR:600/1A-1A, CORE-1: 5VA CL:1, CORE - 2: 5VA CL:5P10, STR:25KA/1 SEC, WOUND TYPE, SECONDARY TERMINALS ON: P1 SIDE
6887 | 11kV CAST RESIN CURRENT TRANSFORMER, CTR : 600/1-1A, CORE 1: 10VA, CLASS: 0.5, CORE 2: 10VA, CLASS: 5P20, STR: 25kA/1 SEC, CT SECONDARY TERMINAL ON P1 SIDE, WOUND TYPE. | CT | SWITCHGEAR | EC4B1AE11P12X3X8NNNN | ECS | - | - | Nos. |  | Inventory | 11kV CAST RESIN CURRENT TRANSFORMER, CTR : 600/1-1A, CORE 1: 10VA, CLASS: 0.5, CORE 2: 10VA, CLASS: 5P20, STR: 25kA/1 SEC, CT SECONDARY TERMINAL ON P1 SIDE, WOUND TYPE.
6888 | 11kV CT ,CTR:700/5A-5A, CORE-1: 5VA CL:0.2, CORE-2: 5VA CL:5P20, STR:25kA/1 sec, Wound TYPE, SECONDARY TERMINALS ON: P2 SIDE | CT | SWITCHGEAR | EC4B1AE35P22V2V8NNNN | ECS | 11 | NA | Nos |  | Inventory | 11kV CT ,CTR:700/5A-5A, CORE-1: 5VA CL:0.2, CORE-2: 5VA CL:5P20, STR:25kA/1 sec, Wound TYPE, SECONDARY TERMINALS ON: P2 SIDE
6889 | 11kV CAST RESIN CURRENT TRANSFORMER, CTR : 800/1-1A, CORE 1: 15VA, CLASS: 1, CORE 2: 15VA, CLASS: 5P10, STR: 25kA/1 SEC, CT SECONDARY TERMINAL ON P1 SIDE, WOUND TYPE. | CT | SWITCHGEAR | EC4B1AE51P12Y5Y6NNNN | ECS | - | - | Nos. |  | Inventory | 11kV CAST RESIN CURRENT TRANSFORMER, CTR : 800/1-1A, CORE 1: 15VA, CLASS: 1, CORE 2: 15VA, CLASS: 5P10, STR: 25kA/1 SEC, CT SECONDARY TERMINAL ON P1 SIDE, WOUND TYPE.
6890 | 10.5kV CAST RESIN CURRENT TRANSFORMER RATIO : 1200/1-1-1A, CORE:1 20VA, CLASS: 0.5, CORE:2 15VA, CLASS: 5P20, CORE:3 15VA, CLASS: 5P20, STR: 25kA/1SEC, CT TYPE: WOUND, INSULATION CLASS-B, CT SECONDARY TERMINAL ON P1 SIDE. | CT | SWITCHGEAR | EC4B1AF41P13Z3Y8Y8NN | ECS | - | - | Nos. |  | Inventory | 10.5kV CAST RESIN CURRENT TRANSFORMER RATIO : 1200/1-1-1A, CORE:1 20VA, CLASS: 0.5, CORE:2 15VA, CLASS: 5P20, CORE:3 15VA, CLASS: 5P20, STR: 25kA/1SEC, CT TYPE: WOUND, INSULATION CLASS-B, CT SECONDARY TERMINAL ON P1 SIDE.
6891 | 11kV CAST RESIN CURRENT TRANSFORMER, CTR: 20-50/5-5A, CORE 1: 7.5VA, CLASS: 0.5, CORE 2: 7.5VA, CLASS: 5P20, STR: 25kA/1 SEC, CT SECONDARY TERMINAL ON P1 SIDE, WOUND TYPE. | CT | SWITCHGEAR | EC4B1AH15P12Y3Y8N557 | ECS | 11 | NA | Nos. |  | Inventory | 11kV CAST RESIN CURRENT TRANSFORMER, CTR: 20-50/5-5A, CORE 1: 7.5VA, CLASS: 0.5, CORE 2: 7.5VA, CLASS: 5P20, STR: 25kA/1 SEC, CT SECONDARY TERMINAL ON P1 SIDE, WOUND TYPE.
6892 | 11kV CAST RESIN CURRENT TRANSFORMER RATIO :50-100/1-1A, CORE:1 7.5VA, CLASS: 0.5, CORE:2 5VA, CLASS: 5P20, STR: 25kA/1SEC, CT TYPE: WOUND TYPE CT, INSULATION CLASS: B, ISF<=10, CT SECONDARY TERMINAL ON P1 SIDE. | CT | SWITCHGEAR | EC4B1AH51P12W3V8NNNN | ECS | - | NA | Nos. |  | Inventory | 11kV CAST RESIN CURRENT TRANSFORMER RATIO :50-100/1-1A, CORE:1 7.5VA, CLASS: 0.5, CORE:2 5VA, CLASS: 5P20, STR: 25kA/1SEC, CT TYPE: WOUND TYPE CT, INSULATION CLASS: B, ISF<=10, CT SECONDARY TERMINAL ON P1 SIDE.
6893 | 11kV CAST RESIN CURRENT TRANSFORMER, CTR : 75-150/5-5A, CORE 1: 15VA, CLASS: 1, CORE 2: 15VA, CLASS: 5P10,. STR: 25kA/1 SEC, CT SECONDARY TERMINAL ON P1 SIDE, WOUND TYPE. | CT | SWITCHGEAR | EC4B1AK45P12Y5Y6NNNN | ECS | - | - | Nos. |  | Inventory | 11kV CAST RESIN CURRENT TRANSFORMER, CTR : 75-150/5-5A, CORE 1: 15VA, CLASS: 1, CORE 2: 15VA, CLASS: 5P10,. STR: 25kA/1 SEC, CT SECONDARY TERMINAL ON P1 SIDE, WOUND TYPE.
6894 | 11kV CAST RESIN CURRENT TRANSFORMER, CTR : 1000/1A,(BIL 12kV/ 28kV/ 75kVp), CORE 1:10VA CLASS:5P20, STR:25KA/1 SEC,CT SECONDARY TERMINAL ON P2 SIDE,WINDOW TYPE.,50 Hz. | CT | SWITCHGEAR | EC4B1BE91P21X8NNNNNN | ECS | - | - | Nos. |  | Inventory | 11kV CAST RESIN CURRENT TRANSFORMER, CTR : 1000/1A,(BIL 12kV/ 28kV/ 75kVp), CORE 1:10VA CLASS:5P20, STR:25KA/1 SEC,CT SECONDARY TERMINAL ON P2 SIDE,WINDOW TYPE.,50 Hz.
6895 | 11kV CAST RESIN CURRENT TRANSFORMER, CTR : 1000/1-1A,(BIL 12kV/ 28kV/ 75kVp), CORE 1: CLASS: PS,KpV > 125V,Imag= 60mA@Vk/4,RCT= 3 OHM.,CORE 2: 10VA CLASS: 0.5, STR:25KA/1 SEC,CT SECONDARY TERMINAL ON P2 SIDE,WINDOW TYPE.,50 Hz. | CT | SWITCHGEAR | EC4B1BE91P22N9X3NNNN | ECS | - | - | Nos. |  | Inventory | 11kV CAST RESIN CURRENT TRANSFORMER, CTR : 1000/1-1A,(BIL 12kV/ 28kV/ 75kVp), CORE 1: CLASS: PS,KpV > 125V,Imag= 60mA@Vk/4,RCT= 3 OHM.,CORE 2: 10VA CLASS: 0.5, STR:25KA/1 SEC,CT SECONDARY TERMINAL ON P2 SIDE,WINDOW TYPE.,50 Hz.
6896 | 11kV CAST RESIN CURRENT TRANSFORMER, CTR : 1600/1-1-1-1A, CORE 1: 5VA, CLASS: 0.2S, CORE 2: 5VA, CLASS: 5P10, CORE 3: CLASS: PS, VK>= 800V, RCT<= 8 Ohm, Io=30mA @VK, CORE 4: CLASS: PS, VK>= 800V, RCT<= 8 Ohm, Io=30mA @VK, STR:25KA/1SEC, WINDOW TYPE CT, CT SECONDARY TERMINAL ON P2 SIDE. | CT | SWITCHGEAR | EC4B1BF91P24V1V6N9N9 | ECS | - | - | Nos. |  | Inventory | 11kV CAST RESIN CURRENT TRANSFORMER, CTR : 1600/1-1-1-1A, CORE 1: 5VA, CLASS: 0.2S, CORE 2: 5VA, CLASS: 5P10, CORE 3: CLASS: PS, VK>= 800V, RCT<= 8 Ohm, Io=30mA @VK, CORE 4: CLASS: PS, VK>= 800V, RCT<= 8 Ohm, Io=30mA @VK, STR:25KA/1SEC, WINDOW TYPE CT, CT SECONDARY TERMINAL ON P2 SIDE.
6897 | 11kV CAST RESIN CURRENT TRANSFORMER, CTR : 2500/1-1-1-1A, CORE 1: 5VA, CLASS: 0.2S, CORE 2: 5VA, CLASS: 5P10, CORE 3: CLASS: PS, VK>= 1250V, RCT<= 12.5 Ohm, Io=30mA @VK, CORE 4: CLASS: PS, VK>= 500V, RCT<= 15 Ohm, Io=30mA @VK, STR:25KA/1SEC, WINDOW TYPE CT, CT SECONDARY TERMINAL ON P2 SIDE. | CT | SWITCHGEAR | EC4B1BG61P24V1V6N9N9 | ECS | - | - | Nos. |  | Inventory | 11kV CAST RESIN CURRENT TRANSFORMER, CTR : 2500/1-1-1-1A, CORE 1: 5VA, CLASS: 0.2S, CORE 2: 5VA, CLASS: 5P10, CORE 3: CLASS: PS, VK>= 1250V, RCT<= 12.5 Ohm, Io=30mA @VK, CORE 4: CLASS: PS, VK>= 500V, RCT<= 15 Ohm, Io=30mA @VK, STR:25KA/1SEC, WINDOW TYPE CT, CT SECONDARY TERMINAL ON P2 SIDE.
6898 | 11kV CAST RESIN CURRENT TRANSFORMER, CTR : 200/5-5A, CORE 1: 15VA, CLASS: 1, CORE 2: 15VA, CLASS: 5P10, STR: 26.3kA/1 SEC, CT SECONDARY TERMINAL ON P2 SIDE, WOUND TYPE. | CT | SWITCHGEAR | EC4C1AC55P22Y5Y6NNNN | ECS | - | - | Nos. |  | Inventory | 11kV CAST RESIN CURRENT TRANSFORMER, CTR : 200/5-5A, CORE 1: 15VA, CLASS: 1, CORE 2: 15VA, CLASS: 5P10, STR: 26.3kA/1 SEC, CT SECONDARY TERMINAL ON P2 SIDE, WOUND TYPE.
6899 | 11kV CAST RESIN CURRENT TRANSFORMER, CTR : 200/1-1A,CORE 1: 15VA, CLASS: 0.5, CORE 2: 15VA, CLASS: 5P10,STR: 26kA/1SEC, CT SECONDARY TERMINAL ON P2 SIDE, WOUND TYPE. | CT | SWITCHGEAR | EC4C1AC5CODEP22Y3Y6NNNN | ECS | - | - | Nos. |  | Inventory | 11kV CAST RESIN CURRENT TRANSFORMER, CTR : 200/1-1A,CORE 1: 15VA, CLASS: 0.5, CORE 2: 15VA, CLASS: 5P10,STR: 26kA/1SEC, CT SECONDARY TERMINAL ON P2 SIDE, WOUND TYPE.
6900 | 11kV CT ,CTR:300/1A-1A-1A, CORE-1: 5VA CL:0.2, CORE-2: 5VA CL:5P20 ,CORE-3: CL:PS ,VK>=250V, Rct<=5ohm,lomag<=30mA,at Vk/2, STR:26.3kA/1 sec, Wound TYPE, SECONDARY TERMINALS ON: P2 SIDE | CT | SWITCHGEAR | EC4C1AC91P23V2V8N9NN | ECS | 11 | NA | Nos |  | Inventory | 11kV CT ,CTR:300/1A-1A-1A, CORE-1: 5VA CL:0.2, CORE-2: 5VA CL:5P20 ,CORE-3: CL:PS ,VK>=250V, Rct<=5ohm,lomag<=30mA,at Vk/2, STR:26.3kA/1 sec, Wound TYPE, SECONDARY TERMINALS ON: P2 SIDE
6901 | 11kV CAST RESIN CURRENT TRANSFORMER, CTR : 500/5-5A, CORE 1: 15 VA, CLASS: 0.5, CORE 2: 15VA, CLASS: 5P10, STR: 26.3kA/1 SEC, CT SECONDARY TERMINAL ON P1 SIDE, WOUND TYPE. | CT | SWITCHGEAR | EC4C1AD85P12Y3Y6NNNN | ECS | - | - | Nos. |  | Inventory | 11kV CAST RESIN CURRENT TRANSFORMER, CTR : 500/5-5A, CORE 1: 15 VA, CLASS: 0.5, CORE 2: 15VA, CLASS: 5P10, STR: 26.3kA/1 SEC, CT SECONDARY TERMINAL ON P1 SIDE, WOUND TYPE.
6902 | 11kV CAST RESIN CURRENT TRANSFORMER, CTR : 500/5-5A, CORE 1: 15VA, CLASS: 0.5, CORE 2: 15VA, CLASS: 5P10, STR: 26.3kA/1 SEC, CT SECONDARY TERMINAL ON P2 SIDE, WOUND TYPE. | CT | SWITCHGEAR | EC4C1AD85P22Y3Y6NNNN | ECS | - | - | Nos. |  | Inventory | 11kV CAST RESIN CURRENT TRANSFORMER, CTR : 500/5-5A, CORE 1: 15VA, CLASS: 0.5, CORE 2: 15VA, CLASS: 5P10, STR: 26.3kA/1 SEC, CT SECONDARY TERMINAL ON P2 SIDE, WOUND TYPE.
6903 | 11kV CT, CTR:50-100/1A-1A, CORE-1: 10VA CL:0.5, CORE-2: 10VA CL:5P20, STR:26.3kA/1 sec, Wound TYPE, SECONDARY TERMINALS ON: P1 SIDE | CT | SWITCHGEAR | EC4C1AH51P12X3X8NNNN | ECS | - | NA | Nos. |  | Inventory | 11kV CT, CTR:50-100/1A-1A, CORE-1: 10VA CL:0.5, CORE-2: 10VA CL:5P20, STR:26.3kA/1 sec, Wound TYPE, SECONDARY TERMINALS ON: P1 SIDE
6904 | 11kV CT, CTR:50-100/1A-1A, CORE-1: 10VA CL:0.5, CORE-2: 10VA CL:5P20, STR:26.3kA/1 sec, Wound TYPE, SECONDARY TERMINALS ON: P2 SIDE | CT | SWITCHGEAR | EC4C1AH51P22X3X8NNNN | ECS | - | NA | Nos. |  | Inventory | 11kV CT, CTR:50-100/1A-1A, CORE-1: 10VA CL:0.5, CORE-2: 10VA CL:5P20, STR:26.3kA/1 sec, Wound TYPE, SECONDARY TERMINALS ON: P2 SIDE
6905 | 11kV CAST RESIN CURRENT TRANSFORMER, CTR : 75/5-5A, CORE 1: 15VA, CLASS: 1, CORE 2: 15VA, CLASS: 5P10, STR: 26.3kA/1 SEC, CT SECONDARY TERMINAL ON P2 SIDE, WOUND TYPE. | CT | SWITCHGEAR | EC4C3AB55P22Y5Y6NNNN | ECS | - | - | Nos. |  | Inventory | 11kV CAST RESIN CURRENT TRANSFORMER, CTR : 75/5-5A, CORE 1: 15VA, CLASS: 1, CORE 2: 15VA, CLASS: 5P10, STR: 26.3kA/1 SEC, CT SECONDARY TERMINAL ON P2 SIDE, WOUND TYPE.
6906 | 10kV CAST RESIN CURRENT TRANSFORMER, CTR : 50/5A, CORE 1: 20VA, CLASS : 0.2,STR : 31.5 kA/1SEC, WOUND TYPE CT, CT SECONDARY TERMINAL ON P2 SIDE. INSULATION CLASS : CLASS B | CT | SWITCHGEAR | EC4D1AA95P21Z2NNNNNN | ECS | - | - | Nos. |  | Inventory | 10kV CAST RESIN CURRENT TRANSFORMER, CTR : 50/5A, CORE 1: 20VA, CLASS : 0.2,STR : 31.5 kA/1SEC, WOUND TYPE CT, CT SECONDARY TERMINAL ON P2 SIDE. INSULATION CLASS : CLASS B
6907 | 10kV CAST RESIN CURRENT TRANSFORMER, CTR : 50/5A, CORE 1: 20VA, CLASS: 5 P 20, STR : 31.5 kA/1SEC, WOUND TYPE CT, CT SECONDARY TERMINAL ON P2 SIDE. INSULATION CLASS : CLASS B | CT | SWITCHGEAR | EC4D1AA95P21Z8NNNNNN | ECS | - | - | Nos. |  | Inventory | 10kV CAST RESIN CURRENT TRANSFORMER, CTR : 50/5A, CORE 1: 20VA, CLASS: 5 P 20, STR : 31.5 kA/1SEC, WOUND TYPE CT, CT SECONDARY TERMINAL ON P2 SIDE. INSULATION CLASS : CLASS B
6908 | 10kV CAST RESIN CURRENT TRANSFORMER, CTR : 150/5-5A, CORE 1: 20VA, CLASS : 0.2,CORE 2: 20VA, CLASS: 5 P 20, STR : 31.5 kA/1SEC, WOUND TYPE CT, CT SECONDARY TERMINAL ON P2 SIDE. INSULATION CLASS : CLASS B | CT | SWITCHGEAR | EC4D1AC35P22Z2Z8NNNN | ECS | - | - | Nos. |  | Inventory | 10kV CAST RESIN CURRENT TRANSFORMER, CTR : 150/5-5A, CORE 1: 20VA, CLASS : 0.2,CORE 2: 20VA, CLASS: 5 P 20, STR : 31.5 kA/1SEC, WOUND TYPE CT, CT SECONDARY TERMINAL ON P2 SIDE. INSULATION CLASS : CLASS B
6909 | 11kV CAST RESIN CURRENT TRANSFORMER, CTR : 20/1-1A, CORE 1: 5VA, CLASS: 0.5, CORE 2: 5VA, CLASS: 5P10,STC : 100OCF CT SECONDARY TERMINAL ON P2 SIDE, WOUND TYPE. | CT | SWITCHGEAR | EC4D1AC51P22Y3Y87645N | ECS | - | - | Nos. |  | Inventory | 11kV CAST RESIN CURRENT TRANSFORMER, CTR : 20/1-1A, CORE 1: 5VA, CLASS: 0.5, CORE 2: 5VA, CLASS: 5P10,STC : 100OCF CT SECONDARY TERMINAL ON P2 SIDE, WOUND TYPE.
6910 | 11kV CAST RESIN CURRENT TRANSFORMER, CTR : 200/1-1A, CORE 1: 15VA, CLASS : 0.5,CORE 2: 15VA, CLASS: 5 P 20, STR : 31.5 kA/1SEC, WOUND TYPE CT, CT SECONDARY TERMINAL ON P2 SIDE. INSULATION CLASS : CLASS B | CT | SWITCHGEAR | EC4D1AC51P22Y3Y8NNNN | ECS | - | - | Nos. |  | Inventory | 11kV CAST RESIN CURRENT TRANSFORMER, CTR : 200/1-1A, CORE 1: 15VA, CLASS : 0.5,CORE 2: 15VA, CLASS: 5 P 20, STR : 31.5 kA/1SEC, WOUND TYPE CT, CT SECONDARY TERMINAL ON P2 SIDE. INSULATION CLASS : CLASS B
6911 | 11kV CAST RESIN CURRENT TRANSFORMER, CTR : 60/1-1A,CORE 1: 5VA, CLASS: 0.5, CORE 2: 5VA, CLASS: 5P10, STC : 31.5kA/1SEC CT SECONDARY TERMINAL ON P1 SIDE, WOUND TYPE. | CT | SWITCHGEAR | EC4D1AD41P12Y3Y84532 | ECS | - | - | Nos. |  | Inventory | 11kV CAST RESIN CURRENT TRANSFORMER, CTR : 60/1-1A,CORE 1: 5VA, CLASS: 0.5, CORE 2: 5VA, CLASS: 5P10, STC : 31.5kA/1SEC CT SECONDARY TERMINAL ON P1 SIDE, WOUND TYPE.
6912 | 11kV CT ,CTR:125/1A-1A, CORE-1: 15VA CL:0.5, CORE-2: 15VA CL:5P20, STR:26.3kA/3 sec, Wound TYPE, SECONDARY TERMINALS ON: P1 SIDE | CT | SWITCHGEAR | EC4D1AD41P12Y3Y8NNNN | ECS | - | - | Nos. |  | Inventory | 11kV CT ,CTR:125/1A-1A, CORE-1: 15VA CL:0.5, CORE-2: 15VA CL:5P20, STR:26.3kA/3 sec, Wound TYPE, SECONDARY TERMINALS ON: P1 SIDE
6913 | 10kV CAST RESIN CURRENT TRANSFORMER, CTR : 500/1-1-1A, CORE 1: 20VA, CLASS: 0.2, CORE 2: 20VA, CLASS : 5 P 20, CORE 3: CLASS: PS, Vk>250V, RCT<2 OHM, Imag=30mA AT VK/2, STR : 31.5 kA/1SEC, WOUND TYPE CT, CT SECONDARY TERMINAL ON P1 SIDE. INSULATION CLASS : CLASS B | CT | SWITCHGEAR | EC4D1AD81P13Z2Z8N9NN | ECS | - | - | Nos. |  | Inventory | 10kV CAST RESIN CURRENT TRANSFORMER, CTR : 500/1-1-1A, CORE 1: 20VA, CLASS: 0.2, CORE 2: 20VA, CLASS : 5 P 20, CORE 3: CLASS: PS, Vk>250V, RCT<2 OHM, Imag=30mA AT VK/2, STR : 31.5 kA/1SEC, WOUND TYPE CT, CT SECONDARY TERMINAL ON P1 SIDE. INSULATION CLASS : CLASS B
6914 | 11kV CAST RESIN CURRENT TRANSFORMER RATIO : 250/1-1A, CORE:1 10VA, CLASS: 0.5, CORE:2 10VA, CLASS: 5P20, STR: 31.5kA/3 SEC, CT TYPE: WOUND TYPE CT, CT SECONDARY TERMINAL ON P1 SIDE. | CT | SWITCHGEAR | EC4D3AC71P12X3X8NNN9 | ECS | - | - | Nos. |  | Inventory | 11kV CAST RESIN CURRENT TRANSFORMER RATIO : 250/1-1A, CORE:1 10VA, CLASS: 0.5, CORE:2 10VA, CLASS: 5P20, STR: 31.5kA/3 SEC, CT TYPE: WOUND TYPE CT, CT SECONDARY TERMINAL ON P1 SIDE.
6915 | 11kV CAST RESIN CURRENT TRANSFORMER, CTR : 200/1-1A, CORE 1: 10VA, CLASS: 0.5, CORE 2: 10VA, CLASS: 5P20, STR: 40kA/1 SEC, CT SECONDARY TERMINAL ON P2 SIDE, WOUND TYPE. | CT | SWITCHGEAR | EC4E1AC51P22X3X8NNNN | ECS | - | NA | Nos. |  | Inventory | 11kV CAST RESIN CURRENT TRANSFORMER, CTR : 200/1-1A, CORE 1: 10VA, CLASS: 0.5, CORE 2: 10VA, CLASS: 5P20, STR: 40kA/1 SEC, CT SECONDARY TERMINAL ON P2 SIDE, WOUND TYPE.
6916 | 11kV CAST RESIN CURRENT TRANSFORMER, CTR : 400/1-1A, CORE 1: 10VA, CLASS: 0.5, CORE 2: 10VA, CLASS: 5P20, STR: 40kA/1 SEC, CT SECONDARY TERMINAL ON P2 SIDE, WOUND TYPE. | CT | SWITCHGEAR | EC4E1AD41P22X3X8NNNN | ECS | - | NA | Nos. |  | Inventory | 11kV CAST RESIN CURRENT TRANSFORMER, CTR : 400/1-1A, CORE 1: 10VA, CLASS: 0.5, CORE 2: 10VA, CLASS: 5P20, STR: 40kA/1 SEC, CT SECONDARY TERMINAL ON P2 SIDE, WOUND TYPE.
6917 | 11kV CAST RESIN CURRENT TRANSFORMER, CTR : 750/1-1A, CORE 1: 10VA, CLASS: 0.5, CORE 2: 10VA, CLASS: 5P20, STR: 40kA/1 SEC, CT SECONDARY TERMINAL ON P2 SIDE, WINDOW TYPE. | CT | SWITCHGEAR | EC4E1BE41P22X3X8NNNN | ECS | - | NA | Nos. |  | Inventory | 11kV CAST RESIN CURRENT TRANSFORMER, CTR : 750/1-1A, CORE 1: 10VA, CLASS: 0.5, CORE 2: 10VA, CLASS: 5P20, STR: 40kA/1 SEC, CT SECONDARY TERMINAL ON P2 SIDE, WINDOW TYPE.
6918 | 11kV CAST RESIN CURRENT TRANSFORMER, CTR : 1600/1-1-1A, CORE 1: 10VA, CLASS: 0.2, CORE 2: 10VA, CLASS: 5P20, CORE 3: CLASS: PS, VK>=150 V, RCT<=6 OHM, I0<=30mA at VK/2@1600/1A, STR: 25kA/1 SEC, CT SECONDARY TERMINAL ON P1 SIDE, WINDOW TYPE. | CT | SWITCHGEAR | EC4E1BF91P13X2X8N910 | ECS | - | NA | Nos. |  | Inventory | 11kV CAST RESIN CURRENT TRANSFORMER, CTR : 1600/1-1-1A, CORE 1: 10VA, CLASS: 0.2, CORE 2: 10VA, CLASS: 5P20, CORE 3: CLASS: PS, VK>=150 V, RCT<=6 OHM, I0<=30mA at VK/2@1600/1A, STR: 25kA/1 SEC, CT SECONDARY TERMINAL ON P1 SIDE, WINDOW TYPE.
6919 | 11kV CAST RESIN CURRENT TRANSFORMER, CTR : 500/1-1A, CORE 1: 10VA, CLASS: 0.2, CORE 2: 10VA, CLASS: 5 P 10, STR: 44kA/3 SEC,CT SECONDARY TERMINAL ON P1 SIDE, WOUND TYPE. | CT | SWITCHGEAR | EC4E3AD81P12X2X6N556 | ECS | 11 | NA | Nos. |  | Inventory | 11kV CAST RESIN CURRENT TRANSFORMER, CTR : 500/1-1A, CORE 1: 10VA, CLASS: 0.2, CORE 2: 10VA, CLASS: 5 P 10, STR: 44kA/3 SEC,CT SECONDARY TERMINAL ON P1 SIDE, WOUND TYPE.
6920 | 11kV CT ,CTR:60/5A-5A, CORE-1: 15VA CL:0.5, CORE-2: 15VA CL:5P20, STR:18.3kA/1 sec, Wound TYPE, SECONDARY TERMINALS ON: P1 SIDE | CT | SWITCHGEAR | EC4F1AB25P12Y3Y8N123 | ECS | - | NA | Nos. |  | Inventory | 11kV CT ,CTR:60/5A-5A, CORE-1: 15VA CL:0.5, CORE-2: 15VA CL:5P20, STR:18.3kA/1 sec, Wound TYPE, SECONDARY TERMINALS ON: P1 SIDE
6921 | 11kV CT ,CTR:100/5A-5A, CORE-1: 15VA CL:1, CORE-2: 15VA CL:5P10, STR:18.4kA/1 sec, Wound TYPE, SECONDARY TERMINALS ON: P1 SIDE | CT | SWITCHGEAR | EC4K1AC15P12Y5Y6NNNN | ECS | - | NA | Nos. |  | Inventory | 11kV CT ,CTR:100/5A-5A, CORE-1: 15VA CL:1, CORE-2: 15VA CL:5P10, STR:18.4kA/1 sec, Wound TYPE, SECONDARY TERMINALS ON: P1 SIDE
6922 | 11kV CT ,CTR:100/5A-5A, CORE-1: 15VA CL:1, CORE-2: 15VA CL:5P10, STR:18.4kA/1 sec, Wound TYPE, SECONDARY TERMINALS ON: P2 SIDE | CT | SWITCHGEAR | EC4K1AC15P22Y5Y6NNNN | ECS | - | NA | Nos. |  | Inventory | 11kV CT ,CTR:100/5A-5A, CORE-1: 15VA CL:1, CORE-2: 15VA CL:5P10, STR:18.4kA/1 sec, Wound TYPE, SECONDARY TERMINALS ON: P2 SIDE
6923 | 10.5kV CAST RESIN CURRENT TRANSFORMER RATIO : 25/1-1A, CORE:1 10VA, CLASS: 0.5, CORE:2 10VA, CLASS: 5P20, STR: 100 OCF, CT TYPE: WOUND, INSULATION CLASS-B, CT SECONDARY TERMINAL ON P2 SIDE. | CT | SWITCHGEAR | EC4N1AA41P22X3X8NNNN | ECS | - | - | Nos. |  | Inventory | 10.5kV CAST RESIN CURRENT TRANSFORMER RATIO : 25/1-1A, CORE:1 10VA, CLASS: 0.5, CORE:2 10VA, CLASS: 5P20, STR: 100 OCF, CT TYPE: WOUND, INSULATION CLASS-B, CT SECONDARY TERMINAL ON P2 SIDE.
6924 | 11kV CAST RESIN CURRENT TRANSFORMER, CTR : 50/5-5A, CORE 1: 10VA, CLASS: 0.5, CORE 2: 10VA, CLASS: 5P20, STR: 100 OCF, WOUND TYPE, CT SECONDARY TERMINAL ON P2 SIDE. | CT | SWITCHGEAR | EC4N1AA95P22X3X8NNNN | ECS | - | NA | Nos. |  | Inventory | 11kV CAST RESIN CURRENT TRANSFORMER, CTR : 50/5-5A, CORE 1: 10VA, CLASS: 0.5, CORE 2: 10VA, CLASS: 5P20, STR: 100 OCF, WOUND TYPE, CT SECONDARY TERMINAL ON P2 SIDE.
6925 | 11kV CT ,CTR:2000/1A-1A, CORE-1: 5VA CL:1.0, CORE-2: CL PS,Vk>=700V,RCT<=19 OHM,I0<=30mA,Vk/2, I/D:80X80MM, O/D:205MM,,STR:44kA/1 sec, WINDOW TYPE, SECONDARY TERMINALS ON: P2 SIDE | CT | SWITCHGEAR | EC4N1BG41P22V5N9NNNN | ECS | - | NA | Nos. |  | Inventory | 11kV CT ,CTR:2000/1A-1A, CORE-1: 5VA CL:1.0, CORE-2: CL PS,Vk>=700V,RCT<=19 OHM,I0<=30mA,Vk/2, I/D:80X80MM, O/D:205MM,,STR:44kA/1 sec, WINDOW TYPE, SECONDARY TERMINALS ON: P2 SIDE
6926 | 11kV CT ,CTR:2500/1A-1A, CORE-1: 5VA CL:1.0, CORE-2: CL PS,Vk>=700V,RCT<=19 OHM,I0<=30mA,Vk/2, I/D:80X80MM, O/D:205MM,,STR:44kA/1 sec, WINDOW TYPE, SECONDARY TERMINALS ON: P1 SIDE | CT | SWITCHGEAR | EC4N1BG61P12Z5N9NNNN | ECS | - | NA | Nos. |  | Inventory | 11kV CT ,CTR:2500/1A-1A, CORE-1: 5VA CL:1.0, CORE-2: CL PS,Vk>=700V,RCT<=19 OHM,I0<=30mA,Vk/2, I/D:80X80MM, O/D:205MM,,STR:44kA/1 sec, WINDOW TYPE, SECONDARY TERMINALS ON: P1 SIDE
6927 | 11kV CT ,CTR:2500/1A-1A, CORE-1: 5VA CL:1.0, CORE-2: CL PS,Vk>=700V,RCT<=19 OHM,I0<=30mA,Vk/2, I/D:80X80MM, O/D:205MM,,STR:44kA/1 sec, WINDOW TYPE, SECONDARY TERMINALS ON: P2 SIDE | CT | SWITCHGEAR | EC4N1BG61P22Z5N9NNNN | ECS | - | NA | Nos. |  | Inventory | 11kV CT ,CTR:2500/1A-1A, CORE-1: 5VA CL:1.0, CORE-2: CL PS,Vk>=700V,RCT<=19 OHM,I0<=30mA,Vk/2, I/D:80X80MM, O/D:205MM,,STR:44kA/1 sec, WINDOW TYPE, SECONDARY TERMINALS ON: P2 SIDE
6928 | 11kV CT ,CTR:5000/1A-1A-1A, CORE-1: 10VA CL:0.2, CORE-2: 10VA CL:5P20, CORE-3: CL PS,Vk>=300V,RCT:22 OHM,I0<=30mA,Vk/2, I/D:170X80MM, O/D:300MM,,STR:44kA/1 sec, WINDOW TYPE, SECONDARY TERMINALS ON: P1 SIDE | CT | SWITCHGEAR | EC4N1BG81P13X2X8N9NN | ECS | - | NA | Nos. |  | Inventory | 11kV CT ,CTR:5000/1A-1A-1A, CORE-1: 10VA CL:0.2, CORE-2: 10VA CL:5P20, CORE-3: CL PS,Vk>=300V,RCT:22 OHM,I0<=30mA,Vk/2, I/D:170X80MM, O/D:300MM,,STR:44kA/1 sec, WINDOW TYPE, SECONDARY TERMINALS ON: P1 SIDE
6929 | 11kV CT ,CTR:5000/1A-1A-1A, CORE-1: 10VA CL:0.2, CORE-2: 10VA CL:5P20, CORE-3: CL PS,Vk>=300V,RCT:22 OHM,I0<=30mA,Vk/2, I/D:170X80MM, O/D:300MM,,STR:44kA/1 sec, WINDOW TYPE, SECONDARY TERMINALS ON: P2 SIDE | CT | SWITCHGEAR | EC4N1BG81P23X2X8N9NN | ECS | - | NA | Nos. |  | Inventory | 11kV CT ,CTR:5000/1A-1A-1A, CORE-1: 10VA CL:0.2, CORE-2: 10VA CL:5P20, CORE-3: CL PS,Vk>=300V,RCT:22 OHM,I0<=30mA,Vk/2, I/D:170X80MM, O/D:300MM,,STR:44kA/1 sec, WINDOW TYPE, SECONDARY TERMINALS ON: P2 SIDE
6930 | 11kV CT ,CTR:3500/1A-1A, CORE-1: 10VA CL:0.2, CORE-2: 10VA CL:5P20, I/D:170X80MM, O/D:300MM,,STR:44kA/1 sec, WINDOW TYPE, SECONDARY TERMINALS ON: P1 SIDE | CT | SWITCHGEAR | EC4N1BG91P12X2X8NNNN | ECS | - | NA | Nos. |  | Inventory | 11kV CT ,CTR:3500/1A-1A, CORE-1: 10VA CL:0.2, CORE-2: 10VA CL:5P20, I/D:170X80MM, O/D:300MM,,STR:44kA/1 sec, WINDOW TYPE, SECONDARY TERMINALS ON: P1 SIDE
6931 | 22kV CAST RESIN CURRENT TRANSFORMER RATIO : 50/5-5A, CORE 1: 15VA, CLASS: 1.0, CORE 2: 15VA, CLASS: 5 P20, STR: 25kA/1SEC, CT TYPE: WOUND TYPE CT, CT SECONDARY TERMINAL ON P1 SIDE. | CT | SWITCHGEAR | EC5B1AA31P12X1X8NN994 | ECS | - | - | Nos. |  | Inventory | 22kV CAST RESIN CURRENT TRANSFORMER RATIO : 50/5-5A, CORE 1: 15VA, CLASS: 1.0, CORE 2: 15VA, CLASS: 5 P20, STR: 25kA/1SEC, CT TYPE: WOUND TYPE CT, CT SECONDARY TERMINAL ON P1 SIDE.
6932 | 22kV CAST RESIN CURRENT TRANSFORMER RATIO : 20/1-1A, CORE 1: 2.5VA, CLASS: 0.2S, CORE 2: 5VA, CLASS: 5 P20, STR: 25kA/1SEC, CT TYPE: WOUND TYPE CT, CT SECONDARY TERMINAL ON P1 SIDE. | CT | SWITCHGEAR | EC5B1AA31P12X1X8NNNN | ECS | - | - | Nos. |  | Inventory | 22kV CAST RESIN CURRENT TRANSFORMER RATIO : 20/1-1A, CORE 1: 2.5VA, CLASS: 0.2S, CORE 2: 5VA, CLASS: 5 P20, STR: 25kA/1SEC, CT TYPE: WOUND TYPE CT, CT SECONDARY TERMINAL ON P1 SIDE.
6933 | 22kV CT, CTR:25/1A-1A, CORE-1: 5VA CL:1, CORE-2: 5VA CL:5P10, STR:25kA/1 sec, Wound TYPE, SECONDARY TERMINALS ON: P2 SIDE | CT | SWITCHGEAR | EC5B1AA41P22V5V6NNNN | ECS | _ | NA | Nos |  | Inventory | 22kV CT, CTR:25/1A-1A, CORE-1: 5VA CL:1, CORE-2: 5VA CL:5P10, STR:25kA/1 sec, Wound TYPE, SECONDARY TERMINALS ON: P2 SIDE
6934 | 22kV CT ,CTR:50/1A-1A, CORE-1: 7.5VA CL:0.2s, CORE-2: 7.5VA CL:5P10, STR:25kA/1 sec, Wound TYPE, SECONDARY TERMINALS ON: P1 SIDE | CT | SWITCHGEAR | EC5B1AA91P12W1W6NNNN | ECS | - | NA | Nos. |  | Inventory | 22kV CT ,CTR:50/1A-1A, CORE-1: 7.5VA CL:0.2s, CORE-2: 7.5VA CL:5P10, STR:25kA/1 sec, Wound TYPE, SECONDARY TERMINALS ON: P1 SIDE
6935 | 22kV CAST RESIN CURRENT TRANSFORMER, CTR : 50/5-5A, CORE 1: 10VA, CLASS: 0.2, CORE 2: 10VA, CLASS: 5P10, STR:25KA/1SEC, CT SECONDARY TERMINAL ON P2 SIDE, WOUND TYPE. | CT | SWITCHGEAR | EC5B1AA95P22X2X6NNNN | ECS | - | - | Nos. |  | Inventory | 22kV CAST RESIN CURRENT TRANSFORMER, CTR : 50/5-5A, CORE 1: 10VA, CLASS: 0.2, CORE 2: 10VA, CLASS: 5P10, STR:25KA/1SEC, CT SECONDARY TERMINAL ON P2 SIDE, WOUND TYPE.
6936 | 22kV CAST RESIN CURRENT TRANSFORMER RATIO : 80/1A, CORE:1 5VA, CLASS: 0.2S, STR: 25kA/1SEC, CT TYPE: WOUND TYPE CT, CT SECONDARY TERMINAL ON P1 SIDE. (FOR MAIN METERING) | CT | SWITCHGEAR | EC5B1AB61P11V1NNNNNN | ECS | _ | NA | Nos |  | Inventory | 22kV CAST RESIN CURRENT TRANSFORMER RATIO : 80/1A, CORE:1 5VA, CLASS: 0.2S, STR: 25kA/1SEC, CT TYPE: WOUND TYPE CT, CT SECONDARY TERMINAL ON P1 SIDE. (FOR MAIN METERING)
6937 | 22kV CAST RESIN CURRENT TRANSFORMER RATIO : 80/1-1A, CORE:1 5VA, CLASS: 0.2S, CORE:2 5VA, CLASS: 5 P 10, STR: 25kA/1SEC, CT TYPE: WOUND TYPE CT, CT SECONDARY TERMINAL ON P1 SIDE. | CT | SWITCHGEAR | EC5B1AB61P12V1V6NNNN | ECS | _ | NA | Nos |  | Inventory | 22kV CAST RESIN CURRENT TRANSFORMER RATIO : 80/1-1A, CORE:1 5VA, CLASS: 0.2S, CORE:2 5VA, CLASS: 5 P 10, STR: 25kA/1SEC, CT TYPE: WOUND TYPE CT, CT SECONDARY TERMINAL ON P1 SIDE.
6938 | 22kV CT, CTR:80/1A-1A-1A, CORE-1: 5VA CL:1, CORE-2: 5VA CL:5P10, CORE-3: NONE CL:PS, STR:25kA/1 sec, Wound TYPE, SECONDARY TERMINALS ON: P1 SIDE | CT | SWITCHGEAR | EC5B1AB61P13V5V6N9NN | ECS | _ | NA | Nos |  | Inventory | 22kV CT, CTR:80/1A-1A-1A, CORE-1: 5VA CL:1, CORE-2: 5VA CL:5P10, CORE-3: NONE CL:PS, STR:25kA/1 sec, Wound TYPE, SECONDARY TERMINALS ON: P1 SIDE
6939 | 22kV CAST RESIN CURRENT TRANSFORMER RATIO : 80/1A, CORE:1 5VA, CLASS: 0.2S, STR: 25kA/1SEC, CT TYPE: WOUND TYPE CT, CT SECONDARY TERMINAL ON P2 SIDE. (FOR CHECK METERING) | CT | SWITCHGEAR | EC5B1AB61P21V1NNNNNN | ECS | _ | NA | Nos |  | Inventory | 22kV CAST RESIN CURRENT TRANSFORMER RATIO : 80/1A, CORE:1 5VA, CLASS: 0.2S, STR: 25kA/1SEC, CT TYPE: WOUND TYPE CT, CT SECONDARY TERMINAL ON P2 SIDE. (FOR CHECK METERING)
6940 | 22kV CAST RESIN CURRENT TRANSFORMER RATIO : SUITABLE RATIO 100/5-5A,CORE:1 -15VA, CLASS: 0.5S, CORE:2 -15VA, CLASS: 5P10, STR: 25kA/1SEC,CT TYPE: WOUND TYPE CT, CT SECONDARY TERMINAL ON P2 SIDE. | CT | SWITCHGEAR | EC5B1AC15P22Y4Y6NNNN | ECS | - | - | Nos. |  | Inventory | 22kV CAST RESIN CURRENT TRANSFORMER RATIO : SUITABLE RATIO 100/5-5A,CORE:1 -15VA, CLASS: 0.5S, CORE:2 -15VA, CLASS: 5P10, STR: 25kA/1SEC,CT TYPE: WOUND TYPE CT, CT SECONDARY TERMINAL ON P2 SIDE.
6941 | 22kV CAST RESIN CURRENT TRANSFORMER RATIO : SUITABLE RATIO 600/5-5A;CORE:1 -15VA, CLASS: 0.5S, CORE:2- 15VA, CLASS: 5P10, STR: 25kA/1SEC, CT TYPE: WOUND TYPE CT, CT SECONDARY TERMINAL ON P1 SIDE. | CT | SWITCHGEAR | EC5B1AE15P12Y4Y6NNNN | ECS | - | - | Nos. |  | Inventory | 22kV CAST RESIN CURRENT TRANSFORMER RATIO : SUITABLE RATIO 600/5-5A;CORE:1 -15VA, CLASS: 0.5S, CORE:2- 15VA, CLASS: 5P10, STR: 25kA/1SEC, CT TYPE: WOUND TYPE CT, CT SECONDARY TERMINAL ON P1 SIDE.
6942 | 22kV CAST RESIN CURRENT TRANSFORMER, CTR : 50-100/5-5A, CORE 1: 10VA, CLASS: 1.0, CORE 2: 10VA, CLASS: 5P20,STR: 25kA/1SEC, CT SECONDARY TERMINAL ON P1 SIDE, WOUND TYPE. | CT | SWITCHGEAR | EC5B1AH55P12X5X8N456 | ECS | - | - | Nos. |  | Inventory | 22kV CAST RESIN CURRENT TRANSFORMER, CTR : 50-100/5-5A, CORE 1: 10VA, CLASS: 1.0, CORE 2: 10VA, CLASS: 5P20,STR: 25kA/1SEC, CT SECONDARY TERMINAL ON P1 SIDE, WOUND TYPE.
6943 | 22kV CAST RESIN CURRENT TRANSFORMER, CTR : 50-100/5-5A, CORE 1: 10VA, CLASS: 1.0, CORE 2: 10VA, CLASS: 5P20,STR: 25kA/1SEC, CT SECONDARY TERMINAL ON P1 SIDE, WOUND TYPE.. | CT | SWITCHGEAR | EC5B1AH55P12X5X8N4566 | ECS | 22 | NA | Nos |  | Inventory | 22kV CAST RESIN CURRENT TRANSFORMER, CTR : 50-100/5-5A, CORE 1: 10VA, CLASS: 1.0, CORE 2: 10VA, CLASS: 5P20,STR: 25kA/1SEC, CT SECONDARY TERMINAL ON P1 SIDE, WOUND TYPE..
6944 | 22kV CAST RESIN CURRENT TRANSFORMER, CTR : 50-100/5-5A, CORE 1: 10VA, CLASS: 1.0, CORE 2: 10VA, CLASS: 5P20,STR: 25kA/1SEC, CT SECONDARY TERMINAL ON P1 SIDE, WOUND TYPE | CT | SWITCHGEAR | EC5B1AH55P12X5X8NNNN | ECS | - | - | Nos. |  | Inventory | 22kV CAST RESIN CURRENT TRANSFORMER, CTR : 50-100/5-5A, CORE 1: 10VA, CLASS: 1.0, CORE 2: 10VA, CLASS: 5P20,STR: 25kA/1SEC, CT SECONDARY TERMINAL ON P1 SIDE, WOUND TYPE
6945 | 22kV CAST RESIN CURRENT TRANSFORMER, CTR : 50/1-1A, CORE 1: 7.5 VA, CLASS: 0.5, CORE 2: 7.5 VA, CLASS: 5P10, STR: 26.3kA/1 SEC, CT SECONDARY TERMINAL ON P2 SIDE, WOUND TYPE. | CT | SWITCHGEAR | EC5C1AA91P22W3W6NNNN | ECS | - | NA | Nos. |  | Inventory | 22kV CAST RESIN CURRENT TRANSFORMER, CTR : 50/1-1A, CORE 1: 7.5 VA, CLASS: 0.5, CORE 2: 7.5 VA, CLASS: 5P10, STR: 26.3kA/1 SEC, CT SECONDARY TERMINAL ON P2 SIDE, WOUND TYPE.
6946 | 22kV CAST RESIN CURRENT TRANSFORMER, CTR : 50/1-1-1A, CORE 1: 7.5 VA, CLASS: 0.5, CORE 2: 7.5 VA, CLASS: 5P10, CORE 3: CLASS: PS, STR: 26.3kA/1 SEC, CT SECONDARY TERMINAL ON P2 SIDE, WOUND TYPE. | CT | SWITCHGEAR | EC5C1AA91P23W3W6N9NN | ECS | - | NA | Nos. |  | Inventory | 22kV CAST RESIN CURRENT TRANSFORMER, CTR : 50/1-1-1A, CORE 1: 7.5 VA, CLASS: 0.5, CORE 2: 7.5 VA, CLASS: 5P10, CORE 3: CLASS: PS, STR: 26.3kA/1 SEC, CT SECONDARY TERMINAL ON P2 SIDE, WOUND TYPE.
6947 | 22kV CAST RESIN CURRENT TRANSFORMER, CTR : 50/5-5-5A, CORE 1: 15VA, CLASS: 1, CORE 2: 15VA, CLASS:5P10, CORE 3: CLASS: PS, STR:26.3kA/1 SEC, CT SECONDARY TERMINAL ON P2 SIDE, WOUND TYPE. | CT | SWITCHGEAR | EC5C1AA95P23Y5Y6N9NN | ECS | - | - | Nos. |  | Inventory | 22kV CAST RESIN CURRENT TRANSFORMER, CTR : 50/5-5-5A, CORE 1: 15VA, CLASS: 1, CORE 2: 15VA, CLASS:5P10, CORE 3: CLASS: PS, STR:26.3kA/1 SEC, CT SECONDARY TERMINAL ON P2 SIDE, WOUND TYPE.
6948 | 22kV CT ,CTR:60/1A-1A, CORE-1: 15VA CL:1, CORE-2: 15VA CL:5P10, STR:26.3kA/1 sec, Wound TYPE, SECONDARY TERMINALS ON: P1 SIDE - MODEL - RCT22B04 | CT | SWITCHGEAR | EC5C1AB21P12Y5Y6NNNN | ECS | - | NA | Nos. |  | Inventory | 22kV CT ,CTR:60/1A-1A, CORE-1: 15VA CL:1, CORE-2: 15VA CL:5P10, STR:26.3kA/1 sec, Wound TYPE, SECONDARY TERMINALS ON: P1 SIDE - MODEL - RCT22B04
6949 | 22kV CT ,CTR:75/5A-5A, CORE-1: 5VA CL:1, CORE-2: 5VA CL:5P10, STR:26.3kA/1 sec, Wound TYPE, SECONDARY TERMINALS ON: P1 SIDE | CT | SWITCHGEAR | EC5C1AB55P12V5V6NNNN | ECS | - | NA | Nos. |  | Inventory | 22kV CT ,CTR:75/5A-5A, CORE-1: 5VA CL:1, CORE-2: 5VA CL:5P10, STR:26.3kA/1 sec, Wound TYPE, SECONDARY TERMINALS ON: P1 SIDE
6950 | 22kV CT ,CTR:75/5A-5A, CORE-1: 5VA CL:1, CORE-2: 5VA CL:5P10, STR:26.3kA/1 sec, Wound TYPE, SECONDARY TERMINALS ON: P2 SIDE | CT | SWITCHGEAR | EC5C1AB55P22V5V6NNNN | ECS | - | NA | Nos. |  | Inventory | 22kV CT ,CTR:75/5A-5A, CORE-1: 5VA CL:1, CORE-2: 5VA CL:5P10, STR:26.3kA/1 sec, Wound TYPE, SECONDARY TERMINALS ON: P2 SIDE
6951 | 22kV CAST RESIN CURRENT TRANSFORMER, CTR : 100/1-1A, CORE 1: 7.5 VA, CLASS: 0.5, CORE 2: 7.5 VA, CLASS: 5P10, STR: 26.3kA/1 SEC, CT SECONDARY TERMINAL ON P1 SIDE, WOUND TYPE. | CT | SWITCHGEAR | EC5C1AC11P12W3W6NNNN | ECS | - | NA | Nos. |  | Inventory | 22kV CAST RESIN CURRENT TRANSFORMER, CTR : 100/1-1A, CORE 1: 7.5 VA, CLASS: 0.5, CORE 2: 7.5 VA, CLASS: 5P10, STR: 26.3kA/1 SEC, CT SECONDARY TERMINAL ON P1 SIDE, WOUND TYPE.
6952 | 22kV CT ,CTR:100/1A-1A, CORE-1: 15VA CL:1, CORE-2: 15VA CL:5P10, STR:26.3kA/1 sec, Wound TYPE, SECONDARY TERMINALS ON: P1 SIDE - MODEL - RCT22B03 | CT | SWITCHGEAR | EC5C1AC11P12Y5Y6NNNN | ECS | - | NA | Nos. |  | Inventory | 22kV CT ,CTR:100/1A-1A, CORE-1: 15VA CL:1, CORE-2: 15VA CL:5P10, STR:26.3kA/1 sec, Wound TYPE, SECONDARY TERMINALS ON: P1 SIDE - MODEL - RCT22B03
6953 | 22kV CAST RESIN CURRENT TRANSFORMER, CTR :100/5-5A, CORE 1: 15VA, CLASS: 1, CORE 2: 15VA, CLASS: 5P10, STR:26.3kA/1 SEC, CT SECONDARY TERMINAL ON P1 SIDE, WOUND TYPE. | CT | SWITCHGEAR | EC5C1AC15P12Y5Y6NNNN | ECS | - | - | Nos. |  | Inventory | 22kV CAST RESIN CURRENT TRANSFORMER, CTR :100/5-5A, CORE 1: 15VA, CLASS: 1, CORE 2: 15VA, CLASS: 5P10, STR:26.3kA/1 SEC, CT SECONDARY TERMINAL ON P1 SIDE, WOUND TYPE.
6954 | 22kV CT ,CTR : 125/1-1A,CORE 1: 5VA, CLASS: 0.5, CORE 2: 5VA, CLASS: 5P20, STR: 26.3kA/1 SEC, CT SECONDARY TERMINAL ON P2 SIDE, WOUND TYPE, Drg. No-E4-172/1; MODEL-RCT11B03 | CT | SWITCHGEAR | EC5C1AC21P22V3V8NNNN | ECS | - | NA | Nos. |  | Inventory | 22kV CT ,CTR : 125/1-1A,CORE 1: 5VA, CLASS: 0.5, CORE 2: 5VA, CLASS: 5P20, STR: 26.3kA/1 SEC, CT SECONDARY TERMINAL ON P2 SIDE, WOUND TYPE, Drg. No-E4-172/1; MODEL-RCT11B03
6955 | 22kV CT ,CTR:150/1A-1A, CORE-1: 15VA CL:0.5, CORE-2: 15VA CL:5P10, STR:26.3kA/1 sec, Wound TYPE, SECONDARY TERMINALS ON: P1 SIDE- MODEL - RCT11B03 | CT | SWITCHGEAR | EC5C1AC31P12Y3Y6NNNN | ECS | - | NA | Nos. |  | Inventory | 22kV CT ,CTR:150/1A-1A, CORE-1: 15VA CL:0.5, CORE-2: 15VA CL:5P10, STR:26.3kA/1 sec, Wound TYPE, SECONDARY TERMINALS ON: P1 SIDE- MODEL - RCT11B03
6956 | 22kV CT ,CTR:200/5A-5A, CORE-1: 5VA CL:1, CORE-2: 5VA CL:5P10, STR:26.3kA/1 sec, Wound TYPE, SECONDARY TERMINALS ON: P2 SIDE | CT | SWITCHGEAR | EC5C1AC55P22V5V6NNNN | ECS | - | NA | Nos. |  | Inventory | 22kV CT ,CTR:200/5A-5A, CORE-1: 5VA CL:1, CORE-2: 5VA CL:5P10, STR:26.3kA/1 sec, Wound TYPE, SECONDARY TERMINALS ON: P2 SIDE
6957 | 22kV CT, CTR : 250/1-1A, CORE 1: 5VA, CLASS: 1, CORE 2: 5VA, CLASS: 5P10,STR: 26.3kA/1 SEC,CLASS-B, CT SECONDARY TERMINAL ON P1 SIDE, WOUND TYPE. Drg. No.-E4-172/1; MODEL-RCT11B02 | CT | SWITCHGEAR | EC5C1AC71P12V5V6NNNN | ECS | - | NA | Nos. |  | Inventory | 22kV CT, CTR : 250/1-1A, CORE 1: 5VA, CLASS: 1, CORE 2: 5VA, CLASS: 5P10,STR: 26.3kA/1 SEC,CLASS-B, CT SECONDARY TERMINAL ON P1 SIDE, WOUND TYPE. Drg. No.-E4-172/1; MODEL-RCT11B02
6958 | 22kV CT ,CTR : 700/1-1A,CORE 1: 5VA, CLASS: 0.2, CORE 2: 5VA, CLASS: 5P20, CORE 3: PS, VK>=200V,RCT<=4Ohm,I0<30mA at VK/2 , CLASS-B, STR: 26.3kA/1 SEC, CT SECONDARY TERMINAL ON P1 SIDE, WOUND TYPE., Drg. No-E4-172/1; MODEL-RCT11B04 | CT | SWITCHGEAR | EC5C1AE31P13V2V8N9NN | ECS | - | NA | Nos. |  | Inventory | 22kV CT ,CTR : 700/1-1A,CORE 1: 5VA, CLASS: 0.2, CORE 2: 5VA, CLASS: 5P20, CORE 3: PS, VK>=200V,RCT<=4Ohm,I0<30mA at VK/2 , CLASS-B, STR: 26.3kA/1 SEC, CT SECONDARY TERMINAL ON P1 SIDE, WOUND TYPE., Drg. No-E4-172/1; MODEL-RCT11B04
6959 | 22kV CT ,CTR:30-60/5A-5A, CORE-1: 7.5VA CL:1, CORE-2: 7.5VA CL:5P10, STR:26.3kA/1 sec, Wound TYPE, SECONDARY TERMINALS ON: P2 SIDE | CT | SWITCHGEAR | EC5C1AH25P22W5W6NNNN | ECS | - | - | Nos. |  | Inventory | 22kV CT ,CTR:30-60/5A-5A, CORE-1: 7.5VA CL:1, CORE-2: 7.5VA CL:5P10, STR:26.3kA/1 sec, Wound TYPE, SECONDARY TERMINALS ON: P2 SIDE
6960 | 22kV CT ,CTR:50-100/1A-1A-1A, CORE-1: 10VA CL:0.5, CORE-2: 10VA CL:5P10 ,CORE-3: CL:PS, Vk>=80V, Rct-<=1 Ohm; <=30mA @ Vk/2, STR:26.3kA/1 sec, Wound TYPE, SECONDARY TERMINALS ON: P2 SIDE- MODEL-RCT11B05 | CT | SWITCHGEAR | EC5C1AH51P23X3X6N9NN | ECS | - | NA | Nos. |  | Inventory | 22kV CT ,CTR:50-100/1A-1A-1A, CORE-1: 10VA CL:0.5, CORE-2: 10VA CL:5P10 ,CORE-3: CL:PS, Vk>=80V, Rct-<=1 Ohm; <=30mA @ Vk/2, STR:26.3kA/1 sec, Wound TYPE, SECONDARY TERMINALS ON: P2 SIDE- MODEL-RCT11B05
6961 | 22kV CT ,CTR:100-150/5A-5A, CORE-1: 10VA CL:0.5, CORE-2: 10VA CL:5P10, STR:26.3kA/1 sec, Wound TYPE, SECONDARY TERMINALS ON: P1 SIDE. | CT | SWITCHGEAR | EC5C1AH75P12X3X6NNNN | ECS | - | NA | Nos. |  | Inventory | 22kV CT ,CTR:100-150/5A-5A, CORE-1: 10VA CL:0.5, CORE-2: 10VA CL:5P10, STR:26.3kA/1 sec, Wound TYPE, SECONDARY TERMINALS ON: P1 SIDE.
6962 | 22kV CAST RESIN CURRENT TRANSFORMER, CTR : 60/1-1A, CORE 1: 10VA, CLASS: 0.5, CORE 2: 10VA, CLASS: 5P20, STR: 31.5kA/1 SEC, CT SECONDARY TERMINAL ON P1 SIDE, WOUND TYPE. | CT | SWITCHGEAR | EC5D1AB21P12X3X8NNNN | ECS | - | - | Nos. |  | Inventory | 22kV CAST RESIN CURRENT TRANSFORMER, CTR : 60/1-1A, CORE 1: 10VA, CLASS: 0.5, CORE 2: 10VA, CLASS: 5P20, STR: 31.5kA/1 SEC, CT SECONDARY TERMINAL ON P1 SIDE, WOUND TYPE.
6963 | 22kV CAST RESIN CURRENT TRANSFORMER RATIO : 80/5-5A, CORE:1 10VA, CLASS: 0.5, CORE:2 10VA, CLASS: 5P20, STR: 21kA/3SEC, CT TYPE: WOUND TYPE CT,INSULATION CLASS: B, CT SECONDARY TERMINAL ON P1 SIDE. | CT | SWITCHGEAR | EC5G3AB65P12X3X8NNNN | ECS | 22 | NA | Nos. |  | Inventory | 22kV CAST RESIN CURRENT TRANSFORMER RATIO : 80/5-5A, CORE:1 10VA, CLASS: 0.5, CORE:2 10VA, CLASS: 5P20, STR: 21kA/3SEC, CT TYPE: WOUND TYPE CT,INSULATION CLASS: B, CT SECONDARY TERMINAL ON P1 SIDE.
6964 | 33kV CAST RESIN CURRENT TRANSFORMER, CTR : 100/1-1A, CORE 1: 5VA, CLASS: 0.2S, CORE 2: 10VA, CLASS: 5P20, STR:25KA/1SEC, INSULATION CLASS-F CT SECONDARY TERMINAL ON P1 SIDE, WOUND TYPE. | CT | SWITCHGEAR | EC6B1A989P22V2110N010 | ECS | - | NA | Nos. |  | Inventory | 33kV CAST RESIN CURRENT TRANSFORMER, CTR : 100/1-1A, CORE 1: 5VA, CLASS: 0.2S, CORE 2: 10VA, CLASS: 5P20, STR:25KA/1SEC, INSULATION CLASS-F CT SECONDARY TERMINAL ON P1 SIDE, WOUND TYPE.
6965 | 6.6kV CAST RESIN CURRENT TRANSFORMER, CTR : 275/1-1A, CORE 1: 5VA, CLASS: 0.5, CORE 2: 5VA, CLASS: 5P20, STR: 40kA/1 SEC, CT SECONDARY TERMINAL ON P1 SIDE, WOUND TYPE. | CT | SWITCHGEAR | EC6B1A989P22V2110N084 | ECS | - | NA | Nos. |  | Inventory | 6.6kV CAST RESIN CURRENT TRANSFORMER, CTR : 275/1-1A, CORE 1: 5VA, CLASS: 0.5, CORE 2: 5VA, CLASS: 5P20, STR: 40kA/1 SEC, CT SECONDARY TERMINAL ON P1 SIDE, WOUND TYPE.
6966 | 33kV CAST RESIN CURRENT TRANSFORMER RATIO :1400/1A, CORE 1: 10VA, CLASS: 5P20, TYPE: WOUND TYPE CT, CT SECONDARY TERMINAL ON P2 SIDE. | CT | SWITCHGEAR | EC6B1A989P22V2110N103 | ECS | - | NA | Nos. |  | Inventory | 33kV CAST RESIN CURRENT TRANSFORMER RATIO :1400/1A, CORE 1: 10VA, CLASS: 5P20, TYPE: WOUND TYPE CT, CT SECONDARY TERMINAL ON P2 SIDE.
6967 | 33kV CAST RESIN CURRENT TRANSFORMER RATIO :300/1-1A, CORE 1: 5VA, CLASS: 0.2S, CORE 2: 10VA, CLASS: 5P20, STR: 25kA/1SEC, CT TYPE: WOUND TYPE CT, CT SECONDARY TERMINAL ON P1 SIDE. | CT | SWITCHGEAR | EC6B1A989P22V2110N104 | ECS | - | NA | Nos. |  | Inventory | 33kV CAST RESIN CURRENT TRANSFORMER RATIO :300/1-1A, CORE 1: 5VA, CLASS: 0.2S, CORE 2: 10VA, CLASS: 5P20, STR: 25kA/1SEC, CT TYPE: WOUND TYPE CT, CT SECONDARY TERMINAL ON P1 SIDE.
6968 | 33kV CAST RESIN CURRENT TRANSFORMER RATIO :600/1-1A, CORE 1: 5VA, CLASS: 0.2S, CORE 2: 10VA, CLASS: 5P20, STR: 25kA/1SEC, CT TYPE: WOUND TYPE CT, CT SECONDARY TERMINAL ON P1 SIDE. | CT | SWITCHGEAR | EC6B1A989P22V2110N105 | ECS | - | NA | Nos. |  | Inventory | 33kV CAST RESIN CURRENT TRANSFORMER RATIO :600/1-1A, CORE 1: 5VA, CLASS: 0.2S, CORE 2: 10VA, CLASS: 5P20, STR: 25kA/1SEC, CT TYPE: WOUND TYPE CT, CT SECONDARY TERMINAL ON P1 SIDE.
6969 | 11kV CAST RESIN CURRENT TRANSFORMER RATIO : 40/1-1A, CORE:1 -10VA, CLASS: 0.5, CORE:2-10VA, CLASS: 5P20, STR: 18.3kA/1SEC, CT TYPE: WOUND TYPE CT, CT SECONDARY TERMINAL ON P1 SIDE. | CT | SWITCHGEAR | EC6B1A989P22V2110N112 | ECS | - | NA | Nos. |  | Inventory | 11kV CAST RESIN CURRENT TRANSFORMER RATIO : 40/1-1A, CORE:1 -10VA, CLASS: 0.5, CORE:2-10VA, CLASS: 5P20, STR: 18.3kA/1SEC, CT TYPE: WOUND TYPE CT, CT SECONDARY TERMINAL ON P1 SIDE.
6970 | 11kV CAST RESIN CURRENT TRANSFORMER, CTR : 250/1A-1A, CORE 1: 15VA, CLASS: 0.2S, CORE 2: 15VA, CLASS: 5P10, STR: 40kA/1SEC, CT SECONDARY TERMINAL ON P1 SIDE, WOUND TYPE. | CT | SWITCHGEAR | EC6B1A989P22V2110N122 | ECS | - | NA | Nos. |  | Inventory | 11kV CAST RESIN CURRENT TRANSFORMER, CTR : 250/1A-1A, CORE 1: 15VA, CLASS: 0.2S, CORE 2: 15VA, CLASS: 5P10, STR: 40kA/1SEC, CT SECONDARY TERMINAL ON P1 SIDE, WOUND TYPE.
6971 | 11kV CAST RESIN CURRENT TRANSFORMER, CTR : 250/1A-1A, CORE 1: 15VA, CLASS: 0.5, CORE 2: 15VA, CLASS: 5P10, STR: 40kA/1SEC, CT SECONDARY TERMINAL ON P2 SIDE, WOUND TYPE. | CT | SWITCHGEAR | EC6B1A989P22V2110N123 | ECS | - | NA | Nos. |  | Inventory | 11kV CAST RESIN CURRENT TRANSFORMER, CTR : 250/1A, CORE 1: 15VA, CLASS: 0.5, CORE 2: 15VA, CLASS: 5P10, STR: 40kA/1SEC, CT SECONDARY TERMINAL ON P2 SIDE, WOUND TYPE.
6972 | 11kV CAST RESIN CURRENT TRANSFORMER, CTR : 200/1A-1A, CORE 1: 15VA, CLASS: 0.5, CORE 2: 15VA, CLASS: 5P10, STR: 40kA/1SEC, CT SECONDARY TERMINAL ON P2 SIDE, WOUND TYPE. | CT | SWITCHGEAR | EC6B1A989P22V2110N124 | ECS | - | NA | Nos. |  | Inventory | 11kV CAST RESIN CURRENT TRANSFORMER, CTR : 200/1A, CORE 1: 15VA, CLASS: 0.5, CORE 2: 15VA, CLASS: 5P10, STR: 40kA/1SEC, CT SECONDARY TERMINAL ON P2 SIDE, WOUND TYPE.
6973 | 11kV CAST RESIN CURRENT TRANSFORMER, CTR : 100/1A-1A, CORE 1: 15VA, CLASS: 0.5, CORE 2: 15VA, CLASS: 5P10, STR: 40kA/1SEC, CT SECONDARY TERMINAL ON P2 SIDE, WOUND TYPE. | CT | SWITCHGEAR | EC6B1A989P22V2110N125 | ECS | - | NA | Nos. |  | Inventory | 11kV CAST RESIN CURRENT TRANSFORMER, CTR : 100/1A, CORE 1: 15VA, CLASS: 0.5, CORE 2: 15VA, CLASS: 5P10, STR: 40kA/1SEC, CT SECONDARY TERMINAL ON P2 SIDE, WOUND TYPE.
6974 | 22kV CAST RESIN CURRENT TRANSFORMER, CTR : 60/1-1A, CORE 1: 10VA, CLASS: 0.5, CORE 2: 10VA, CLASS: 5P20, STC : 21kA/3SEC CT SECONDARY TERMINAL ON P1 SIDE, WOUND TYPE. | CT | SWITCHGEAR | EC6B1A989P22V2110N198 | ECS | - | NA | Nos. |  | Inventory | 22kV CAST RESIN CURRENT TRANSFORMER, CTR : 60/1-1A, CORE 1: 10VA, CLASS: 0.5, CORE 2: 10VA, CLASS: 5P20, STC : 21kA/3SEC CT SECONDARY TERMINAL ON P1 SIDE, WOUND TYPE.
6975 | 22kV CAST RESIN CT. CTR : 75/5-5A, CORE 1: 10VA, CLASS : 1.0, CORE 2 : 10VA CLASS : 5P10, STR: 26.3kA/1SEC, CT SECONDARY TERMINAL ONP1 SIDE, WOUND TYPE CT | CT | SWITCHGEAR | EC6B1A989P22V2110N199 | ECS | - | NA | Nos. |  | Inventory | 22kV CAST RESIN CT. CTR : 75/5-5A, CORE 1: 10VA, CLASS : 1.0, CORE 2 : 10VA CLASS : 5P10, STR: 26.3kA/1SEC, CT SECONDARY TERMINAL ONP1 SIDE, WOUND TYPE CT
6976 | 11kV CAST RESIN CURRENT TRANSFORMER, CTR: 30-60/5-5A, CORE 1: 10VA, CLASS: 1, CORE 2: 10VA, CLASS: 10P10, STR: 25KA/1SEC, CT SECONDARY TERMINAL ON P1 SIDE, WOUND TYPE. | CT | SWITCHGEAR | EC6B1A989P22V2110N255 | ECS | - | NA | Nos. |  | Inventory | 11kV CAST RESIN CURRENT TRANSFORMER, CTR: 30-60/5-5A, CORE 1: 10VA, CLASS: 1, CORE 2: 10VA, CLASS: 10P10, STR: 25KA/1SEC, CT SECONDARY TERMINAL ON P1 SIDE, WOUND TYPE.
6977 | 11kV CAST RESIN CURRENT TRANSFORMER, CTR: 30-60/5-5A, CORE 1: 10VA, CLASS: 1, CORE 2: 10VA, CLASS: 10P10, STR: 25KA/1SEC, CT SECONDARY TERMINAL ON P2 SIDE, WOUND TYPE. | CT | SWITCHGEAR | EC6B1A989P22V2110N255-P2 | ECS | - | NA | Nos. |  | Inventory | 11kV CAST RESIN CURRENT TRANSFORMER, CTR: 30-60/5-5A, CORE 1: 10VA, CLASS: 1, CORE 2: 10VA, CLASS: 10P10, STR: 25KA/1SEC, CT SECONDARY TERMINAL ON P2 SIDE, WOUND TYPE.
6978 | 11kV CAST RESIN CURRENT TRANSFORMER, CTR: 15-30/5-5A, CORE 1: 10VA, CLASS: 1, CORE 2: 10VA, CLASS: 10P10, STR: 3KA/1SEC, CT SECONDARY TERMINAL ON P2 SIDE, WOUND TYPE. | CT | SWITCHGEAR | EC6B1A989P22V2110N256 | ECS | - | NA | Nos. |  | Inventory | 11kV CAST RESIN CURRENT TRANSFORMER, CTR: 15-30/5-5A, CORE 1: 10VA, CLASS: 1, CORE 2: 10VA, CLASS: 10P10, STR: __KA/1SEC, CT SECONDARY TERMINAL ON P2 SIDE, WOUND TYPE.
6979 | 11kV CAST RESIN CURRENT TRANSFORMER, CTR: 40-80/5-5A, CORE 1: 10VA, CLASS: 1, CORE 2: 10VA, CLASS: 10P10, STR: 25KA/1SEC, CT SECONDARY TERMINAL ON P1 SIDE, WOUND TYPE. | CT | SWITCHGEAR | EC6B1A989P22V2110N258 | ECS | - | NA | Nos. |  | Inventory | 11kV CAST RESIN CURRENT TRANSFORMER, CTR: 40-80/5-5A, CORE 1: 10VA, CLASS: 1, CORE 2: 10VA, CLASS: 10P10, STR: 25KA/1SEC, CT SECONDARY TERMINAL ON P1 SIDE, WOUND TYPE.
6980 | 11kV CAST RESIN CURRENT TRANSFORMER, CTR : 2000/1-1-1-1A, CORE 1: 5VA, CLASS: 0.5, CORE 2: 5VA, CLASS: 5P20, CORE 3: CLASS : PS, CORE 4: CLASS : PS, STR: 31.5kA/1 SEC, CT SECONDARY TERMINAL ON P1 SIDE, WINDOW TYPE., BIL: 11kV/38kV/95kVp | CT | SWITCHGEAR | EC6B1A989P22V2110N417 | ECS | - | NA | Nos. |  | Inventory | 11kV CAST RESIN CURRENT TRANSFORMER, CTR : 2000/1-1-1-1A, CORE 1: 5VA, CLASS: 0.5, CORE 2: 5VA, CLASS: 5P20, CORE 3: CLASS : PS, CORE 4: CLASS : PS, STR: 31.5kA/1 SEC, CT SECONDARY TERMINAL ON P1 SIDE, WINDOW TYPE., BIL: 11kV/38kV/95kVp
6981 | 11kV CAST RESIN CURRENT TRANSFORMER, CTR : 2000/1-1A, CORE 1: 5VA, CLASS: 0.5, CORE 2: 5VA, CLASS: 5P20, STR: 31.5kA/1 SEC, CT SECONDARY TERMINAL ON P2 SIDE, WINDOW TYPE, BIL: 11kV/38kV/95kVp | CT | SWITCHGEAR | EC6B1A989P22V2110N418 | ECS | - | NA | Nos. |  | Inventory | 11kV CAST RESIN CURRENT TRANSFORMER, CTR : 2000/1-1A, CORE 1: 5VA, CLASS: 0.5, CORE 2: 5VA, CLASS: 5P20, STR: 31.5kA/1 SEC, CT SECONDARY TERMINAL ON P2 SIDE, WINDOW TYPE, BIL: 11kV/38kV/95kVp
6982 | 11kV CAST RESIN CURRENT TRANSFORMER, CTR : 300-150/1-1A, CORE 1: 5VA, CLASS: 0.5, CORE 2: 5VA, CLASS: 5P20, STR: 31.5kA/1 SEC, CT SECONDARY TERMINAL ON P2 SIDE, WOUND TYPE, BIL: 11kV/38kV/95kVp | CT | SWITCHGEAR | EC6B1A989P22V2110N419 | ECS | - | NA | Nos. |  | Inventory | 11kV CAST RESIN CURRENT TRANSFORMER, CTR : 300-150/1-1A, CORE 1: 5VA, CLASS: 0.5, CORE 2: 5VA, CLASS: 5P20, STR: 31.5kA/1 SEC, CT SECONDARY TERMINAL ON P2 SIDE, WOUND TYPE, BIL: 11kV/38kV/95kVp
6983 | 33kV CAST RESIN CURRENT TRANSFORMER, CTR : 300/1-1A, CORE 1: 5VA, CLASS: 0.5, CORE 2: 5VA, CLASS: 5P20, STR:25KA/1SEC, CT SECONDARY TERMINAL ON P1 SIDE, WOUND TYPE. | CT | SWITCHGEAR | EC6B1A989P22V2110N516 | ECS | - | NA | Nos. |  | Inventory | 33kV CAST RESIN CURRENT TRANSFORMER, CTR : 300/1-1A, CORE 1: 5VA, CLASS: 0.5, CORE 2: 5VA, CLASS: 5P20, STR:25KA/1SEC, CT SECONDARY TERMINAL ON P1 SIDE, WOUND TYPE.
6984 | 33kV CAST RESIN CURRENT TRANSFORMER, CTR : 250/1-1A, CORE 1: 5VA, CLASS: 0.5, CORE 2: 5VA, CLASS: 5P20, STR:25KA/1SEC, CT SECONDARY TERMINAL ON P1 SIDE, WOUND TYPE. | CT | SWITCHGEAR | EC6B1A989P22V2110N517 | ECS | - | NA | Nos. |  | Inventory | 33kV CAST RESIN CURRENT TRANSFORMER, CTR : 250/1-1A, CORE 1: 5VA, CLASS: 0.5, CORE 2: 5VA, CLASS: 5P20, STR:25KA/1SEC, CT SECONDARY TERMINAL ON P1 SIDE, WOUND TYPE.
6985 | 33kV CAST RESIN CURRENT TRANSFORMER, CTR: 850/1-1A, CORE 1: 5VA, CLASS: 0.5, CORE 2: 5VA, CLASS: 5P20, STR:25KA/1SEC, CT SECONDARY TERMINAL ON P1 SIDE, WOUND TYPE. | CT | SWITCHGEAR | EC6B1A989P22V2110N518 | ECS | - | NA | Nos. |  | Inventory | 33kV CAST RESIN CURRENT TRANSFORMER, CTR: 850/1-1A, CORE 1: 5VA, CLASS: 0.5, CORE 2: 5VA, CLASS: 5P20, STR:25KA/1SEC, CT SECONDARY TERMINAL ON P1 SIDE, WOUND TYPE.
6986 | 33kV CAST RESIN CURRENT TRANSFORMER, CTR: 850/1-1-1-1A, CORE 1: 5VA, CLASS: 0.2S, CORE 2: 5VA, CLASS: 5P20, CORE 3: CLASS: PS, RCT<=7OHM,Vk>=600V,Img=30mA AT Vk/2, CORE 4: CLASS: PS, RCT<=7OHM,Vk>=600V,Img=30mA AT Vk/2, STR:25KA/1SEC, CT SECONDARY TERMINAL ON P2 SIDE, WOUND TYPE. | CT | SWITCHGEAR | EC6B1A989P22V2110N519 | ECS | - | NA | Nos. |  | Inventory | 33kV CAST RESIN CURRENT TRANSFORMER, CTR: 850/1-1-1-1A, CORE 1: 5VA, CLASS: 0.2S, CORE 2: 5VA, CLASS: 5P20, CORE 3: CLASS: PS, RCT<=7OHM,Vk>=600V,Img=30mA AT Vk/2, CORE 4: CLASS: PS, RCT<=7OHM,Vk>=600V,Img=30mA AT Vk/2, STR:25KA/1SEC, CT SECONDARY TERMINAL ON P2 SIDE, WOUND TYPE.
6987 | 33kV CAST RESIN CURRENT TRANSFORMER RATIO : 20/1A, CORE:1 5VA, CLASS: 0.2S, STR: 20kA/1SEC, CT TYPE: WOUND TYPE CT, CT SECONDARY TERMINAL ON P1 SIDE. | CT | SWITCHGEAR | EC6B1A989P22V2110N551 | ECS | - | NA | Nos. |  | Inventory | 33kV CAST RESIN CURRENT TRANSFORMER RATIO : 20/1A, CORE:1 5VA, CLASS: 0.2S, STR: 20kA/1SEC, CT TYPE: WOUND TYPE CT, CT SECONDARY TERMINAL ON P1 SIDE.
6988 | 33kV CAST RESIN CURRENT TRANSFORMER RATIO : 20/1-1A, CORE:1 5VA, CLASS: 0.2S, CORE:2 5VA, CLASS: 5P10, STR: 20kA/1SEC, CT TYPE: WOUND TYPE CT, CT SECONDARY TERMINAL ON P1 SIDE. | CT | SWITCHGEAR | EC6B1A989P22V2110N552 | ECS | - | NA | Nos. |  | Inventory | 33kV CAST RESIN CURRENT TRANSFORMER RATIO : 20/1-1A, CORE:1 5VA, CLASS: 0.2S, CORE:2 5VA, CLASS: 5P10, STR: 20kA/1SEC, CT TYPE: WOUND TYPE CT, CT SECONDARY TERMINAL ON P1 SIDE.
6989 | 11kV CAST RESIN CURRENT TRANSFORMER, CTR: 800/1-1A, CORE 1: 5VA, CLASS: 0.2, CORE 2: 5VA, CLASS: 5P20, STR: 40KA/1SEC, CT SECONDARY TERMINAL ON P1 SIDE, WOUND TYPE. | CT | SWITCHGEAR | EC6B1A989P22V2110N560 | ECS | - | NA | Nos. |  | Inventory | 11kV CAST RESIN CURRENT TRANSFORMER, CTR: 800/1-1A, CORE 1: 5VA, CLASS: 0.2, CORE 2: 5VA, CLASS: 5P20, STR: 40KA/1SEC, CT SECONDARY TERMINAL ON P1 SIDE, WOUND TYPE.
6990 | 11kV CAST RESIN CURRENT TRANSFORMER, CTR: 400-200/1-1A, CORE 1: 5VA, CLASS: 1, CORE 2: 5VA, CLASS: 5P10, STR: 40KA/1SEC,CT SECONDARY TERMINAL ON P2 SIDE, WOUND TYPE. | CT | SWITCHGEAR | EC6B1A989P22V2110N561 | ECS | - | NA | Nos. |  | Inventory | 11kV CAST RESIN CURRENT TRANSFORMER, CTR: 400-200/1-1A, CORE 1: 5VA, CLASS: 1, CORE 2: 5VA, CLASS: 5P10, STR: 40KA/1SEC,CT SECONDARY TERMINAL ON P2 SIDE, WOUND TYPE.
6991 | 22kV CAST RESIN CURRENT TRANSFORMER, CTR: 150-300/5-5A, CORE 1: 15VA, CLASS: 0.5S, CORE 2: 15VA, CLASS: 5P20, STR: 25kA/1SEC, CT SECONDARY TERMINAL ON P1 SIDE, WOUND TYPE. | CT | SWITCHGEAR | EC6B1A989P22V2110N582 | ECS | - | NA | Nos. |  | Inventory | 22kV CAST RESIN CURRENT TRANSFORMER, CTR: 150-300/5-5A, CORE 1: 15VA, CLASS: 0.5S, CORE 2: 15VA, CLASS: 5P20, STR: 25kA/1SEC, CT SECONDARY TERMINAL ON P1 SIDE, WOUND TYPE.
6992 | 22kV CAST RESIN CURRENT TRANSFORMER, CTR: 150-300/5-5A, CORE 1: 15VA, CLASS: 0.5S, CORE 2: 15VA, CLASS: 5P20, STR: 25kA/1SEC, CT SECONDARY TERMINAL ON P2 SIDE, WOUND TYPE. | CT | SWITCHGEAR | EC6B1A989P22V2110N639 | ECS | - | NA | Nos. |  | Inventory | 22kV CAST RESIN CURRENT TRANSFORMER, CTR: 150-300/5-5A, CORE 1: 15VA, CLASS: 0.5S, CORE 2: 15VA, CLASS: 5P20, STR: 25kA/1SEC, CT SECONDARY TERMINAL ON P2 SIDE, WOUND TYPE.
6993 | 11kV CAST RESIN CURRENT TRANSFORMER RATIO : 300/1-5A, CORE 1: 10VA, CLASS: 0.2S, CORE 2: 10VA, CLASS: 5P20, STR: 25kA/1SEC, CT TYPE: WOUND TYPE CT, CT SECONDARY TERMINAL ON P2 SIDE. | CT | SWITCHGEAR | EC6B1A989P22V2110N666 | ECS | - | NA | Nos. |  | Inventory | 11kV CAST RESIN CURRENT TRANSFORMER RATIO : 300/1-5A, CORE 1: 10VA, CLASS: 0.2S, CORE 2: 10VA, CLASS: 5P20, STR: 25kA/1SEC, CT TYPE: WOUND TYPE CT, CT SECONDARY TERMINAL ON P2 SIDE.
6994 | 33kV CAST RESIN CURRENT TRANSFORMER RATIO : 200/1-1-1A, CORE 1: 10VA, CLASS: 0.2S, CORE 2: 10VA, CLASS: 5P20, CORE 3: CLASS: PS, Vk>= 100V, Rct @75°c<= 5 ohm, Ie @ Vk/2<=30mA, STR: 25kA/1SEC CT TYPE: WOUND TYPE CT, CT SECONDARY TERMINAL ON P2 SIDE. INSULATION CLASS: B | CT | SWITCHGEAR | EC6B1A989P22V2110N784 | ECS | - | NA | Nos. |  | Inventory | 33kV CAST RESIN CURRENT TRANSFORMER RATIO : 200/1-1-1A, CORE 1: 10VA, CLASS: 0.2S, CORE 2: 10VA, CLASS: 5P20, CORE 3: CLASS: PS, Vk>= 100V, Rct @75°c<= 5 ohm, Ie @ Vk/2<=30mA, STR: 25kA/1SEC CT TYPE: WOUND TYPE CT, CT SECONDARY TERMINAL ON P2 SIDE. INSULATION CLASS: B
6995 | 11kV CAST RESIN CURRENT TRANSFORMER RATIO : 40/1A, CORE:1-10VA, CLASS: 5P20, STR: 18.3kA/1SEC, CT TYPE: WOUND TYPE CT, CT SECONDARY TERMINAL ON P1 SIDE. | CT | SWITCHGEAR | EC6B1A989P22V65N112 | ECS | - | NA | Nos. |  | Inventory | 11kV CAST RESIN CURRENT TRANSFORMER RATIO : 40/1A, CORE:1-10VA, CLASS: 5P20, STR: 18.3kA/1SEC, CT TYPE: WOUND TYPE CT, CT SECONDARY TERMINAL ON P1 SIDE.
6996 | 33kV CAST RESIN CURRENT TRANSFORMER, CTR: 300/1-1A, CORE 1: 15VA, CLASS: 0.5,ISF<=5, CORE 2: CLASS: PS, VK>=400 V, RCT<=4 OHM, I0<=30 mA at VK/2 STR:25KA/1SEC,CT SECONDARY TERMINAL ON P1 SIDE, WOUND TYPE, | CT | SWITCHGEAR | EC6B1AA1187398211123491N | ECS | - | NA | Nos. |  | Inventory | 33kV CAST RESIN CURRENT TRANSFORMER, CTR: 300/1-1A, CORE 1: 15VA, CLASS: 0.5,ISF<=5, CORE 2: CLASS: PS, VK>=400 V, RCT<=4 OHM, I0<=30 mA at VK/2 STR:25KA/1SEC,CT SECONDARY TERMINAL ON P1 SIDE, WOUND TYPE,
6997 | 22kV CAST RESIN CURRENT TRANSFORMER, CTR:150/1-1A, CORE 1: 7.5VA, CLASS: 0.2, CORE 2: 15VA, CLASS: 5P20, STR: 31.5kA/1SEC., CT SECONDARY TERMINAL ON P2 SIDE, WOUND TYPE. | CT | SWITCHGEAR | EC6B1AA11P221876N78 | ECS | - | NA | Nos. |  | Inventory | 22kV CAST RESIN CURRENT TRANSFORMER, CTR:150/1-1A, CORE 1: 7.5VA, CLASS: 0.2, CORE 2: 15VA, CLASS: 5P20, STR: 31.5kA/1SEC., CT SECONDARY TERMINAL ON P2 SIDE, WOUND TYPE.
6998 | 33kV CAST RESIN CURRENT TRANSFORMER, CTR: 300/1-1A, CORE 1: 5VA, CLASS: 0.5, CORE 2: 5VA, CLASS: 5P10, STR: 25kA/1SEC., CT SECONDARY TERMINAL ON P1 SIDE, WOUND TYPE. | CT | SWITCHGEAR | EC6B1AA11P22V2110NNNN | ECS | - | NA | Nos. |  | Inventory | 33kV CAST RESIN CURRENT TRANSFORMER, CTR: 300/1-1A, CORE 1: 5VA, CLASS: 0.5, CORE 2: 5VA, CLASS: 5P10, STR: 25kA/1SEC., CT SECONDARY TERMINAL ON P1 SIDE, WOUND TYPE.
6999 | 11kV CAST RESIN CURRENT TRANSFORMER, CTR: 350/5-5A, CORE 1: 5VA, CLASS: 0.2, CORE 2: 5VA, CLASS: 5 P 20,STR: 25kA/1 SEC, CT SECONDARY TERMINAL ON P2 SIDE, WOUND TYPE. | CT | SWITCHGEAR | EC6B1AA11P22V2220NNNN | ECS | - | NA | Nos. |  | Inventory | 11kV CAST RESIN CURRENT TRANSFORMER, CTR: 350/5-5A, CORE 1: 5VA, CLASS: 0.2, CORE 2: 5VA, CLASS: 5 P 20,STR: 25kA/1 SEC, CT SECONDARY TERMINAL ON P2 SIDE, WOUND TYPE.
7000 | 33kV CT ,CTR:10/1A-1A, CORE-1: 5VA CL:0.2, CORE-2: 10VA CL:5P20, STR:2kA/1Sec, Wound TYPE, SECONDARY TERMINALS ON: P2 SIDE | CT | SWITCHGEAR | EC6B1AA11P22V2X8NNNN | ECS | - | NA | Nos. |  | Inventory | 33kV CT ,CTR:10/1A-1A, CORE-1: 5VA CL:0.2, CORE-2: 10VA CL:5P20, STR:2kA/1Sec, Wound TYPE, SECONDARY TERMINALS ON: P2 SIDE
7001 | 11kV CAST RESIN CURRENT TRANSFORMER, CTR : 75/1-1A, CORE 1: 5VA, CLASS: 0.5, CORE 2: 5VA, CLASS: 5P20, STR: 25kA/1 SEC, CT SECONDARY TERMINAL ON P1 SIDE, wound TYPE. | CT | SWITCHGEAR | EC6B1AA11P44V10N9101 | ECS | - | NA | Nos. |  | Inventory | 11kV CAST RESIN CURRENT TRANSFORMER, CTR : 75/1-1A, CORE 1: 5VA, CLASS: 0.5, CORE 2: 5VA, CLASS: 5P20, STR: 25kA/1 SEC, CT SECONDARY TERMINAL ON P1 SIDE, wound TYPE.
7002 | 11KV CT, CTR:800/1-1A, CORE-1: 10VA CL:0.2,CORE-2: 10VA CL:5P20, STR:25KA/1SEC, WOUND TYPE, SECONDARY TERMINALS ON: P2 SIDE | CT | SWITCHGEAR | EC6B1AA31P21Y3N100NN | ECS | _ | NA | Nos |  | Inventory | 11KV CT, CTR:800/1-1A, CORE-1: 10VA CL:0.2,CORE-2: 10VA CL:5P20, STR:25KA/1SEC, WOUND TYPE, SECONDARY TERMINALS ON: P2 SIDE
7003 | 11KV CT, CTR:600/1-1A, CORE-1: 10VA CL:0.2,CORE-2: 10VA CL:5P20, STR:25KA/1SEC, WOUND TYPE, SECONDARY TERMINALS ON: P2 SIDE | CT | SWITCHGEAR | EC6B1AA31P21Y3NN99NN | ECS | _ | NA | Nos |  | Inventory | 11KV CT, CTR:600/1-1A, CORE-1: 10VA CL:0.2,CORE-2: 10VA CL:5P20, STR:25KA/1SEC, WOUND TYPE, SECONDARY TERMINALS ON: P2 SIDE
7004 | 33kV CT ,CTR:25/1A-1A, CORE-1: 5VA CL:0.5, CORE-2: 5VA CL:5P10, STR:25kA/1 sec, Wound TYPE, SECONDARY TERMINALS ON: P1 SIDE | CT | SWITCHGEAR | EC6B1AA41P12V3V6NNNN | ECS | - | NA | Nos. |  | Inventory | 33kV CT ,CTR:25/1A-1A, CORE-1: 5VA CL:0.5, CORE-2: 5VA CL:5P10, STR:25kA/1 sec, Wound TYPE, SECONDARY TERMINALS ON: P1 SIDE
7005 | 33kV CAST RESIN CURRENT TRANSFORMER, CTR : 25/1-1A, CORE 1: 5 VA, CLASS: 0.2s, CORE 2: 5 VA, CLASS: 5P20, STR: 25kA/1 SEC, CT SECONDARY TERMINAL ON P2 SIDE, WOUND TYPE CT | CT | SWITCHGEAR | EC6B1AA41P22V1V8NNNN | ECS | 33 | NA | Nos |  | Inventory | 33kV CAST RESIN CURRENT TRANSFORMER, CTR : 25/1-1A, CORE 1: 5 VA, CLASS: 0.2s, CORE 2: 5 VA, CLASS: 5P20, STR: 25kA/1 SEC, CT SECONDARY TERMINAL ON P2 SIDE, WOUND TYPE CT
7006 | 22kV CAST RESIN CURRENT TRANSFORMER, CTR : 300/1-5A, CORE 1: 10 VA, CLASS: 0.2S, CORE 2: 10 VA, CLASS: 5P20, STR: 25kA/1 SEC, CT SECONDARY TERMINAL ON P2 SIDE, WOUND TYPE CT | CT | SWITCHGEAR | EC6B1AA41P22V3V8NN110 | ECS | 33 | NA | Nos |  | Inventory | 22kV CAST RESIN CURRENT TRANSFORMER, CTR : 300/1-5A, CORE 1: 10 VA, CLASS: 0.2S, CORE 2: 10 VA, CLASS: 5P20, STR: 25kA/1 SEC, CT SECONDARY TERMINAL ON P2 SIDE, WOUND TYPE CT
7007 | 33kV CAST RESIN CURRENT TRANSFORMER, CTR : 25/1-1A, CORE 1: 5 VA, CLASS: 0.5, CORE 2: 5 VA, CLASS: 5P20, STR: 25kA/1 SEC, CT SECONDARY TERMINAL ON P2 SIDE, WOUND TYPE CT | CT | SWITCHGEAR | EC6B1AA41P22V3V8NNNN | ECS | 33 | NA | Nos |  | Inventory | 33kV CAST RESIN CURRENT TRANSFORMER, CTR : 25/1-1A, CORE 1: 5 VA, CLASS: 0.5, CORE 2: 5 VA, CLASS: 5P20, STR: 25kA/1 SEC, CT SECONDARY TERMINAL ON P2 SIDE, WOUND TYPE CT
7008 | 33kV CAST RESIN CURRENT TRANSFORMER RATIO : 375/1-1A, CORE:1 -10VA, CLASS: 0.2, CORE:2- 10VA,CLASS: 5P20,STR: 25kA/1SEC, CT TYPE: WOUND TYPE CT, CT SECONDARY TERMINAL ON P1 SIDE. | CT | SWITCHGEAR | EC6B1AA41P55V3V8N555 | ECS | 33 | NA | Nos |  | Inventory | 33kV CAST RESIN CURRENT TRANSFORMER RATIO : 375/1-1A, CORE:1 -10VA, CLASS: 0.2, CORE:2- 10VA,CLASS: 5P20,STR: 25kA/1SEC, CT TYPE: WOUND TYPE CT, CT SECONDARY TERMINAL ON P1 SIDE.
7009 | 33kV CT ,CTR:30/5A-5A, CORE-1: 10VA CL:0.5, CORE-2: 10VA CL:5P10, STR:25kA/1 sec, Wound TYPE, SECONDARY TERMINALS ON: P2 SIDE | CT | SWITCHGEAR | EC6B1AA55P22X3X6NNNN | ECS | - | NA | Nos. |  | Inventory | 33kV CT ,CTR:30/5A-5A, CORE-1: 10VA CL:0.5, CORE-2: 10VA CL:5P10, STR:25kA/1 sec, Wound TYPE, SECONDARY TERMINALS ON: P2 SIDE
7010 | 33kV CT ,CTR:40/1A-1A, CORE-1: 7.5VA CL:0.5, CORE-2: 7.5VA CL:5P20, STR:25kA/1 sec, Wound TYPE, SECONDARY TERMINALS ON: P1 SIDE,: Drg. No-E4-863/29 , Model - RCT33 E03 | CT | SWITCHGEAR | EC6B1AA71P12W3W8NNNN | ECS | - | NA | Nos. |  | Inventory | 33kV CT ,CTR:40/1A-1A, CORE-1: 7.5VA CL:0.5, CORE-2: 7.5VA CL:5P20, STR:25kA/1 sec, Wound TYPE, SECONDARY TERMINALS ON: P1 SIDE,: Drg. No-E4-863/29 , Model - RCT33 E03
7011 | 33kV CT ,CTR:75/1A-1A, CORE-1: 15VA CL:0.2, CORE-2: 15VA CL:5P20, STR:25kA/1 sec, Wound TYPE, SECONDARY TERMINALS ON: P1 SIDE. | CT | SWITCHGEAR | EC6B1AA71P12Y2Y899 | ECS | - | NA | Nos. |  | Inventory | 33kV CT ,CTR:75/1A-1A, CORE-1: 15VA CL:0.2, CORE-2: 15VA CL:5P20, STR:25kA/1 sec, Wound TYPE, SECONDARY TERMINALS ON: P1 SIDE.
7012 | 33kV CT ,CTR:40/1A-1A, CORE-1: 15VA CL:0.2s, CORE-2: 15VA CL:5P20, STR:25kA/1 sec, Wound TYPE, SECONDARY TERMINALS ON: P2 SIDE,: | CT | SWITCHGEAR | EC6B1AA71P12Y2Y8N997 | ECS | - | NA | Nos. |  | Inventory | 33kV CT ,CTR:40/1A-1A, CORE-1: 15VA CL:0.2s, CORE-2: 15VA CL:5P20, STR:25kA/1 sec, Wound TYPE, SECONDARY TERMINALS ON: P2 SIDE,:
7013 | 33kV CT ,CTR:50/1A-1A, CORE-1: 15VA CL:0.2, CORE-2: 15VA CL:5P20, STR:25kA/1 sec, Wound TYPE, SECONDARY TERMINALS ON: P1 SIDE | CT | SWITCHGEAR | EC6B1AA71P12Y2Y8N999 | ECS | - | NA | Nos. |  | Inventory | 33kV CT ,CTR:50/1A-1A, CORE-1: 15VA CL:0.2, CORE-2: 15VA CL:5P20, STR:25kA/1 sec, Wound TYPE, SECONDARY TERMINALS ON: P1 SIDE
7014 | 33kV CT, CTR:50/1A-1A, CORE-1: 5VA CL:0.5, CORE-2: 5VA CL:5P10, STR:25kA/1 sec, Wound TYPE, SECONDARY TERMINALS ON: P1 SIDE. | CT | SWITCHGEAR | EC6B1AA91P12V3V6NNNN | ECS | - | NA | Nos. |  | Inventory | 33kV CT, CTR:50/1A-1A, CORE-1: 5VA CL:0.5, CORE-2: 5VA CL:5P10, STR:25kA/1 sec, Wound TYPE, SECONDARY TERMINALS ON: P1 SIDE.
7015 | 11kV CT, CTR:300/1A-1A, CORE-1: 5VA CL:0.2, CORE-2: CL:PS,VK>100V,RCT<=3 OHM,I0<=30mA@VK/2@300/1A; STR:25kA/1 sec, Wound TYPE, SECONDARY TERMINALS ON: P1 SIDE. | CT | SWITCHGEAR | EC6B1AA91P12V3V6NNNN110 | ECS | - | NA | Nos. |  | Inventory | 11kV CT, CTR:300/1A-1A, CORE-1: 5VA CL:0.2, CORE-2: CL:PS,VK>100V,RCT<=3 OHM,I0<=30mA@VK/2@300/1A; STR:25kA/1 sec, Wound TYPE, SECONDARY TERMINALS ON: P1 SIDE.
7016 | 33kV CT, CTR:50/1A-1A, CORE-1: 5VA CL:0.5, CORE-2: 5VA CL:5P10, STR:25kA/1 sec, Wound TYPE, SECONDARY TERMINALS ON: P2 SIDE. | CT | SWITCHGEAR | EC6B1AA91P22V3V6NNNN | ECS | - | NA | Nos. |  | Inventory | 33kV CT, CTR:50/1A-1A, CORE-1: 5VA CL:0.5, CORE-2: 5VA CL:5P10, STR:25kA/1 sec, Wound TYPE, SECONDARY TERMINALS ON: P2 SIDE.
7017 | 33kV CT ,CTR:100/1A-1A, CORE-1: 15VA CL:0.2, CORE-2: 15VA CL:5P20, STR:25kA/1 sec, Wound TYPE, SECONDARY TERMINALS ON: P1 SIDE | CT | SWITCHGEAR | EC6B1AB51P12Y2Y8NNN99 | ECS | - | NA | Nos. |  | Inventory | 33kV CT ,CTR:100/1A-1A, CORE-1: 15VA CL:0.2, CORE-2: 15VA CL:5P20, STR:25kA/1 sec, Wound TYPE, SECONDARY TERMINALS ON: P1 SIDE
7018 | 33kV CT, CTR:75/1A-1A, CORE-1: 5VA CL:0.5, CORE-2: 5VA CL:5P10, STR:25kA/1 sec, Wound TYPE, SECONDARY TERMINALS ON: P2 SIDE. | CT | SWITCHGEAR | EC6B1AB51P22V3V6NNNN | ECS | - | NA | Nos. |  | Inventory | 33kV CT, CTR:75/1A-1A, CORE-1: 5VA CL:0.5, CORE-2: 5VA CL:5P10, STR:25kA/1 sec, Wound TYPE, SECONDARY TERMINALS ON: P2 SIDE.
7019 | 33kV CT, CTR:80/1A-1A, CORE-1: 7.5VA CL:0.5, CORE-2: 7.5VA CL:5P20, STR:25kA/1 sec, Wound TYPE, SECONDARY TERMINALS ON: P1 SIDE. | CT | SWITCHGEAR | EC6B1AB61P12W3W8NNNN | ECS | - | NA | Nos. |  | Inventory | 33kV CT, CTR:80/1A-1A, CORE-1: 7.5VA CL:0.5, CORE-2: 7.5VA CL:5P20, STR:25kA/1 sec, Wound TYPE, SECONDARY TERMINALS ON: P1 SIDE.
7020 | 33kV CAST RESIN CURRENT TRANSFORMER RATIO : 150/1-1A, CORE:1 10VA, CLASS: 0.5, CORE:2 10VA, CLASS: 5 P 20, STR: 25kA/1SEC, CT TYPE: WOUND TYPE CT, CT SECONDARY TERMINAL ON P1 SIDE. | CT | SWITCHGEAR | EC6B1AC31P12X3X8N536 | ECS | - | - | Nos. |  | Inventory | 33kV CAST RESIN CURRENT TRANSFORMER RATIO : 150/1-1A, CORE:1 10VA, CLASS: 0.5, CORE:2 10VA, CLASS: 5 P 20, STR: 25kA/1SEC, CT TYPE: WOUND TYPE CT, CT SECONDARY TERMINAL ON P1 SIDE.
7021 | 22kV CT ,CTR:75/1A-1A, CORE-1: 5VA CL:0.5, CORE-2: 5VA CL:5P20, STR:25kA/1 sec, Wound TYPE, SECONDARY TERMINALS ON: P1 SIDE, BIL: 24KV/50KV/125KVP | CT | SWITCHGEAR | EC6B1AC51P12V3V8NN11 | ECS | - | - | Nos. |  | Inventory | 22kV CT ,CTR:75/1A-1A, CORE-1: 5VA CL:0.5, CORE-2: 5VA CL:5P20, STR:25kA/1 sec, Wound TYPE, SECONDARY TERMINALS ON: P1 SIDE, BIL: 24KV/50KV/125KVP
7022 | 33kV CAST RESIN CURRENT TRANSFORMER RATIO : 200/1-1-1A, CORE:1 20VA, CLASS: 0.2, CORE:2 20VA, CLASS: 5 P 20, CORE:3 CLASS:PS (kVP>200V, Imag= 30mA@Vk/2, Rct <= 3 ohm) STR: 25kA/1SEC, CT TYPE: WOUND TYPE CT, INSULATION CLASS: B, CT SECONDARY TERMINAL ON P1 SIDE. | CT | SWITCHGEAR | EC6B1AC51P13Z2Z8N9NN | ECS | 33 | NA | Nos |  | Inventory | 33kV CAST RESIN CURRENT TRANSFORMER RATIO : 200/1-1-1A, CORE:1 20VA, CLASS: 0.2, CORE:2 20VA, CLASS: 5 P 20, CORE:3 CLASS:PS (kVP>200V, Imag= 30mA@Vk/2, Rct <= 3 ohm) STR: 25kA/1SEC, CT TYPE: WOUND TYPE CT, INSULATION CLASS: B, CT SECONDARY TERMINAL ON P1 SIDE.
7023 | 33kV CAST RESIN CURRENT TRANSFORMER RATIO : 200/1-1A, CORE:1 20VA, CLASS: 0.2, CORE:2 20VA, CLASS: 5 P 20, STR: 25kA/1SEC, CT TYPE: WOUND TYPE CT, INSULATION CLASS: B, CT SECONDARY TERMINAL ON P2 SIDE. | CT | SWITCHGEAR | EC6B1AC51P22Z2Z8NNNN | ECS | 33 | NA | Nos |  | Inventory | 33kV CAST RESIN CURRENT TRANSFORMER RATIO : 200/1-1A, CORE:1 20VA, CLASS: 0.2, CORE:2 20VA, CLASS: 5 P 20, STR: 25kA/1SEC, CT TYPE: WOUND TYPE CT, INSULATION CLASS: B, CT SECONDARY TERMINAL ON P2 SIDE.
7024 | 33kV CAST RESIN CURRENT TRANSFORMER RATIO : 250/1A, CORE 1: CLASS: PS, Vk >= 280 V,Rct @ 75°C <= 5 ohms, Ie <=100mA @ Vk/2. STR: 25kA/1SEC, CT TYPE: WOUND TYPE CT, CT SECONDARY TERMINAL ON P1 SIDE. | CT | SWITCHGEAR | EC6B1AC71P11N9NNNNNN | ECS | - | - | Nos. |  | Inventory | 33kV CAST RESIN CURRENT TRANSFORMER RATIO : 250/1A, CORE 1: CLASS: PS, Vk >= 280 V,Rct @ 75°C <= 5 ohms, Ie <=100mA @ Vk/2. STR: 25kA/1SEC, CT TYPE: WOUND TYPE CT, CT SECONDARY TERMINAL ON P1 SIDE.
7025 | 33kV CT ,CTR:250/1A-1A, CORE-1: 5VA CL:0.2S, CORE-2: 5VA CL:5P20, STR:25kA/1 sec, Wound TYPE, SECONDARY TERMINALS ON: P1 SIDE | CT | SWITCHGEAR | EC6B1AC71P12V1V8NNNN | ECS | - | NA | Nos. |  | Inventory | 33kV CT ,CTR:250/1A-1A, CORE-1: 5VA CL:0.2S, CORE-2: 5VA CL:5P20, STR:25kA/1 sec, Wound TYPE, SECONDARY TERMINALS ON: P1 SIDE
7026 | 33kV CT ,CTR:250/1A-1A, CORE-1: 5VA CL:0.2, CORE-2: 10VA CL:5P20, STR:25kA/1 sec, Wound TYPE, SECONDARY TERMINALS ON: P1 SIDE | CT | SWITCHGEAR | EC6B1AC71P12V2X8NNNN | ECS | - | NA | Nos. |  | Inventory | 33kV CT ,CTR:250/1A-1A, CORE-1: 5VA CL:0.2, CORE-2: 10VA CL:5P20, STR:25kA/1 sec, Wound TYPE, SECONDARY TERMINALS ON: P1 SIDE
7027 | 33kV CT ,CTR:250/1A-1A, CORE-1: 5VA CL:0.5, CORE-2: 5VA CL:5P20, STR:25kA/1 sec, Wound TYPE, SECONDARY TERMINALS ON: P1 SIDE | CT | SWITCHGEAR | EC6B1AC71P12V3V8NNNN | ECS | - | NA | Nos. |  | Inventory | 33kV CT ,CTR:250/1A-1A, CORE-1: 5VA CL:0.5, CORE-2: 5VA CL:5P20, STR:25kA/1 sec, Wound TYPE, SECONDARY TERMINALS ON: P1 SIDE
7028 | 11kV CAST RESIN CURRENT TRANSFORMER RATIO : 200-100/1-1A, CORE:1 ACC CL - 0.5, BURDEN -10VA, CORE:2 CLASS : PS, VK>=70V, RCT<=1 OHM, Imag<=50 mA @Vk/2 STR: 25kA/1SEC, CT TYPE: WOUND TYPE CT, CT SECONDARY TERMINAL ON P2 SIDE. | PT | SWITCHGEAR | EC6B1AC71P21N9N454N10 | ECS | - | NA | Nos. |  | Inventory | 11kV CAST RESIN CURRENT TRANSFORMER RATIO : 200-100/1-1A, CORE:1 ACC CL - 0.5, BURDEN -10VA, CORE:2 CLASS : PS, VK>=70V, RCT<=1 OHM, Imag<=50 mA @Vk/2 STR: 25kA/1SEC, CT TYPE: WOUND TYPE CT, CT SECONDARY TERMINAL ON P2 SIDE.
7029 | 33kV CT ,CTR:250/1A-1A, CORE-1: 5VA CL:0.5, CORE-2: CLASS: PS,Vk>200V,Im<=30mA,, STR:25kA/1 sec, Wound TYPE, SECONDARY TERMINALS ON: P2 SIDE | CT | SWITCHGEAR | EC6B1AC71P22V3N9NNNN | ECS | - | NA | Nos. |  | Inventory | 33kV CT ,CTR:250/1A-1A, CORE-1: 5VA CL:0.5, CORE-2: CLASS: PS,Vk>200V,Im<=30mA,, STR:25kA/1 sec, Wound TYPE, SECONDARY TERMINALS ON: P2 SIDE
7030 | 22kV CAST RESIN CURRENT TRANSFORMER RATIO : 100-50/1-1A, CORE:1 ACC CL 5P10, BURDEN -15VA CORE:2 CLASS : PS, VK>=50V, RCT<=0.5 OHM, Imag<=30 mA @Vk/2 STR: 25kA/1SEC, CT TYPE: WOUND TYPE CT, CT SECONDARY TERMINAL ON P1 SIDE. | PT | SWITCHGEAR | EC6B1AC71P245N454N10 | ECS | - | NA | Nos. |  | Inventory | 22kV CAST RESIN CURRENT TRANSFORMER RATIO : 100-50/1-1A, CORE:1 ACC CL 5P10, BURDEN -15VA CORE:2 CLASS : PS, VK>=50V, RCT<=0.5 OHM, Imag<=30 mA @Vk/2 STR: 25kA/1SEC, CT TYPE: WOUND TYPE CT, CT SECONDARY TERMINAL ON P1 SIDE.
7031 | 22kV CAST RESIN CURRENT TRANSFORMER RATIO : 100-50/1A, CORE:1 CLASS : PS, VK>=50V, RCT<=0.5 OHM, Imag<=30 mA @Vk/2 STR: 25kA/1SEC, CT TYPE: WOUND TYPE CT, CT SECONDARY TERMINAL ON P2 SIDE. | PT | SWITCHGEAR | EC6B1AC71P565N454N10 | ECS | - | NA | Nos. |  | Inventory | 22kV CAST RESIN CURRENT TRANSFORMER RATIO : 100-50/1A, CORE:1 CLASS : PS, VK>=50V, RCT<=0.5 OHM, Imag<=30 mA @Vk/2 STR: 25kA/1SEC, CT TYPE: WOUND TYPE CT, CT SECONDARY TERMINAL ON P2 SIDE.
7032 | 33kV CAST RESIN CURRENT TRANSFORMER RATIO : 275/1-1A, CORE 1: 10 VA, CLASS: 0.2S, CORE 2: 10 VA, CLASS: PS, VK>=200, RCT<=** OHM, Imag<= 30 mA @Vk/2 STR: 25kA/1SEC, CT TYPE: WOUND TYPE CT, CT SECONDARY TERMINAL ON P1 SIDE. | CT | SWITCHGEAR | EC6B1AC81P12X1N9NNNN | ECS | - | - | Nos. |  | Inventory | 33kV CAST RESIN CURRENT TRANSFORMER RATIO : 275/1-1A, CORE 1: 10 VA, CLASS: 0.2S, CORE 2: 10 VA, CLASS: PS, VK>=200, RCT<=** OHM, Imag<= 30 mA @Vk/2 STR: 25kA/1SEC, CT TYPE: WOUND TYPE CT, CT SECONDARY TERMINAL ON P1 SIDE.
7033 | 33kV CAST RESIN CURRENT TRANSFORMER RATIO : 275/1-1A, CORE 1: 10 VA, CLASS: 0.2S, CORE 2: 10 VA, CLASS: 5P20, STR: 25kA/1SEC, CT TYPE: WOUND TYPE CT, CT SECONDARY TERMINAL ON P1 SIDE. | CT | SWITCHGEAR | EC6B1AC81P12X1X8NNNN | ECS | - | - | Nos. |  | Inventory | 33kV CAST RESIN CURRENT TRANSFORMER RATIO : 275/1-1A, CORE 1: 10 VA, CLASS: 0.2S, CORE 2: 10 VA, CLASS: 5P20, STR: 25kA/1SEC, CT TYPE: WOUND TYPE CT, CT SECONDARY TERMINAL ON P1 SIDE.
7034 | 33kV CT ,CTR:300/1-1A, CORE-1: 10VA CL:0.2s, CORE-2:CL:PS,Vk>=300V, RCT<2 OHM, Ie MAX=30mA AT Vk/2 , STR:25kA/1 sec, Wound TYPE, SECONDARY TERMINALS ON: P1 SIDE DRG - E4-863/29 , Rev. : 00 RCT33E03 | CT | SWITCHGEAR | EC6B1AC91P12X1N9NNNN | ECS | 33 | NA | Nos |  | Inventory | 33kV CT ,CTR:300/1-1A, CORE-1: 10VA CL:0.2s, CORE-2:CL:PS,Vk>=300V, RCT<2 OHM, Ie MAX=30mA AT Vk/2 , STR:25kA/1 sec, Wound TYPE, SECONDARY TERMINALS ON: P1 SIDE DRG - E4-863/29 , Rev. : 00 RCT33E03
7035 | 33kV CAST RESIN CURRENT TRANSFORMER RATIO : 300/1-1A, CORE 1: 10VA, CLASS: 0.2S, CORE 2: 10VA, CLASS: 5 P 20, STR: 25kA/1SEC, CT TYPE: WOUND TYPE CT, CT SECONDARY TERMINAL ON P1 SIDE.. | CT | SWITCHGEAR | EC6B1AC91P12X1X8NNNN | ECS | 33 | NA | Nos |  | Inventory | 33kV CAST RESIN CURRENT TRANSFORMER RATIO : 300/1-1A, CORE 1: 10VA, CLASS: 0.2S, CORE 2: 10VA, CLASS: 5 P 20, STR: 25kA/1SEC, CT TYPE: WOUND TYPE CT, CT SECONDARY TERMINAL ON P1 SIDE..
7036 | 33kV CT ,CTR:400/1A-1A-1A, CORE-1: 10VA CL:0.2s, CORE-2: 10VA CL:5P20, CORE-3: CL:PS VK>=400 V, RCT<=3 OHM, I0<=30 mA at VK/2@400/1 A, STR:25kA/1 sec, Wound TYPE, SECONDARY TERMINALS ON: P2 SIDE | CT | SWITCHGEAR | EC6B1AD41P23X1X8N9NN | ECS | - | - | Nos. |  | Inventory | 33kV CT ,CTR:400/1A-1A-1A, CORE-1: 10VA CL:0.2s, CORE-2: 10VA CL:5P20 , CORE-3: CL:PS VK>=400 V, RCT<=3 OHM, I0<=30 mA at VK/2@400/1 A, STR:25kA/1 sec, Wound TYPE, SECONDARY TERMINALS ON: P2 SIDE
7037 | TRANSFORMER, CTR : 400/5-5-5A, CORE 1: 5VA, CLASS: 0.5, CORE 2: 5VA, CLASS: 5P20, CORE 3 : PS, Vk>=300V, Rct <=10 ohm, Ie@Vk/2=30mASTR: 25kA/1SEC, CT SECONDARY TERMINAL ON P1 SIDE, WOUND TYPE. | CT | SWITCHGEAR | EC6B1AD45P13V3V8N9NN | ECS | - | - | Nos. |  | Inventory | TRANSFORMER, CTR : 400/5-5-5A, CORE 1: 5VA, CLASS: 0.5, CORE 2: 5VA, CLASS: 5P20, CORE 3 : PS, Vk>=300V, Rct <=10 ohm, Ie@Vk/2=30mASTR: 25kA/1SEC, CT SECONDARY TERMINAL ON P1 SIDE, WOUND TYPE.
7038 | 33kV CT ,CTR:500/1A-1A, CORE-1: 7.5VA CL:0.2s, CORE-2: 7.5VA CL:5P20, STR:25kA/1 sec, Wound TYPE, SECONDARY TERMINALS ON: P2 SIDE, Drg. No - E4-863/29 - RCT33E02 | CT | SWITCHGEAR | EC6B1AD81P22W1W8NNNN | ECS | - | - | Nos. |  | Inventory | 33kV CT ,CTR:500/1A-1A, CORE-1: 7.5VA CL:0.2s, CORE-2: 7.5VA CL:5P20, STR:25kA/1 sec, Wound TYPE, SECONDARY TERMINALS ON: P2 SIDE, Drg. No - E4-863/29 - RCT33E02
7039 | 33kV CAST RESIN CURRENT TRANSFORMER RATIO : 600/1-1A, CORE 1: 10 VA, CLASS: 0.2S, CORE 2: 10 VA, CLASS: 5P20, STR: 25kA/1SEC, CT TYPE: WOUND TYPE CT, CT SECONDARY TERMINAL ON P2 SIDE. | CT | SWITCHGEAR | EC6B1AE11P22X1X8NNNN | ECS | - | - | Nos. |  | Inventory | 33kV CAST RESIN CURRENT TRANSFORMER RATIO : 600/1-1A, CORE 1: 10 VA, CLASS: 0.2S, CORE 2: 10 VA, CLASS: 5P20, STR: 25kA/1SEC, CT TYPE: WOUND TYPE CT, CT SECONDARY TERMINAL ON P2 SIDE.
7040 | 33kV CAST RESIN CURRENT TRANSFORMER RATIO : 2500/1-1A, CORE 1: 5VA, CLASS: 0.2, CORE 2: 10VA, CLASS: 5P20, STR: 25kA/1SEC, CT TYPE: WINDOW TYPE CT, CT SECONDARY TERMINAL ON P1 SIDE. | CT | SWITCHGEAR | EC6B1AE21P12V2X8NN110 | ECS | - | - | Nos. |  | Inventory | 33kV CAST RESIN CURRENT TRANSFORMER RATIO : 2500/1-1A, CORE 1: 5VA, CLASS: 0.2, CORE 2: 10VA, CLASS: 5P20, STR: 25kA/1SEC, CT TYPE: WINDOW TYPE CT, CT SECONDARY TERMINAL ON P1 SIDE.
7041 | 33kV CAST RESIN CURRENT TRANSFORMER RATIO : 20/1-1A,CORE 1: 5VA, CLASS: 0.2, CORE 2: 10VA, CLASS: 5P20, STR: 100OCF, CT TYPE: WOUND TYPE CT, CT SECONDARY TERMINAL ON P2 SIDE. | CT | SWITCHGEAR | EC6B1AE21P12V2X8NN111 | ECS | - | - | Nos. |  | Inventory | 33kV CAST RESIN CURRENT TRANSFORMER RATIO : 20/1-1A,CORE 1: 5VA, CLASS: 0.2, CORE 2: 10VA, CLASS: 5P20, STR: 100OCF, CT TYPE: WOUND TYPE CT, CT SECONDARY TERMINAL ON P2 SIDE.
7042 | 33kV CT ,CTR:650/1A-1A, CORE-1: 5VA CL:0.2, CORE-2: 10VA CL:5P20, STR:25kA/1 sec, Wound TYPE, SECONDARY TERMINALS ON: P1 SIDE | CT | SWITCHGEAR | EC6B1AE21P12V2X8NNNN | ECS | - | - | Nos. |  | Inventory | 33kV CT ,CTR:650/1A-1A, CORE-1: 5VA CL:0.2, CORE-2: 10VA CL:5P20, STR:25kA/1 sec, Wound TYPE, SECONDARY TERMINALS ON: P1 SIDE
7043 | 33kV CT ,CTR:800/1A-1A-1A, CORE-1: 10VA CL:0.2s, CORE-2: 10VA CL:5P20, CORE-3: CL:PS VK>=800 V, RCT<=6 OHM, I0<=30 mA at VK/2@800/1A, STR:25kA/1 sec, Wound TYPE, SECONDARY TERMINALS ON: P2 SIDE | CT | SWITCHGEAR | EC6B1AE51P23X1X8N9NN | ECS | - | - | Nos. |  | Inventory | 33kV CT ,CTR:800/1A-1A-1A, CORE-1: 10VA CL:0.2s, CORE-2: 10VA CL:5P20, CORE-3: CL:PS VK>=800 V, RCT<=6 OHM, I0<=30 mA at VK/2@800/1A, STR:25kA/1 sec, Wound TYPE, SECONDARY TERMINALS ON: P2 SIDE
7044 | 33kV CT ,CTR:1600/1A-1A-1A-1A, CORE-1: 5VA CL:0.2s, CORE-2: 5VA CL:5P20, CORE-3: CL:PS VK>400 V, RCT<_ OHM, Imag=30 mA at VK/2@1600/1A,CORE-4: CL:PS VK>400 V, RCT<_ OHM, Imag=30 mA at VK/2@1600/1A, STR:25kA/1 sec, WINDOW TYPE, SECONDARY TERMINALS ON: P2 SIDE | CT | SWITCHGEAR | EC6B1AF91P24V1V8N9N9 | ECS | - | - | Nos. |  | Inventory | 33kV CT ,CTR:1600/1A-1A-1A-1A, CORE-1: 5VA CL:0.2s, CORE-2: 5VA CL:5P20, CORE-3: CL:PS VK>400 V, RCT<_ OHM, Imag=30 mA at VK/2@1600/1A,CORE-4: CL:PS VK>400 V, RCT<_ OHM, Imag=30 mA at VK/2@1600/1A, STR:25kA/1 sec, WINDOW TYPE, SECONDARY TERMINALS ON: P2 SIDE
7045 | 33kV CAST RESIN CURRENT TRANSFORMER RATIO :25-50/1-1-1A, CORE:1 5VA, CLASS: 5P20, CORE:2 CLASS: PS, VK>=50V, RCT<=0.5 OHM, I0<=60mA at VK/2@25/1A, VK>=100V, RCT<=1 OHM, I0<=30mA at VK/2@50/1A, CORE:3 5VA, CLASS: 0.5, 25kA/1SEC, CT TYPE: WOUND TYPE CT, INSULATION CLASS: B, ISF<=10, CT SECONDARY TERMINAL ON P1 SIDE. | CT | SWITCHGEAR | EC6B1AH11P13V8N9V3NN | ECS | - | NA | Nos. |  | Inventory | 33kV CAST RESIN CURRENT TRANSFORMER RATIO :25-50/1-1-1A, CORE:1 5VA, CLASS: 5P20, CORE:2 CLASS: PS, VK>=50V, RCT<=0.5 OHM, I0<=60mA at VK/2@25/1A, VK>=100V, RCT<=1 OHM, I0<=30mA at VK/2@50/1A, CORE:3 5VA, CLASS: 0.5, 25kA/1SEC, CT TYPE: WOUND TYPE CT, INSULATION CLASS: B, ISF<=10, CT SECONDARY TERMINAL ON P1 SIDE.
7046 | 33kV CAST RESIN CURRENT TRANSFORMER RATIO :50-100/1-1A, CORE:1 15VA, CLASS: 0.5, CORE:2 15VA, CLASS: 5P20, STR: 25kA/1SEC, CT TYPE: WOUND TYPE CT, INSULATION CLASS: B, ISF<=10, CT SECONDARY TERMINAL ON P1 SIDE. | CT | SWITCHGEAR | EC6B1AH51P12Y3Y8NNNN | ECS | - | NA | Nos. |  | Inventory | 33kV CAST RESIN CURRENT TRANSFORMER RATIO :50-100/1-1A, CORE:1 15VA, CLASS: 0.5, CORE:2 15VA, CLASS: 5P20, STR: 25kA/1SEC, CT TYPE: WOUND TYPE CT, INSULATION CLASS: B, ISF<=10, CT SECONDARY TERMINAL ON P1 SIDE.
7047 | 33kV CAST RESIN CURRENT TRANSFORMER RATIO :50-100/1-1-1A, CORE:1 10VA, CLASS: 5P20, CORE:2 CLASS: PS, VK>=100V, RCT<=1.5 OHM, I0<=30mA at VK/2@50/1A, VK>=200V, RCT<=3 OHM, I0<=30mA at VK/2@100/1A, CORE:3 15VA, CLASS: 0.5, STR: 25kA/1SEC, CT TYPE: WOUND TYPE CT, INSULATION CLASS: B, ISF<=10, CT SECONDARY TERMINAL ON P1 SIDE. | CT | SWITCHGEAR | EC6B1AH51P13X8N9Y3NN | ECS | - | NA | Nos. |  | Inventory | 33kV CAST RESIN CURRENT TRANSFORMER RATIO :50-100/1-1-1A, CORE:1 10VA, CLASS: 5P20, CORE:2 CLASS: PS, VK>=100V, RCT<=1.5 OHM, I0<=30mA at VK/2@50/1A, VK>=200V, RCT<=3 OHM, I0<=30mA at VK/2@100/1A, CORE:3 15VA, CLASS: 0.5, STR: 25kA/1SEC, CT TYPE: WOUND TYPE CT, INSULATION CLASS: B, ISF<=10, CT SECONDARY TERMINAL ON P1 SIDE.
7048 | 33kV CAST RESIN CURRENT TRANSFORMER RATIO : 100-50/5-5A, CORE:1 10VA, CLASS: 0.5, CORE:2 10VA, CLASS: 5P10, STR: 25kA/1SEC,CT TYPE: WOUND TYPE CT, CT SECONDARY TERMINAL ON P2 SIDE. | CT | SWITCHGEAR | EC6B1AH55P22X3X6N532 | ECS | 33 | - | Nos. |  | Inventory | 33kV CAST RESIN CURRENT TRANSFORMER RATIO : 100-50/5-5A, CORE:1 10VA, CLASS: 0.5, CORE:2 10VA, CLASS: 5P10, STR: 25kA/1SEC,CT TYPE: WOUND TYPE CT, CT SECONDARY TERMINAL ON P2 SIDE.
7049 | 33kV CT ,CTR:100-150/5A-5A, CORE-1: 5VA CL:1, CORE-2: 5VA CL:5P10, STR:25kA/1 sec, Wound TYPE, SECONDARY TERMINALS ON: P1 SIDE - DRG. NO-863/29 | CT | SWITCHGEAR | EC6B1AH75P12V5V6NNNN | ECS | - | NA | Nos. |  | Inventory | 33kV CT ,CTR:100-150/5A-5A, CORE-1: 5VA CL:1, CORE-2: 5VA CL:5P10, STR:25kA/1 sec, Wound TYPE, SECONDARY TERMINALS ON: P1 SIDE - DRG. NO-863/29
7050 | 33kV CAST RESIN CURRENT TRANSFORMER RATIO : 200-100/5-5A, CORE:1 10VA, CLASS: 0.5, CORE:2 10VA, CLASS: 5P10, STR: 25kA/1SEC, CT TYPE: WOUND TYPE CT, CT SECONDARY TERMINAL ON P1 SIDE. | CT | SWITCHGEAR | EC6B1AH95P12X3X6N532 | ECS | 33 | - | Nos. |  | Inventory | 33kV CAST RESIN CURRENT TRANSFORMER RATIO : 200-100/5-5A, CORE:1 10VA, CLASS: 0.5, CORE:2 10VA, CLASS: 5P10, STR: 25kA/1SEC, CT TYPE: WOUND TYPE CT, CT SECONDARY TERMINAL ON P1 SIDE.
7051 | 33kV CT , CTR:400-800/1-1-1A, CORE-1: 10VA CL:0.2s, CORE-2: 10VA CL:5P20, CORE-3: CL PS, VK>=400 V, RCT<=5.5 OHM, I0<=30 mA at VK/2@400/1 A, VK> = PS VK>=800 V, RCT<=11 OHM, I0<=30 mA at VK/2@800/1 A, STR:25kA/1 sec, Wound TYPE, SECONDARY TERMINALS ON: P2 SIDE E4-863/29 , Rev. : 00 RCT33E05 | CT | SWITCHGEAR | EC6B1AI61P23X1X8N9NN | ECS | 33 | NA | Nos |  | Inventory | 33kV CT , CTR:400-800/1-1-1A, CORE-1: 10VA CL:0.2s, CORE-2: 10VA CL:5P20, CORE-3: CL PS, VK>=400 V, RCT<=5.5 OHM, I0<=30 mA at VK/2@400/1 A, VK> = PS VK>=800 V, RCT<=11 OHM, I0<=30 mA at VK/2@800/1 A, STR:25kA/1 sec, Wound TYPE, SECONDARY TERMINALS ON: P2 SIDE E4-863/29 , Rev. : 00 RCT33E05
7052 | 33kV CAST RESIN CURRENT TRANSFORMER, CTR : 150-75/1-1A, CORE 1: 15VA, CLASS: 1, CORE 2: 15VA, CLASS: 5P10, STR: 25kA/1 SEC, CT SECONDARY TERMINAL ON P2 SIDE, WOUND TYPE. | CT | SWITCHGEAR | EC6B1AK41P22Y5Y6NNNN | ECS | - | - | Nos. |  | Inventory | 33kV CAST RESIN CURRENT TRANSFORMER, CTR : 150-75/1-1A, CORE 1: 15VA, CLASS: 1, CORE 2: 15VA, CLASS: 5P10, STR: 25kA/1 SEC, CT SECONDARY TERMINAL ON P2 SIDE, WOUND TYPE.
7053 | 33kV CT ,CTR:2500/1A, CORE-1: 10VA CL:5P20, STR:25kA/1 sec, WINDOW TYPE, SECONDARY TERMINALS ON: P1 SIDE | CT | SWITCHGEAR | EC6B1BG61P11X8NNNNNN | ECS | - | NA | Nos. |  | Inventory | 33kV CT ,CTR:2500/1A, CORE-1: 10VA CL:5P20, STR:25kA/1 sec, WINDOW TYPE, SECONDARY TERMINALS ON: P1 SIDE
7054 | 33kV CAST RESIN CURRENT TRANSFORMER RATIO : 10/1A CORE 1: 10VA, CLASS: 0.2S, STR: 25kA/3SEC, CT TYPE: WOUND TYPE CT, CT SECONDARY TERMINAL ON P2 SIDE.( STC MAY VARRY DUE TO LOWER CT RATIO ) . | CT | SWITCHGEAR | EC6B3AA11P21X1NN3535 | ECS | - | NA | Nos. |  | Inventory | 33kV CAST RESIN CURRENT TRANSFORMER RATIO : 10/1A CORE 1: 10VA, CLASS: 0.2S, STR: 25kA/3SEC, CT TYPE: WOUND TYPE CT, CT SECONDARY TERMINAL ON P2 SIDE.( STC MAY VARRY DUE TO LOWER CT RATIO ) .
7055 | 33kV CAST RESIN CURRENT TRANSFORMER, CTR: 25/1A, CORE 1: 5VA, CLASS: 5 P 20, STR:25KA/1SEC, CT SECONDARY TERMINAL ON P2 SIDE, WOUND TYPE. | CT | SWITCHGEAR | EC6B3AA41P21V8NNNNNN | ECS | - | NA | Nos. |  | Inventory | 33kV CAST RESIN CURRENT TRANSFORMER, CTR: 25/1A, CORE 1: 5VA, CLASS: 5 P 20, STR:25KA/1SEC, CT SECONDARY TERMINAL ON P2 SIDE, WOUND TYPE.
7056 | 33kV CAST RESIN CURRENT TRANSFORMER, CTR : 100/1-1A, CORE 1: 5 VA, CLASS: 0.5, CORE 2: 5 VA, CLASS: 5P20, STR: 25kA/3 SEC, CT SECONDARY TERMINAL ON P1 SIDE, WOUND TYPE CT | CT | SWITCHGEAR | EC6B3AC11P12V3V8NNNN | ECS | 33 | NA | Nos |  | Inventory | 33kV CAST RESIN CURRENT TRANSFORMER, CTR : 100/1-1A, CORE 1: 5 VA, CLASS: 0.5, CORE 2: 5 VA, CLASS: 5P20, STR: 25kA/3 SEC, CT SECONDARY TERMINAL ON P1 SIDE, WOUND TYPE CT
7057 | 33kV CAST RESIN CURRENT TRANSFORMER, CTR : 250/1-1 A, CORE 1: 5 VA, CLASS: 0.5, CORE 2: 5 VA, CLASS: 5P20, STR: 25kA/3 SEC, CT SECONDARY TERMINAL ON P1 SIDE, WOUND TYPE CT | CT | SWITCHGEAR | EC6B3AC71P12V3V8NNNN | ECS | 33 | NA | Nos |  | Inventory | 33kV CAST RESIN CURRENT TRANSFORMER, CTR : 250/1-1 A, CORE 1: 5 VA, CLASS: 0.5, CORE 2: 5 VA, CLASS: 5P20, STR: 25kA/3 SEC, CT SECONDARY TERMINAL ON P1 SIDE, WOUND TYPE CT
7058 | 33kV CT, CTR:250/1A-1A-1A, CORE-1: 5VA CL:0.5, CORE-2: 5VA CL:PS, CORE-3: 5VA CL:5P20, STR:25kA/3 sec, Wound TYPE, SECONDARY TERMINALS ON: P2 SIDE | CT | SWITCHGEAR | EC6B3AC71P23V3V9V8NN | ECS | 33 | NA | Nos |  | Inventory | 33kV CT, CTR:250/1A-1A-1A, CORE-1: 5VA CL:0.5, CORE-2: 5VA CL:PS, CORE-3: 5VA CL:5P20, STR:25kA/3 sec, Wound TYPE, SECONDARY TERMINALS ON: P2 SIDE
7059 | 33kV CAST RESIN CURRENT TRANSFORMER, CTR: 275/1A, CORE 1: 5VA, CLASS: 5 P 20, STR:25KA/1SEC, CT SECONDARY TERMINAL ON P1 SIDE, WOUND TYPE. | CT | SWITCHGEAR | EC6B3AC81P11V8NNNNNN | ECS | - | - | Nos. |  | Inventory | 33kV CAST RESIN CURRENT TRANSFORMER, CTR: 275/1A, CORE 1: 5VA, CLASS: 5 P 20, STR:25KA/1SEC, CT SECONDARY TERMINAL ON P1 SIDE, WOUND TYPE.
7060 | 33kV CAST RESIN CURRENT TRANSFORMER RATIO : 275/1-1A, CORE 1: 10 VA, CLASS: 0.2S, CORE 2: CLASS: PS, Vk>= 200V, Rct = ** ohms, Ie @ Vk/2 <= 30 mA, STR: 25kA/3 SEC, CT TYPE: WOUND TYPE CT, CT SECONDARY TERMINAL ON P2 SIDE. | CT | SWITCHGEAR | EC6B3AC81P22X1N9NNNN | ECS | - | - | Nos. |  | Inventory | 33kV CAST RESIN CURRENT TRANSFORMER RATIO : 275/1-1A, CORE 1: 10 VA, CLASS: 0.2S, CORE 2: CLASS: PS, Vk>= 200V, Rct = ** ohms, Ie @ Vk/2 <= 30 mA, STR: 25kA/3 SEC, CT TYPE: WOUND TYPE CT, CT SECONDARY TERMINAL ON P2 SIDE.
7061 | 33kV CT ,CTR:300/1A, CORE-1: 5VA CL:0.2s, STR:25kA/3 sec, Wound TYPE, SECONDARY TERMINALS ON: P1 SIDE | CT | SWITCHGEAR | EC6B3AC91P11V1NNNNNN | ECS | 33 | NA | Nos |  | Inventory | 33kV CT ,CTR:300/1A, CORE-1: 5VA CL:0.2s, STR:25kA/3 sec, Wound TYPE, SECONDARY TERMINALS ON: P1 SIDE
7062 | 33kV CAST RESIN CURRENT TRANSFORMER, CTR : 650/1-1-1-1A, CORE 1: 5 VA, CLASS: 0.5, CORE 2: 5 VA, CLASS: 5P20, CORE 3: CLASS: PS,VK>200V,Im<=30mA, CORE 4: CLASS:PS,VK>200V, Im<=30mA, STR: 25kA/3 SEC, CT SECONDARY TERMINAL ON P2 SIDE, WOUND TYPE CT. | CT | SWITCHGEAR | EC6B3AE21P24V3V8N9N9 | ECS | 33 | NA | Nos |  | Inventory | 33kV CAST RESIN CURRENT TRANSFORMER, CTR : 650/1-1-1-1A, CORE 1: 5 VA, CLASS: 0.5, CORE 2: 5 VA, CLASS: 5P20, CORE 3: CLASS: PS,VK>200V,Im<=30mA, CORE 4: CLASS:PS,VK>200V, Im<=30mA, STR: 25kA/3 SEC, CT SECONDARY TERMINAL ON P2 SIDE, WOUND TYPE CT.
7063 | 33kV CAST RESIN CURRENT TRANSFORMER, CTR:750/1A-1A-1A-1A, CORE 1: 5 VA, CLASS: 0.5, CORE 2: 5 VA, CLASS: 5P20, CORE 3: CLASS: PS,VK>200V,Im<=30mA, CORE 4: CLASS:PS,VK>200V, Im<=30mA, STR: 25kA/3 SEC, CT SECONDARY TERMINAL ON P2 SIDE, WOUND TYPE CT | CT | SWITCHGEAR | EC6B3AE41P24V3V8N9N9 | ECS | 33 | NA | Nos |  | Inventory | 33kV CAST RESIN CURRENT TRANSFORMER, CTR:750/1A-1A-1A-1A, CORE 1: 5 VA, CLASS: 0.5, CORE 2: 5 VA, CLASS: 5P20, CORE 3: CLASS: PS,VK>200V,Im<=30mA, CORE 4: CLASS:PS,VK>200V, Im<=30mA, STR: 25kA/3 SEC, CT SECONDARY TERMINAL ON P2 SIDE, WOUND TYPE CT
7064 | 33kV CAST RESIN CURRENT TRANSFORMER, CTR: 1250/1A, CORE 1: 5VA, CLASS: 5 P 20, STR:25KA/1SEC, CT SECONDARY TERMINAL ON P1 SIDE, WOUND TYPE. | CT | SWITCHGEAR | EC6B3AF51P11V8NNNNNN | ECS | - | NA | Nos. |  | Inventory | 33kV CAST RESIN CURRENT TRANSFORMER, CTR: 1250/1A, CORE 1: 5VA, CLASS: 5 P 20, STR:25KA/1SEC, CT SECONDARY TERMINAL ON P1 SIDE, WOUND TYPE.
7065 | 33kV CAST RESIN CURRENT TRANSFORMER, CTR: 1250/1A, CORE 1: 5VA, CLASS: 0.2S, STR:25KA/1SEC, CT SECONDARY TERMINAL ON P2 SIDE, WOUND TYPE. | CT | SWITCHGEAR | EC6B3AF51P21V1NNNNNN | ECS | - | NA | Nos. |  | Inventory | 33kV CAST RESIN CURRENT TRANSFORMER, CTR: 1250/1A, CORE 1: 5VA, CLASS: 0.2S, STR:25KA/1SEC, CT SECONDARY TERMINAL ON P2 SIDE, WOUND TYPE.
7066 | 33kV CAST RESIN CURRENT TRANSFORMER, CTR: 1250/1-1A, CORE 1: 5VA, CLASS: 0.2S, CORE 2: CLASS: PS, VK>=500V,Imag <=30mA@Vk/2, STR:25KA/1SEC, CT SECONDARY TERMINAL ON P2 SIDE, WOUND TYPE. | CT | SWITCHGEAR | EC6B3AF51P22V1V9NNNN | ECS | - | - | Nos. |  | Inventory | 33kV CAST RESIN CURRENT TRANSFORMER, CTR: 1250/1-1A, CORE 1: 5VA, CLASS: 0.2S, CORE 2: CLASS: PS, VK>=500V,Imag <=30mA@Vk/2, STR:25KA/1SEC, CT SECONDARY TERMINAL ON P2 SIDE, WOUND TYPE.
7067 | 33kV CAST RESIN CURRENT TRANSFORMER, CTR: 1600/1-1A, CORE 1: CLASS: PS,VK>=500V, Imag <=30mA@Vk/2, CORE 2: CLASS: PS,VK>=500V, Imag <=30mA@Vk/2, STR:25KA/1SEC, CT SECONDARY TERMINAL ON P2 SIDE, WOUND TYPE. | CT | SWITCHGEAR | EC6B3AF91P22N9N9NNNN | ECS | - | NA | Nos. |  | Inventory | 33kV CAST RESIN CURRENT TRANSFORMER, CTR: 1600/1-1A, CORE 1: CLASS: PS,VK>=500V, Imag <=30mA@Vk/2, CORE 2: CLASS: PS,VK>=500V, Imag <=30mA@Vk/2, STR:25KA/3SEC, CT SECONDARY TERMINAL ON P2 SIDE, WOUND TYPE.
7068 | 33kV CAST RESIN CURRENT TRANSFORMER RATIO : 300-200/1-1A, CORE 1: 10VA, CLASS: 0.2S, CORE 2: 10VA, CLASS: 5P20, STR: 25kA/3SEC, CT TYPE: WOUND TYPE CT, CT SECONDARY TERMINAL ON P1 SIDE. | CT | SWITCHGEAR | EC6B3AI11P12X1X8N535 | ECS | 33 | NA | Nos |  | Inventory | 33kV CAST RESIN CURRENT TRANSFORMER RATIO : 300-200/1-1A, CORE 1: 10VA, CLASS: 0.2S, CORE 2: 10VA, CLASS: 5P20, STR: 25kA/3SEC, CT TYPE: WOUND TYPE CT, CT SECONDARY TERMINAL ON P1 SIDE.
7069 | 33kV CAST RESIN CURRENT TRANSFORMER RATIO : 400-500/1-1A, CORE 1: 10VA, CLASS: 0.2S, CORE 2: 10VA, CLASS: 5P20, STR: 25kA/3SEC , CT TYPE: WOUND TYPE CT, CT SECONDARY TERMINAL ON P2 SIDE. | CT | SWITCHGEAR | EC6B3AI51P22X1X8N535 | ECS | 33 | NA | Nos |  | Inventory | 33kV CAST RESIN CURRENT TRANSFORMER RATIO : 400-500/1-1A, CORE 1: 10VA, CLASS: 0.2S, CORE 2: 10VA, CLASS: 5P20, STR: 25kA/3SEC , CT TYPE: WOUND TYPE CT, CT SECONDARY TERMINAL ON P2 SIDE.
7070 | 33kV CAST RESIN CURRENT TRANSFORMER RATIO : 1000-800/1-1-1-1ACORE 1: 10VA, CLASS: 0.2S, CORE 2: 10VA, CLASS: PS, CORE 3: 10VA, CLASS: PS, CORE 4: 10VA, CLASS: PS, STR: 25kA/3SEC, CT TYPE: WOUND TYPE CT, CT SECONDARY TERMINAL ON P2 SIDE. | CT | SWITCHGEAR | EC6B3AI81P24X1X9X9X9 | ECS | 33 | NA | Nos |  | Inventory | 33kV CAST RESIN CURRENT TRANSFORMER RATIO : 1000-800/1-1-1-1ACORE 1: 10VA, CLASS: 0.2S, CORE 2: 10VA, CLASS: PS, CORE 3: 10VA, CLASS: PS, CORE 4: 10VA, CLASS: PS, STR: 25kA/3SEC, CT TYPE: WOUND TYPE CT, CT SECONDARY TERMINAL ON P2 SIDE.
7071 | 33kV CAST RESIN CURRENT TRANSFORMER, CTR : 120/1-1A, CORE 1: 10VA, ISF<5, CLASS: 0.5, CORE 2: 10VA, CLASS: 5P20, STR: 25kA/3 SEC, CT SECONDARY TERMINAL ON P1 SIDE, WOUND TYPE | CT | SWITCHGEAR | EC6B3AJ31P12X3X8NNNN | ECS | 33 | NA | Nos |  | Inventory | 33kV CAST RESIN CURRENT TRANSFORMER, CTR : 120/1-1A, CORE 1: 10VA, ISF<5, CLASS: 0.5, CORE 2: 10VA, CLASS: 5P20, STR: 25kA/3 SEC, CT SECONDARY TERMINAL ON P1 SIDE, WOUND TYPE
7072 | 33kV CT ,CTR:30/5A-5A, CORE-1: 15VA CL:0.2, CORE-2: 15VA CL:5P10, STR:26.3kA/1 sec, Wound TYPE, SECONDARY TERMINALS ON: P2 SIDE | CT | SWITCHGEAR | EC6C1AA55P22Y5Y6NNN1 | ECS | 33 | NA | Nos |  | Inventory | 33kV CT ,CTR:30/5A-5A, CORE-1: 15VA CL:0.2, CORE-2: 15VA CL:5P10, STR:26.3kA/1 sec, Wound TYPE, SECONDARY TERMINALS ON: P2 SIDE
7073 | 33kV CT ,CTR:30/5A-5A, CORE-1: 15VA CL:1, CORE-2: 15VA CL:5P10, STR:26.3kA/1 sec, Wound TYPE, SECONDARY TERMINALS ON: P2 SIDE | CT | SWITCHGEAR | EC6C1AA55P22Y5Y6NNNN | ECS | 33 | NA | Nos |  | Inventory | 33kV CT ,CTR:30/5A-5A, CORE-1: 15VA CL:1, CORE-2: 15VA CL:5P10, STR:26.3kA/1 sec, Wound TYPE, SECONDARY TERMINALS ON: P2 SIDE
7074 | 33kV CT ,CTR:50/1A-1A, CORE-1: 5VA CL:0.2s, CORE-2: 5VA CL:5P10, STR:26.3kA/1 sec, Wound TYPE, SECONDARY TERMINALS ON: P2 SIDE | CT | SWITCHGEAR | EC6C1AA91P22V1V6NNNN | ECS | 33 | NA | Nos |  | Inventory | 33kV CT ,CTR:50/1A-1A, CORE-1: 5VA CL:0.2s, CORE-2: 5VA CL:5P10, STR:26.3kA/1 sec, Wound TYPE, SECONDARY TERMINALS ON: P2 SIDE
7075 | 33kV CT ,CTR:50/5A-5A, CORE-1: 5VA CL:0.2s, CORE-2: 5VA CL:5P10, STR:26.3kA/1 sec, Wound TYPE, SECONDARY TERMINALS ON: P2 SIDE | CT | SWITCHGEAR | EC6C1AA95P22V1V6NNNN | ECS | 33 | NA | Nos |  | Inventory | 33kV CT ,CTR:50/5A-5A, CORE-1: 5VA CL:0.2s, CORE-2: 5VA CL:5P10, STR:26.3kA/1 sec, Wound TYPE, SECONDARY TERMINALS ON: P2 SIDE
7076 | 33kV CT ,CTR:50/5A-5A, CORE-1: 15VA CL:0.5, CORE-2: 15VA CL:5P10, STR:26.3kA/1 sec, Wound TYPE, SECONDARY TERMINALS ON: P2 SIDE, MODEL- RCT33B04 | CT | SWITCHGEAR | EC6C1AA95P22Y3Y6NNNN | ECS | 33 | NA | Nos |  | Inventory | 33kV CT ,CTR:50/5A-5A, CORE-1: 15VA CL:0.5, CORE-2: 15VA CL:5P10, STR:26.3kA/1 sec, Wound TYPE, SECONDARY TERMINALS ON: P2 SIDE, MODEL- RCT33B04
7077 | 33kV CT ,CTR:60/1A-1A, CORE-1: 10VA CL:0.5, CORE-2: 10VA CL:5P10, STR:26.3kA/1 sec, Wound TYPE- MODEL-RCT33E03 | CT | SWITCHGEAR | EC6C1AB21P12X3X6NNNN | ECS | 33 | NA | Nos |  | Inventory | 33kV CT ,CTR:60/1A-1A, CORE-1: 10VA CL:0.5, CORE-2: 10VA CL:5P10, STR:26.3kA/1 sec, Wound TYPE- MODEL-RCT33E03
7078 | 33kV CT ,CTR:60/5A-5A, CORE-1: 15VA CL:0.2, CORE-2: 15VA CL:5P10, STR:26.3kA/1 sec, Wound TYPE, SECONDARY TERMINALS ON: P1 SIDE | CT | SWITCHGEAR | EC6C1AB25P12Y5Y6NNN1 | ECS | 33 | NA | Nos |  | Inventory | 33kV CT ,CTR:60/5A-5A, CORE-1: 15VA CL:0.2, CORE-2: 15VA CL:5P10, STR:26.3kA/1 sec, Wound TYPE, SECONDARY TERMINALS ON: P1 SIDE
7079 | 33kV CT ,CTR:60/5A-5A, CORE-1: 15VA CL:1, CORE-2: 15VA CL:5P10, STR:26.3kA/1 sec, Wound TYPE, SECONDARY TERMINALS ON: P1 SIDE | CT | SWITCHGEAR | EC6C1AB25P12Y5Y6NNNN | ECS | 33 | NA | Nos |  | Inventory | 33kV CT ,CTR:60/5A-5A, CORE-1: 15VA CL:1, CORE-2: 15VA CL:5P10, STR:26.3kA/1 sec, Wound TYPE, SECONDARY TERMINALS ON: P1 SIDE
7080 | 33kV CAST RESIN CURRENT TRANSFORMER, CTR : 800/5-5A, CORE 1: 10VA, CLASS: 0.2, CORE 2: 10VA, CLASS: 5P20, STR: 26.3kA/1 SEC, CT SECONDARY TERMINAL ON P1 SIDE, WOUND TYPE. | CT | SWITCHGEAR | EC6C1AE55P12X2X8NNNN | ECS | - | - | Nos. |  | Inventory | 33kV CAST RESIN CURRENT TRANSFORMER, CTR : 800/5-5A, CORE 1: 10VA, CLASS: 0.2, CORE 2: 10VA, CLASS: 5P20, STR: 26.3kA/1 SEC, CT SECONDARY TERMINAL ON P1 SIDE, WOUND TYPE.
7081 | 33kV CT ,CTR:150-300/5A-5A, CORE-1: 15VA CL:1, CORE-2: 15VA CL:5P20, STR:26.3kA/1 sec, Wound TYPE, SECONDARY TERMINALS ON: P1 SIDE | CT | SWITCHGEAR | EC6C1AK35P12Y5Y8NNNN | ECS | 33 | NA | Nos |  | Inventory | 33kV CT ,CTR:150-300/5A-5A, CORE-1: 15VA CL:1, CORE-2: 15VA CL:5P20, STR:26.3kA/1 sec, Wound TYPE, SECONDARY TERMINALS ON: P1 SIDE
7082 | 11kV CAST RESIN CURRENT TRANSFORMER, CTR: 500/1-1A, CORE 1: 15VA, CLASS: 0.2, CORE 2: 15VA, CLASS: 5P20, STR: 26.3kA/3 SEC, CT SECONDARY TERMINAL ON P1 SIDE, WOUND TYPE. | CT | SWITCHGEAR | EC6C1BI91P13Y1ZX8N008 | ECS | 33 | NA | Nos |  | Inventory | 11kV CAST RESIN CURRENT TRANSFORMER, CTR: 500/1-1A, CORE 1: 15VA, CLASS: 0.2, CORE 2: 15VA, CLASS: 5P20, STR: 26.3kA/3 SEC, CT SECONDARY TERMINAL ON P1 SIDE, WOUND TYPE.
7083 | 11kV CAST RESIN CURRENT TRANSFORMER, CTR: 250/1-1A, CORE 1: 15VA, CLASS: 0.2, CORE 2: 15VA, CLASS: 5P20, STR: 26.3kA/3 SEC, CT SECONDARY TERMINAL ON P2 SIDE, WOUND TYPE. | CT | SWITCHGEAR | EC6C1BI91P13Y1ZX8N009 | ECS | 33 | NA | Nos |  | Inventory | 11kV CAST RESIN CURRENT TRANSFORMER, CTR: 250/1-1A, CORE 1: 15VA, CLASS: 0.2, CORE 2: 15VA, CLASS: 5P20, STR: 26.3kA/3 SEC, CT SECONDARY TERMINAL ON P2 SIDE, WOUND TYPE.
7084 | 11kV CAST RESIN CURRENT TRANSFORMER RATIO : 300/1-5A, CORE 1: 10VA, CLASS: 0.2S, CORE 2: 10VA, CLASS: 5P20, STR: 26.3kA/1SEC, CT TYPE: WOUND TYPE CT, CT SECONDARY TERMINAL ON P2 SIDE. | CT | SWITCHGEAR | EC6C1BI91P13Y1ZX8N010 | ECS | 33 | NA | Nos |  | Inventory | 11kV CAST RESIN CURRENT TRANSFORMER RATIO : 300/1-5A, CORE 1: 10VA, CLASS: 0.2S, CORE 2: 10VA, CLASS: 5P20, STR: 26.3kA/1SEC, CT TYPE: WOUND TYPE CT, CT SECONDARY TERMINAL ON P2 SIDE.
7085 | 11kV CAST RESIN CURRENT TRANSFORMER, CTR : 25-50/1-1A, CORE 1: 15VA, CLASS: 0.5, CORE 2: 15VA, CLASS: 5P10, STR: 18.3kA/1SEC, CT SECONDARY TERMINAL ON P1 SIDE, WOUND TYPE | CT | SWITCHGEAR | EC6C1BI91P13Y1ZX8N021 | ECS | - | - | Nos |  | Inventory | 11kV CAST RESIN CURRENT TRANSFORMER, CTR : 25-50/1-1A, CORE 1: 15VA, CLASS: 0.5, CORE 2: 15VA, CLASS: 5P10, STR: 18.3kA/1SEC, CT SECONDARY TERMINAL ON P1 SIDE, WOUND TYPE
7086 | 11kV CAST RESIN CURRENT TRANSFORMER, CTR: 630/5-5A, CORE 1: 15VA, CLASS: 0.5, CORE 2: 15VA, CLASS: 5 P 10, STR: 25kA/3 SEC, CT SECONDARY TERMINAL ON P1 SIDE, WOUND TYPE. | CT | SWITCHGEAR | EC6C1BI91P13Y1ZX8N022 | ECS | - | - | Nos |  | Inventory | 11kV CAST RESIN CURRENT TRANSFORMER, CTR: 630/5-5A, CORE 1: 15VA, CLASS: 0.5, CORE 2: 15VA, CLASS: 5 P 10, STR: 25kA/3 SEC, CT SECONDARY TERMINAL ON P1 SIDE, WOUND TYPE.
7087 | 11kV CAST RESIN CURRENT TRANSFORMER, CTR: 200/5-5A, CORE 1: 15VA, CLASS: 0.5, CORE 2: 15VA, CLASS: 5 P 10, STR: 25kA/3 SEC, CT SECONDARY TERMINAL ON P2 SIDE, WOUND TYPE. | CT | SWITCHGEAR | EC6C1BI91P13Y1ZX8N023 | ECS | - | - | Nos |  | Inventory | 11kV CAST RESIN CURRENT TRANSFORMER, CTR: 200/5-5A, CORE 1: 15VA, CLASS: 0.5, CORE 2: 15VA, CLASS: 5 P 10, STR: 25kA/3 SEC, CT SECONDARY TERMINAL ON P2 SIDE, WOUND TYPE.
7088 | 11kV CAST RESIN CURRENT TRANSFORMER, CTR: 70/1-1A, CORE 1: 15VA, CLASS: 0.5, CORE 2: 15VA, CLASS: 5P10, STR: 26.3kA/1 SEC, CT SECONDARY TERMINAL ON P2 SIDE, WOUND TYPE. | CT | SWITCHGEAR | EC6C1BI91P13Y1ZX8N024 | ECS | - | - | Nos |  | Inventory | 11kV CAST RESIN CURRENT TRANSFORMER, CTR: 70/1-1A, CORE 1: 15VA, CLASS: 0.5, CORE 2: 15VA, CLASS: 5P10, STR: 26.3kA/1 SEC, CT SECONDARY TERMINAL ON P2 SIDE, WOUND TYPE.
7089 | 6.6kV CAST RESIN CURRENT TRANSFORMER, CTR : 600-800/1-1A, CORE 1: 10VA, CLASS: 1.0, CORE 2:10VA, CLASS: 5P20,, STR: 26kA/1 SEC, CT SECONDARY TERMINAL ON P1 SIDE, WOUND TYPE. | CT | SWITCHGEAR | EC6C1BI91P13Y1ZX8N025 | ECS | - | - | Nos |  | Inventory | 6.6kV CAST RESIN CURRENT TRANSFORMER, CTR : 600-800/1-1A, CORE 1: 10VA, CLASS: 1.0, CORE 2:10VA, CLASS: 5P20,, STR: 26kA/1 SEC, CT SECONDARY TERMINAL ON P1 SIDE, WOUND TYPE.
7090 | 6.6kV CAST RESIN CURRENT TRANSFORMER, CTR : 300-600/1-1A, CORE 1: 10VA, CLASS: 1.0, CORE 2: 10VA, CLASS: 5P20, STR: 26kA/1 SEC, CT SECONDARY TERMINAL ON P2 SIDE, WOUND TYPE. | CT | SWITCHGEAR | EC6C1BI91P13Y1ZX8N026 | ECS | - | - | Nos |  | Inventory | 6.6kV CAST RESIN CURRENT TRANSFORMER, CTR : 300-600/1-1A, CORE 1: 10VA, CLASS: 1.0, CORE 2: 10VA, CLASS: 5P20, STR: 26kA/1 SEC, CT SECONDARY TERMINAL ON P2 SIDE, WOUND TYPE.
7091 | 6.6KV CAST RESIN CURRENT TRANSFORMER RATIO : 750/1-1A, CORE:1 - 5VA, CLASS: 0.2S, CORE : 2 - 5VA, CLASS : 5P20, STR: 40kA/1SEC, CT TYPE: WOUND TYPE CT, INSULATION CLASS: B, CT SECONDARY TERMINAL ON P1 SIDE. DRG NO - E4-294/7, MODEL - CRCT11B02 | CT | SWITCHGEAR | EC6C1BI91P13Y1ZX8N027 | ECS | - | - | Nos |  | Inventory | 6.6KV CAST RESIN CURRENT TRANSFORMER RATIO : 750/1-1A, CORE:1 - 5VA, CLASS: 0.2S, CORE : 2 - 5VA, CLASS : 5P20, STR: 40kA/1SEC, CT TYPE: WOUND TYPE CT, INSULATION CLASS: B, CT SECONDARY TERMINAL ON P1 SIDE. DRG NO - E4-294/7, MODEL - CRCT11B02
7092 | 11kV CAST RESIN CURRENT TRANSFORMER, CTR : 150-300/1-1A, CORE 1: 7.5VA, CLASS: 0.5, CORE 2: 7.5VA, CLASS: 5P20,STR: 31.5kA/1SEC, CT SECONDARY TERMINAL ON P1 SIDE, WOUND TYPE. | CT | SWITCHGEAR | EC6C1BI91P13Y1ZX8N0289 | ECS | 4 | NA | Nos |  | Inventory | 11kV CAST RESIN CURRENT TRANSFORMER, CTR : 150-300/1-1A, CORE 1: 7.5VA, CLASS: 0.5, CORE 2: 7.5VA, CLASS: 5P20,STR: 31.5kA/1SEC, CT SECONDARY TERMINAL ON P1 SIDE, WOUND TYPE.
7093 | 6.6KV CAST RESIN CURRENT TRANSFORMER RATIO : 500/1-1A, CORE:1 - 5VA, CLASS: 0.2S, CORE:2 - 5VA, CLASS: 5 P 20, STR: 40kA/1SEC, CT TYPE: WOUND TYPE CT, INSULATION CLASS: B, CT SECONDARY TERMINAL ON P2 SIDE. | CT | SWITCHGEAR | EC6C1BI91P13Y1ZX8N029 | ECS | - | - | Nos |  | Inventory | 6.6KV CAST RESIN CURRENT TRANSFORMER RATIO : 500/1-1A, CORE:1 - 5VA, CLASS: 0.2S, CORE:2 - 5VA, CLASS: 5 P 20, STR: 40kA/1SEC, CT TYPE: WOUND TYPE CT, INSULATION CLASS: B, CT SECONDARY TERMINAL ON P2 SIDE.
7094 | 11kV CAST RESIN CURRENT TRANSFORMER, CTR : 210/1-1A, CORE 1: 5VA, CLASS: 0.5, CORE 2: 5VA, CLASS: 5P20, STR: 25kA/1 SEC, CT SECONDARY TERMINAL ON P1 SIDE, WOUND TYPE. | CT | SWITCHGEAR | EC6C1BI91P13Y1ZX8N030 | ECS | - | - | Nos |  | Inventory | 11kV CAST RESIN CURRENT TRANSFORMER, CTR : 210/1-1A, CORE 1: 5VA, CLASS: 0.5, CORE 2: 5VA, CLASS: 5P20, STR: 25kA/1 SEC, CT SECONDARY TERMINAL ON P1 SIDE, WOUND TYPE.
7095 | 11kV CAST RESIN CURRENT TRANSFORMER, CTR: 600-1200/5-5-5A, CORE 1: 10VA, CLASS: 1.0, CORE 2: 10VA, CLASS: 5 P 10, CORE 3: PS, STR: 25kA/1 SEC, CT SECONDARY TERMINAL ON P1 SIDE, WOUND TYPE. . | CT | SWITCHGEAR | EC6C1BI91P13Y1ZX8N055 | ECS | 4 | NA | Nos |  | Inventory | 11kV CAST RESIN CURRENT TRANSFORMER, CTR: 600-1200/5-5-5A, CORE 1: 10VA, CLASS: 1.0, CORE 2: 10VA, CLASS: 5 P 10, CORE 3: PS, STR: 25kA/1 SEC, CT SECONDARY TERMINAL ON P1 SIDE, WOUND TYPE. .
7096 | 11kV CAST RESIN CURRENT TRANSFORMER, CTR: 300-600/5-5A, CORE 1: 10VA, CLASS: 1.0, CORE 2: 10VA, CLASS: 5 P 10, STR: 25kA/1 SEC, CT SECONDARY TERMINAL ON P2 SIDE, WOUND TYPE. | CT | SWITCHGEAR | EC6C1BI91P13Y1ZX8N056 | ECS | 4 | NA | Nos |  | Inventory | 11kV CAST RESIN CURRENT TRANSFORMER, CTR: 300-600/5-5A, CORE 1: 10VA, CLASS: 1.0, CORE 2: 10VA, CLASS: 5 P 10, STR: 25kA/1 SEC, CT SECONDARY TERMINAL ON P2 SIDE, WOUND TYPE.
7097 | 11kV CAST RESIN CURRENT TRANSFORMER, CTR: 600-1200/5-5A, CORE 1: 10VA, CLASS: 1.0, CORE 2: 10VA, CLASS: 5 P 10, STR: 25kA/1 SEC, CT SECONDARY TERMINAL ON P2 SIDE, WOUND TYPE. | CT | SWITCHGEAR | EC6C1BI91P13Y1ZX8N057 | ECS | 4 | NA | Nos |  | Inventory | 11kV CAST RESIN CURRENT TRANSFORMER, CTR: 600-1200/5-5A, CORE 1: 10VA, CLASS: 1.0, CORE 2: 10VA, CLASS: 5 P 10, STR: 25kA/1 SEC, CT SECONDARY TERMINAL ON P2 SIDE, WOUND TYPE.
7098 | 11kV CAST RESIN CURRENT TRANSFORMER, CTR :100/5-5A, CORE 1: 15VA, CLASS: 0.5, CORE 2: 15VA, CLASS: 5P20, STR: 18.4kA/1SEC, CT SECONDARY TERMINAL ON P1 SIDE, WOUND TYPE. | CT | SWITCHGEAR | EC6C1BI91P13Y1ZX8N075 | ECS | 4 | NA | Nos |  | Inventory | 11kV CAST RESIN CURRENT TRANSFORMER, CTR :100/5-5A, CORE 1: 15VA, CLASS: 0.5, CORE 2: 15VA, CLASS: 5P20, STR: 18.4kA/1SEC, CT SECONDARY TERMINAL ON P1 SIDE, WOUND TYPE.
7099 | 11kV CAST RESIN CURRENT TRANSFORMER, CTR :100/5-5A, CORE 1: 15VA, CLASS: 0.5, CORE 2: 15VA, CLASS: 5P20, STR: 18.4kA/1SEC, CT SECONDARY TERMINAL ON P2 SIDE, WOUND TYPE. | CT | SWITCHGEAR | EC6C1BI91P13Y1ZX8N075AA | ECS | 4 | NA | Nos |  | Inventory | 11kV CAST RESIN CURRENT TRANSFORMER, CTR :100/5-5A, CORE 1: 15VA, CLASS: 0.5, CORE 2: 15VA, CLASS: 5P20, STR: 18.4kA/1SEC, CT SECONDARY TERMINAL ON P2 SIDE, WOUND TYPE.
7100 | 33kV CAST RESIN CURRENT TRANSFORMER RATIO : 200/1-1A, CORE:1 10VA, CLASS: 0.2S, CORE:2 10VA, CLASS: 5P20, STR: 31.5kA/1SEC, CT TYPE: WOUND TYPE CT, CT SECONDARY TERMINAL ON P2 SIDE. | CT | SWITCHGEAR | EC6C1BI91P13Y1ZX8N077 | ECS | 4 | NA | Nos |  | Inventory | 33kV CAST RESIN CURRENT TRANSFORMER RATIO : 200/1-1A, CORE:1 10VA, CLASS: 0.2S, CORE:2 10VA, CLASS: 5P20, STR: 31.5kA/1SEC, CT TYPE: WOUND TYPE CT, CT SECONDARY TERMINAL ON P2 SIDE.
7101 | 33kV CAST RESIN CURRENT TRANSFORMER RATIO : 300/1-1A, CORE:1 10VA, CLASS: 0.2S, CORE:2 10VA, CLASS: 5P20, STR: 31.5kA/1SEC, CT TYPE: WOUND TYPE CT, CT SECONDARY TERMINAL ON P1 SIDE. | CT | SWITCHGEAR | EC6C1BI91P13Y1ZX8N078 | ECS | 4 | NA | Nos |  | Inventory | 33kV CAST RESIN CURRENT TRANSFORMER RATIO : 300/1-1A, CORE:1 10VA, CLASS: 0.2S, CORE:2 10VA, CLASS: 5P20, STR: 31.5kA/1SEC, CT TYPE: WOUND TYPE CT, CT SECONDARY TERMINAL ON P1 SIDE.
7102 | 33kV CAST RESIN CURRENT TRANSFORMER RATIO : 200/1-1A, CORE:1 10VA, CLASS: 0.2S, CORE:2 10VA, CLASS: 5P20, STR: 31.5kA/1SEC, CT TYPE: WOUND TYPE CT, CT SECONDARY TERMINAL ON P1 SIDE... | CT | SWITCHGEAR | EC6C1BI91P13Y1ZX8N0799 | ECS | 4 | NA | Nos |  | Inventory | 33kV CAST RESIN CURRENT TRANSFORMER RATIO : 200/1-1A, CORE:1 10VA, CLASS: 0.2S, CORE:2 10VA, CLASS: 5P20, STR: 31.5kA/1SEC, CT TYPE: WOUND TYPE CT, CT SECONDARY TERMINAL ON P1 SIDE...
7103 | 22kV CAST RESIN CURRENT TRANSFORMER RATIO: 50/1-1A, CORE 1: 10VA, CLASS: 0.5, CORE 2: 10VA, CLASS: 5P10, STR: 25kA/1SEC, CT TYPE: WOUND TYPE CT, CT SECONDARY TERMINAL ON P1 SIDE. | CT | SWITCHGEAR | EC6C1BI91P13Y1ZX8N080 | ECS | 4 | NA | Nos |  | Inventory | 22kV CAST RESIN CURRENT TRANSFORMER RATIO: 50/1-1A, CORE 1: 10VA, CLASS: 0.5, CORE 2: 10VA, CLASS: 5P10, STR: 25kA/1SEC, CT TYPE: WOUND TYPE CT, CT SECONDARY TERMINAL ON P1 SIDE.
7104 | 11kV CAST RESIN CURRENT TRANSFORMER, CTR : 200/1-1A, CORE 1: 15VA, CLASS: 0.5, CORE 2: 15VA, CLASS: 5P10, STR: 40kA/1SEC, CT SECONDARY TERMINAL ON P2 SIDE, WOUND TYPE. | CT | SWITCHGEAR | EC6C1BI91P13Y1ZX8N081 | ECS | 4 | NA | Nos |  | Inventory | 11kV CAST RESIN CURRENT TRANSFORMER, CTR : 200/1-1A, CORE 1: 15VA, CLASS: 0.5, CORE 2: 15VA, CLASS: 5P10, STR: 40kA/1SEC, CT SECONDARY TERMINAL ON P2 SIDE, WOUND TYPE.
7105 | 33kV CAST RESIN CURRENT TRANSFORMER RATIO: 100/1-1A, CORE 1: 15VA, CLASS: 0.2, CORE 2: 15VA, CLASS: 5P20, STR: 25kA/1SEC, CT TYPE: WOUND TYPE CT, CT SECONDARY TERMINAL ON P1 SIDE.... | CT | SWITCHGEAR | EC6C1BI91P13Y1ZX8N084 | ECS | - | - | Nos |  | Inventory | 33kV CAST RESIN CURRENT TRANSFORMER RATIO: 100/1-1A, CORE 1: 15VA, CLASS: 0.2, CORE 2: 15VA, CLASS: 5P20, STR: 25kA/1SEC, CT TYPE: WOUND TYPE CT, CT SECONDARY TERMINAL ON P1 SIDE....
7106 | 33kV CAST RESIN CURRENT TRANSFORMER RATIO: 150/1-1A, CORE 1: 15VA, CLASS: 0.2, CORE 2: 15VA, CLASS: 5P20, STR: 25kA/1SEC, CT TYPE: WOUND TYPE CT, CT SECONDARY TERMINAL ON P1 SIDE.... | - | SWITCHGEAR | EC6C1BI91P13Y1ZX8N085 | ECS | 4 | NA | Nos |  | Inventory | 33kV CAST RESIN CURRENT TRANSFORMER RATIO: 150/1-1A, CORE 1: 15VA, CLASS: 0.2, CORE 2: 15VA, CLASS: 5P20, STR: 25kA/1SEC, CT TYPE: WOUND TYPE CT, CT SECONDARY TERMINAL ON P1 SIDE....
7107 | 33kV CAST RESIN CURRENT TRANSFORMER RATIO : 100/1-1A, CORE:1 10VA, CLASS: 0.2S, CORE:2 10VA, CLASS: 5P20, STR: 31.5kA/1SEC, CT TYPE: WOUND TYPE CT, CT SECONDARY TERMINAL ON P2 SIDE. | CT | SWITCHGEAR | EC6C1BI91P13Y1ZX8N086 | ECS | - | - | Nos |  | Inventory | 33kV CAST RESIN CURRENT TRANSFORMER RATIO : 100/1-1A, CORE:1 10VA, CLASS: 0.2S, CORE:2 10VA, CLASS: 5P20, STR: 31.5kA/1SEC, CT TYPE: WOUND TYPE CT, CT SECONDARY TERMINAL ON P2 SIDE.
7108 | 33kV CAST RESIN CURRENT TRANSFORMER RATIO : 600/1-1-1-1A, CORE:1 10VA, CLASS: 0.2S, CORE:2 10VA, CLASS: 5P20, CORE: 3 CLASS: PS, CORE: 4 CLASS: PS STR: 31.5kA/1SEC, CT TYPE: WOUND TYPE CT, CT SECONDARY TERMINAL ON P2 SIDE. | - | SWITCHGEAR | EC6C1BI91P13Y1ZX8N087 | ECS | 4 | NA | Nos |  | Inventory | 33kV CAST RESIN CURRENT TRANSFORMER RATIO : 600/1-1-1-1A, CORE:1 10VA, CLASS: 0.2S, CORE:2 10VA, CLASS: 5P20, CORE: 3 CLASS: PS, CORE: 4 CLASS: PS STR: 31.5kA/1SEC, CT TYPE: WOUND TYPE CT, CT SECONDARY TERMINAL ON P2 SIDE.
7109 | 6.6KV CAST RESIN CURRENT TRANSFORMER RATIO : 2000/1-1A, CORE:1 - 5VA, CLASS: 0.2S, CORE:2 - 5VA, CLASS: 5P20, STR: 40kA/1SEC, CT TYPE: WINDOW TYPE CT, INSULATION CLASS: B, CT SECONDARY TERMINAL ON P2 SIDE. | CT | SWITCHGEAR | EC6C1BI91P13Y1ZX8N128 | ECS | - | - | Nos |  | Inventory | 6.6KV CAST RESIN CURRENT TRANSFORMER RATIO : 2000/1-1A, CORE:1 - 5VA, CLASS: 0.2S, CORE:2 - 5VA, CLASS: 5P20, STR: 40kA/1SEC, CT TYPE: WINDOW TYPE CT, INSULATION CLASS: B, CT SECONDARY TERMINAL ON P2 SIDE.
7110 | 33kV CAST RESIN CURRENT TRANSFORMER RATIO : 300/1-1A, CORE:1 10VA, CLASS: 0.2S, CORE:2 10VA, CLASS: 5P20, STR: 31.5kA/1SEC, CT TYPE: WOUND TYPE CT, CT SECONDARY TERMINAL ON P2 SIDE. | CT | SWITCHGEAR | EC6C1BI91P13Y1ZX8N978 | ECS | 4 | NA | Nos |  | Inventory | 33kV CAST RESIN CURRENT TRANSFORMER RATIO : 300/1-1A, CORE:1 10VA, CLASS: 0.2S, CORE:2 10VA, CLASS: 5P20, STR: 31.5kA/1SEC, CT TYPE: WOUND TYPE CT, CT SECONDARY TERMINAL ON P2 SIDE.
7111 | 33kV CAST RESIN CURRENT TRANSFORMER, CTR : 200/1-1A, CORE 1: 10VA, CLASS: 1, CORE 2: 10VA, CLASS: 5P20, STR: 26.3kA/3 SEC, CT SECONDARY TERMINAL ON P2 SIDE, WOUND TYPE. | CT | SWITCHGEAR | EC6C3AC51P22X5X8NNNN | ECS | - | - | Nos. |  | Inventory | 33kV CAST RESIN CURRENT TRANSFORMER, CTR : 200/1-1A, CORE 1: 10VA, CLASS: 1, CORE 2: 10VA, CLASS: 5P20, STR: 26.3kA/3 SEC, CT SECONDARY TERMINAL ON P2 SIDE, WOUND TYPE.
7112 | 33kV CAST RESIN CURRENT TRANSFORMER, CTR : 200-300/1-1A, CORE 1: 10VA, CLASS: 1, CORE 2: 10VA, CLASS: 5P20, STR: 26.3kA/3 SEC, CT SECONDARY TERMINAL ON P1 SIDE, WOUND TYPE. | CT | SWITCHGEAR | EC6C3AI11P12X5X8NNNN | ECS | - | - | Nos. |  | Inventory | 33kV CAST RESIN CURRENT TRANSFORMER, CTR : 200-300/1-1A, CORE 1: 10VA, CLASS: 1, CORE 2: 10VA, CLASS: 5P20, STR: 26.3kA/3 SEC, CT SECONDARY TERMINAL ON P1 SIDE, WOUND TYPE.
7113 | 33kV CAST RESIN CURRENT TRANSFORMER, CTR: 150/1-1A,CORE 1: 15VA, CLASS: 0.5, ISF<=5, CORE 2: 15VA, CLASS: 5P20, STR:25KA/1SEC, CT SECONDARY TERMINAL ON P1 SIDE, WOUND TYPE. | CT | SWITCHGEAR | EC6D1AA91P22X4X12187NN | ECS | - | - | Nos. |  | Inventory | 33kV CAST RESIN CURRENT TRANSFORMER, CTR: 150/1-1A,CORE 1: 15VA, CLASS: 0.5, ISF<=5, CORE 2: 15VA, CLASS: 5P20, STR:25KA/1SEC, CT SECONDARY TERMINAL ON P1 SIDE, WOUND TYPE.
7114 | 33kV CAST RESIN CURRENT TRANSFORMER, CTR: 300/1-1A, CORE 1: 15VA, CLASS: 0.5, ISF<=5, CORE 2: 15VA, CLASS: 5P20, STR:25KA/1SEC, CT SECONDARY TERMINAL ON P1 SIDE, WOUND TYPE. | CT | SWITCHGEAR | EC6D1AA91P22X4X9987NN | ECS | - | - | Nos. |  | Inventory | 33kV CAST RESIN CURRENT TRANSFORMER, CTR: 300/1-1A, CORE 1: 15VA, CLASS: 0.5, ISF<=5, CORE 2: 15VA, CLASS: 5P20, STR:25KA/1SEC, CT SECONDARY TERMINAL ON P1 SIDE, WOUND TYPE.
7115 | 33kV CAST RESIN CURRENT TRANSFORMER, CTR: 20/1-1A, CORE 1: 7.5VA, CLASS: 0.5, ISF<=5, CORE 2: 15VA, CLASS: 5P20, STR: 100OCF,CT SECONDARY TERMINAL ON P2 SIDE, WOUND TYPE. | CT | SWITCHGEAR | EC6D1AA91P2YYE4X9987NN | ECS | - | - | Nos. |  | Inventory | 33kV CAST RESIN CURRENT TRANSFORMER, CTR: 20/1-1A, CORE 1: 7.5VA, CLASS: 0.5, ISF<=5, CORE 2: 15VA, CLASS: 5P20, STR: 100OCF,CT SECONDARY TERMINAL ON P2 SIDE, WOUND TYPE.
7116 | 33kV CAST RESIN CURRENT TRANSFORMER, CTR : 250/1-1A, CORE 1: 10VA, CLASS : 0.5,CORE 2: 10VA, CLASS: 5 P 10, STR : 31.5 kA/1SEC, WOUND TYPE CT, CT SECONDARY TERMINAL ON P2 SIDE. INSULATION CLASS : CLASS B | CT | SWITCHGEAR | EC6D1AC71P22X3X6NNNN | ECS | - | - | Nos. |  | Inventory | 33kV CAST RESIN CURRENT TRANSFORMER, CTR : 250/1-1A, CORE 1: 10VA, CLASS : 0.5,CORE 2: 10VA, CLASS: 5 P 10, STR : 31.5 kA/1SEC, WOUND TYPE CT, CT SECONDARY TERMINAL ON P2 SIDE. INSULATION CLASS : CLASS B
7117 | 33kV CAST RESIN CURRENT TRANSFORMER RATIO: 50-100/1-1A, CORE:1 15VA, CLASS: 0.5, CORE:2 15VA, CLASS: 5P20, STR: 31.5kA/1SEC, CT TYPE: WOUND TYPE CT, INSULATION CLASS: B, CT SECONDARY TERMINAL ON P2 SIDE. | CT | SWITCHGEAR | EC6D1AH51P22Y3Y8NNNN | ECS | - | - | Nos. |  | Inventory | 33kV CAST RESIN CURRENT TRANSFORMER RATIO: 50-100/1-1A, CORE:1 15VA, CLASS: 0.5, CORE:2 15VA, CLASS: 5P20, STR: 31.5kA/1SEC, CT TYPE: WOUND TYPE CT, INSULATION CLASS: B, CT SECONDARY TERMINAL ON P2 SIDE.
7118 | 33kV CAST RESIN CURRENT TRANSFORMER, CTR :150-100/5-5A, CORE 1: 15VA, CLASS: 1.0, CORE 2: 15VA, CLASS: 5P10, STR: 31.5kA/1 SEC,WOUND TYPE. SECONDARY TERMINALS ON P1 SIDE. | CT | SWITCHGEAR | EC6D1AH75P12Y5Y6NNNN | ECS | - | - | Nos. |  | Inventory | 33kV CAST RESIN CURRENT TRANSFORMER, CTR :150-100/5-5A, CORE 1: 15VA, CLASS: 1.0, CORE 2: 15VA, CLASS: 5P10, STR: 31.5kA/1 SEC,WOUND TYPE. SECONDARY TERMINALS ON P1 SIDE.
7119 | 11kV CAST RESIN CURRENT TRANSFORMER RATIO : 210/1A, CORE:1 -7.5VA, CLASS: 5P20 STR: 20kA/1SEC, CT TYPE: WOUND TYPE CT, CT SECONDARY TERMINAL ON P1 SIDE. | CT | SWITCHGEAR | EC6D1AI21P22Z3Z8NNNM | ECS | - | - | Nos. |  | Inventory | 11kV CAST RESIN CURRENT TRANSFORMER RATIO : 210/1A, CORE:1 -7.5VA, CLASS: 5P20 STR: 20kA/1SEC, CT TYPE: WOUND TYPE CT, CT SECONDARY TERMINAL ON P1 SIDE.
7120 | 33kV CAST RESIN CURRENT TRANSFORMER RATIO : 125-150/5-5A, CORE 1: 15VA, CLASS: 0.2s, CORE 2: 15VA, CLASS: 5 P 20, STR: 31.5kA/1SEC, CT TYPE: WOUND TYPE CT, CT SECONDARY TERMINAL ON P1 SIDE | CT | SWITCHGEAR | EC6D1AK95P12Y1Y8NNNN | ECS | - | - | Nos. |  | Inventory | 33kV CAST RESIN CURRENT TRANSFORMER RATIO : 125-150/5-5A, CORE 1: 15VA, CLASS: 0.2s, CORE 2: 15VA, CLASS: 5 P 20, STR: 31.5kA/1SEC, CT TYPE: WOUND TYPE CT, CT SECONDARY TERMINAL ON P1 SIDE
7121 | 33kV CAST RESIN CURRENT TRANSFORMER, CTR: 300/1-1A, CORE 1: 15VA, CLASS: 0.5, ISF<=5, CORE 2: 15VA, CLASS: 5P20, STR:25KA/1SEC,CT SECONDARY TERMINAL ON P2 SIDE, WOUND TYPE. | CT | SWITCHGEAR | EC6D1BB91P22X4X9987NN | ECS | - | - | Nos. |  | Inventory | 33kV CAST RESIN CURRENT TRANSFORMER, CTR: 300/1-1A, CORE 1: 15VA, CLASS: 0.5, ISF<=5, CORE 2: 15VA, CLASS: 5P20, STR:25KA/1SEC,CT SECONDARY TERMINAL ON P2 SIDE, WOUND TYPE.
7122 | 33kV CAST RESIN CURRENT TRANSFORMER, CTR : 10/1-1A, CORE 1: 10VA, CLASS: 0.2s, CORE 2: 10VA, CLASS: 5 P 20, STR: 2kA/1 SEC, CT SECONDARY TERMINAL ON P1 SIDE, WOUND TYPE. | CT | SWITCHGEAR | EC6D3AA11P12Y1X8NNNN | ECS | - | - | Nos. |  | Inventory | 33kV CAST RESIN CURRENT TRANSFORMER, CTR : 10/1-1A, CORE 1: 10VA, CLASS: 0.2s, CORE 2: 10VA, CLASS: 5 P 20, STR: 2kA/1 SEC, CT SECONDARY TERMINAL ON P1 SIDE, WOUND TYPE.
7123 | 33kV CAST RESIN CURRENT TRANSFORMER RATIO : 200/1-1A, CORE:1 -5VA, CLASS: 0.2S, CORE:2-5VA, CLASS: 5P20, STR: 31.5kA/3SEC, CT TYPE: WOUND TYPE CT, CT SECONDARY TERMINAL ON P1 SIDE. | CT | SWITCHGEAR | EC6D3AC51P12V1V8NNNN | ECS | - | - | Nos. |  | Inventory | 33kV CAST RESIN CURRENT TRANSFORMER RATIO : 200/1-1A, CORE:1 -5VA, CLASS: 0.2S, CORE:2-5VA, CLASS: 5P20, STR: 31.5kA/3SEC, CT TYPE: WOUND TYPE CT, CT SECONDARY TERMINAL ON P1 SIDE.
7124 | 33kV CAST RESIN CURRENT TRANSFORMER RATIO : 200/1-1A, CORE:1 -5VA, CLASS: 0.5, CORE:2-5VA, CLASS: 5P20, STR: 31.5kA/3SEC, CT TYPE: WOUND TYPE CT, CT SECONDARY TERMINAL ON P1 SIDE. | CT | SWITCHGEAR | EC6D3AC51P12V3V8NNNN | ECS | - | - | Nos. |  | Inventory | 33kV CAST RESIN CURRENT TRANSFORMER RATIO : 200/1-1A, CORE:1 -5VA, CLASS: 0.5, CORE:2-5VA, CLASS: 5P20, STR: 31.5kA/3SEC, CT TYPE: WOUND TYPE CT, CT SECONDARY TERMINAL ON P1 SIDE.
7125 | 33kV CAST RESIN CURRENT TRANSFORMER RATIO : 600/1-1A, CORE:1 -5VA, CLASS: 0.2S, CORE:2- 5VA, CLASS: 5P20, STR: 31.5kA/3SEC, CT TYPE: WOUND TYPE CT, CT SECONDARY TERMINAL ON P2 SIDE. | CT | SWITCHGEAR | EC6D3AE11P22V1V8NNNN | ECS | - | - | Nos. |  | Inventory | 33kV CAST RESIN CURRENT TRANSFORMER RATIO : 600/1-1A, CORE:1 -5VA, CLASS: 0.2S, CORE:2- 5VA, CLASS: 5P20, STR: 31.5kA/3SEC, CT TYPE: WOUND TYPE CT, CT SECONDARY TERMINAL ON P2 SIDE.
7126 | 33 kV CAST RESIN CURRENT TRANSFORMER, CTR : 800/1-1 A, CORE 1: 10VA, CLASS: 0.2, CORE 2: 10VA, CLASS: 5P20, STR: 31.5kA/1 SEC, CT SECONDARY TERMINAL ON P2 SIDE, WOUND TYPE. | - | SWITCHGEAR | EC6D3AE51P22X2X8NNNN | ECS | - | - | Nos. |  | Inventory | 33 kV CAST RESIN CURRENT TRANSFORMER, CTR : 800/1-1 A, CORE 1: 10VA, CLASS: 0.2, CORE 2: 10VA, CLASS: 5P20, STR: 31.5kA/1 SEC, CT SECONDARY TERMINAL ON P2 SIDE, WOUND TYPE.
7127 | 33kV CAST RESIN CURRENT TRANSFORMER, CTR : 2500/1-1-1 A, CORE 1: 10VA, CLASS: 0.2, CORE 2: 15VA, CLASS: 5 P 20, CORE 3: 15VA, CLASS: 5 P 20 , STR: 31.5kA/3 SEC, CT SECONDARY TERMINAL ON P2 SIDE, WOUND TYPE. | CT | SWITCHGEAR | EC6D3AG61P23X2Y8Y8NN | ECS | - | - | Nos. |  | Inventory | 33kV CAST RESIN CURRENT TRANSFORMER, CTR : 2500/1-1-1 A, CORE 1: 10VA, CLASS: 0.2, CORE 2: 15VA, CLASS: 5 P 20, CORE 3: 15VA, CLASS: 5 P 20 , STR: 31.5kA/3 SEC, CT SECONDARY TERMINAL ON P2 SIDE, WOUND TYPE.
7128 | 33kV CAST RESIN CURRENT TRANSFORMER, CTR : 800-400/1-1-1 A, CORE 1: 10VA, CLASS: 0.2, CORE 2: 15VA, CLASS: 5 P 20, CORE 3: 15VA, CLASS: 5 P 20, STR: 31.5kA/3 SEC, CT SECONDARY TERMINAL ON P2 SIDE, WOUND TYPE. | CT | SWITCHGEAR | EC6D3AI61P23X2Y8Y8NN | ECS | - | - | Nos. |  | Inventory | 33kV CAST RESIN CURRENT TRANSFORMER, CTR : 800-400/1-1-1 A, CORE 1: 10VA, CLASS: 0.2, CORE 2: 15VA, CLASS: 5 P 20, CORE 3: 15VA, CLASS: 5 P 20, STR: 31.5kA/3 SEC, CT SECONDARY TERMINAL ON P2 SIDE, WOUND TYPE.
7129 | 33kV CAST RESIN CURRENT TRANSFORMER RATIO : 1000-500/1-1A, CORE:1 - CLASS: PS, Vk>=250V, Rct<2.5 OHMS, Imag<=60mA @ Vk/2 - @500A, Vk>=500V, Rct<5 OHMS, Imag<=30mA @ Vk/2- @1000A, STR: 31.5kA/3SEC, CT TYPE: WOUND TYPE CT, CT SECONDARY TERMINAL ON P2 SIDE. | CT | SWITCHGEAR | EC6D3AI71P21N9NNNNNN | ECS | - | - | Nos. |  | Inventory | 33kV CAST RESIN CURRENT TRANSFORMER RATIO : 1000-500/1-1A, CORE:1 - CLASS: PS, Vk>=250V, Rct<2.5 OHMS, Imag<=60mA @ Vk/2 - @500A, Vk>=500V, Rct<5 OHMS, Imag<=30mA @ Vk/2- @1000A, STR: 31.5kA/3SEC, CT TYPE: WOUND TYPE CT, CT SECONDARY TERMINAL ON P2 SIDE.
7130 | 33kV CAST RESIN CURRENT TRANSFORMER RATIO : 120/1-1A, CORE:1 -5VA, CLASS: 0.2S, CORE:2-5VA, CLASS: 5P20, STR: 31.5kA/3SEC, CT TYPE: WOUND TYPE CT, CT SECONDARY TERMINAL ON P1 SIDE. | CT | SWITCHGEAR | EC6D3AJ31P12V1V8NNNN | ECS | - | - | Nos. |  | Inventory | 33kV CAST RESIN CURRENT TRANSFORMER RATIO : 120/1-1A, CORE:1 -5VA, CLASS: 0.2S, CORE:2-5VA, CLASS: 5P20, STR: 31.5kA/3SEC, CT TYPE: WOUND TYPE CT, CT SECONDARY TERMINAL ON P1 SIDE.
7131 | 33kV CAST RESIN CURRENT TRANSFORMER RATIO : 220/1-1A, CORE:1 -5VA, CLASS: 0.2S, CORE:2-5VA, CLASS: 5P20, STR: 31.5kA/3SEC, CT TYPE: WOUND TYPE CT, CT SECONDARY TERMINAL ON P1 SIDE. | CT | SWITCHGEAR | EC6D3AJ51P12V1V8NNNN | ECS | - | - | Nos. |  | Inventory | 33kV CAST RESIN CURRENT TRANSFORMER RATIO : 220/1-1A, CORE:1 -5VA, CLASS: 0.2S, CORE:2-5VA, CLASS: 5P20, STR: 31.5kA/3SEC, CT TYPE: WOUND TYPE CT, CT SECONDARY TERMINAL ON P1 SIDE.
7132 | 33kV CAST RESIN CURRENT TRANSFORMER RATIO : 220/1-1A, CORE:1 -5VA, CLASS: 0.5, CORE:2-5VA, CLASS: 5P20, STR: 31.5kA/3SEC, CT TYPE: WOUND TYPE CT, CT SECONDARY TERMINAL ON P1 SIDE. | CT | SWITCHGEAR | EC6D3AJ51P12V3V8NNNN | ECS | - | - | Nos. |  | Inventory | 33kV CAST RESIN CURRENT TRANSFORMER RATIO : 220/1-1A, CORE:1 -5VA, CLASS: 0.5, CORE:2-5VA, CLASS: 5P20, STR: 31.5kA/3SEC, CT TYPE: WOUND TYPE CT, CT SECONDARY TERMINAL ON P1 SIDE.
7133 | 33kV CAST RESIN CURRENT TRANSFORMER RATIO : 320/1-1A, CORE:1 -5VA, CLASS: 0.2S, CORE:2- 5VA, CLASS: 5P20, STR: 31.5kA/3SEC, CT TYPE: WOUND TYPE CT, CT SECONDARY TERMINAL ON P2 SIDE. | CT | SWITCHGEAR | EC6D3AJ61P22V1V8NNNN | ECS | - | - | Nos. |  | Inventory | 33kV CAST RESIN CURRENT TRANSFORMER RATIO : 320/1-1A, CORE:1 -5VA, CLASS: 0.2S, CORE:2- 5VA, CLASS: 5P20, STR: 31.5kA/3SEC, CT TYPE: WOUND TYPE CT, CT SECONDARY TERMINAL ON P2 SIDE.
7134 | 33kV CAST RESIN CURRENT TRANSFORMER RATIO : 270/1-1A, CORE:1 -5VA, CLASS: 0.2S, CORE:2-5VA, CLASS: 5P20, STR: 31.5kA/3SEC, CT TYPE: WOUND TYPE CT, CT SECONDARY TERMINAL ON P1 SIDE.- | CT | SWITCHGEAR | EC6D3AJ71P12V1V8NNNN | ECS | - | - | Nos. |  | Inventory | 33kV CAST RESIN CURRENT TRANSFORMER RATIO : 270/1-1A, CORE:1 -5VA, CLASS: 0.2S, CORE:2-5VA, CLASS: 5P20, STR: 31.5kA/3SEC, CT TYPE: WOUND TYPE CT, CT SECONDARY TERMINAL ON P1 SIDE.-
7135 | 33kV CAST RESIN CURRENT TRANSFORMER RATIO : 270/1-1A, CORE:1 -5VA, CLASS: 0.5, CORE:2-5VA, CLASS: 5P20, STR: 31.5kA/3SEC, CT TYPE: WOUND TYPE CT, CT SECONDARY TERMINAL ON P1 SIDE. | CT | SWITCHGEAR | EC6D3AJ71P12V3V8NNNN | ECS | - | - | Nos. |  | Inventory | 33kV CAST RESIN CURRENT TRANSFORMER RATIO : 270/1-1A, CORE:1 -5VA, CLASS: 0.5, CORE:2-5VA, CLASS: 5P20, STR: 31.5kA/3SEC, CT TYPE: WOUND TYPE CT, CT SECONDARY TERMINAL ON P1 SIDE.
7136 | 33kV CAST RESIN CURRENT TRANSFORMER, CTR : 1200-800/1-1-1 A, CORE 1: 10VA, CLASS: 0.2, CORE 2: 15VA, CLASS: 5 P 20, CORE 3: 15VA, CLASS: 5 P 20, STR: 31.5kA/3 SEC, CT SECONDARY TERMINAL ON P1 SIDE, WOUND TYPE. | CT | SWITCHGEAR | EC6D3AK61P13X2Y8Y8NN | ECS | - | - | Nos. |  | Inventory | 33kV CAST RESIN CURRENT TRANSFORMER, CTR : 1200-800/1-1-1 A, CORE 1: 10VA, CLASS: 0.2, CORE 2: 15VA, CLASS: 5 P 20, CORE 3: 15VA, CLASS: 5 P 20, STR: 31.5kA/3 SEC, CT SECONDARY TERMINAL ON P1 SIDE, WOUND TYPE.
7137 | 33 kV CAST RESIN CURRENT TRANSFORMER, CTR : 2000/1-1-1 A, CORE 1: 10VA, CLASS: 0.2, CORE 2: 10VA, CLASS: 5 P 20, CORE 3: CLASS: PS, VK>=400V, RCT<=6Ohm, Imag<=30mA @VK/2, STR: 31.5kA/1 SEC, CT SECONDARY TERMINAL ON P1 SIDE, WINDOW TYPE. | CT | SWITCHGEAR | EC6D3BG41P13X2X8N9NN | ECS | - | - | Nos. |  | Inventory | 33 kV CAST RESIN CURRENT TRANSFORMER, CTR : 2000/1-1-1 A, CORE 1: 10VA, CLASS: 0.2, CORE 2: 10VA, CLASS: 5 P 20, CORE 3: CLASS: PS, VK>=400V, RCT<=6Ohm, Imag<=30mA @VK/2, STR: 31.5kA/1 SEC, CT SECONDARY TERMINAL ON P1 SIDE, WINDOW TYPE.
7138 | 33 kV CAST RESIN CURRENT TRANSFORMER, CTR : 2000/1-1 A, CORE 1: 10VA, CLASS: 0.2, CORE 2: 10VA, CLASS: 5P20, STR: 31.5kA/1 SEC, CT SECONDARY TERMINAL ON P2 SIDE, WINDOW TYPE. | - | SWITCHGEAR | EC6D3BG41P22X2X8NNNN | ECS | - | - | Nos. |  | Inventory | 33 kV CAST RESIN CURRENT TRANSFORMER, CTR : 2000/1-1 A, CORE 1: 10VA, CLASS: 0.2, CORE 2: 10VA, CLASS: 5P20, STR: 31.5kA/1 SEC, CT SECONDARY TERMINAL ON P2 SIDE, WINDOW TYPE.
7139 | 33kV CT, CTR:100/5A-5A, CORE-1: 10VA CL:0.2s, CORE-2: 10VA CL:5P10, STR:18.3kA/1 sec, Wound TYPE, SECONDARY TERMINALS ON: P1 , DRG NO - E4-863/29 , Rev. 00, MODEL : RCT33E02 | CT | SWITCHGEAR | EC6F1AC15P12X1X6NNNN | ECS | 33 | - | Nos. |  | Inventory | 33kV CT, CTR:100/5A-5A, CORE-1: 10VA CL:0.2s, CORE-2: 10VA CL:5P10, STR:18.3kA/1 sec, Wound TYPE, SECONDARY TERMINALS ON: P1 , DRG NO - E4-863/29 , Rev. 00, MODEL : RCT33E02
7140 | 33kV CAST RESIN CURRENT TRANSFORMER RATIO : 25/1-1A, CORE 1: 10VA, CLASS: 0.2S, CORE 2: 10VA, CLASS: 5 P 20, STR: 100OCF, CT TYPE: WOUND TYPE CT, CT SECONDARY TERMINAL ON P2 SIDE. | CT | SWITCHGEAR | EC6N1AA41P22X1X8NNNN | ECS | - | - | Nos. |  | Inventory | 33kV CAST RESIN CURRENT TRANSFORMER RATIO : 25/1-1A, CORE 1: 10VA, CLASS: 0.2S, CORE 2: 10VA, CLASS: 5 P 20, STR: 100OCF, CT TYPE: WOUND TYPE CT, CT SECONDARY TERMINAL ON P2 SIDE.
7141 | 33kV CAST RESIN CURRENT TRANSFORMER, CTR: 35/1-1A, CORE 1: 5VA, CLASS: 0.2S, CORE 2: 5VA, CLASS: 5P20, STR: 25kA/1SEC., CT SECONDARY TERMINAL ON P1 SIDE, WOUND TYPE. | CT | SWITCHGEAR | EC6N1BA61P12V1V8NNNN | ECS | - | - | Nos. |  | Inventory | 33kV CAST RESIN CURRENT TRANSFORMER, CTR: 35/1-1A, CORE 1: 5VA, CLASS: 0.2S, CORE 2: 5VA, CLASS: 5P20, STR: 25kA/1SEC., CT SECONDARY TERMINAL ON P1 SIDE, WOUND TYPE.
7142 | 33kV CAST RESIN CURRENT TRANSFORMER RATIO : 100/1-1A, CORE:1 5VA, CLASS: 0.5, CORE:2 5VA, CLASS: 5 P 20, STR: 25kA/1SEC, CT TYPE: WOUND TYPE CT, CT SECONDARY TERMINAL ON P1 SIDE. | CT | SWITCHGEAR | EC6N1BC11P12V3V8NNNN | ECS | - | - | Nos. |  | Inventory | 33kV CAST RESIN CURRENT TRANSFORMER RATIO : 100/1-1A, CORE:1 5VA, CLASS: 0.5, CORE:2 5VA, CLASS: 5 P 20, STR: 25kA/1SEC, CT TYPE: WOUND TYPE CT, CT SECONDARY TERMINAL ON P1 SIDE.
7386 | 11KV VOLTAGE DETECTOR INSULATOR kV/PF : 11kV/150 pF (±10 %) Make : ECS | VDI | SWITCHGEAR | EVDI11-E4-872-REV 08 | ECS | _ | NA | Nos | None | Inventory | 11KV VOLTAGE DETECTOR INSULATOR kV/PF : 11kV/150 pF (±10 %) Make : ECS
7388 | VOLTAGE DETECTOR INSULATOR, 15kV. | VDI | SWITCHGEAR | EVDI15KV | ECS | - | - | Nos. |  | Inventory | VOLTAGE DETECTOR INSULATOR, 15kV.
7389 | 22KV VOLTAGE DETECTOR INSULATOR kV/PF : 22kV/75 pF (±10 %) Make : ECS | VDI | SWITCHGEAR | EVDI22B-E3-075/A-REV03 | ECS | _ | NA | Nos |  | Inventory | 22KV VOLTAGE DETECTOR INSULATOR kV/PF : 22kV/75 pF (±10 %) Make : ECS
7390 | 22KV VOLTAGE DETECTOR INSULATOR kV/PF : 22kV/75 pF (±10 %) Make : ECS | VDI | SWITCHGEAR | EVDI24B-E3-086/I REV 01 | ECS | _ | NA | Nos | None | Inventory | 22KV VOLTAGE DETECTOR INSULATOR kV/PF : 22kV/75 pF (±10 %) Make : ECS
7391 | 30KV VOLTAGE DETECTOR INSULATOR | VDI | SWITCHGEAR | EVDI30KV | ECS | - | - | Nos. |  | Inventory | 30KV VOLTAGE DETECTOR INSULATOR
7392 | 33KV VOLTAGE DETECTOR INSULATOR kV/PF : 33kV/50 pF (±10 %) Make : ECS | VDI | SWITCHGEAR | EVDI33B-E3-075/A REV 03 | ECS | _ | NA | Nos | None | Inventory | 33KV VOLTAGE DETECTOR INSULATOR kV/PF : 33kV/50 pF (±10 %) Make : ECS
7394 | VOLTAGE DETECTOR INSULATOR, 6.6kV. | VDI | SWITCHGEAR | EVDI6.6KV | ECS | - | - | Nos. |  | Inventory | VOLTAGE DETECTOR INSULATOR, 6.6kV.
7395 | VDI INDICATOR VOLTAGE INDICATING UNIT W/O P/B Make : ECS | VDI | SWITCHGEAR | EVIU-02-E4-860-3 REV 0 | ECS | _ | NA | Nos | None | Inventory | VDI INDICATOR VOLTAGE INDICATING UNIT W/O P/B Make : ECS
7397 | VOLTAGE PRESENCE INDICATOR SUITABLE FOR 30kV VOLTAGE DETECTING INSULATOR. | VDI | SWITCHGEAR | EVIU-30KV | ECS | - | - | Nos. |  | Inventory | VOLTAGE PRESENCE INDICATOR SUITABLE FOR 30kV VOLTAGE DETECTING INSULATOR.
7398 | VOLTAGE PRESENCE INDICATOR SUITABLE FOR 33kV VOLTAGE DETECTING INSULATOR. | VDI | SWITCHGEAR | EVIU-33KV | ECS | - | - | Nos. |  | Inventory | VOLTAGE PRESENCE INDICATOR SUITABLE FOR 33kV VOLTAGE DETECTING INSULATOR.
7399 | VOLTAGE PRESENCE INDICATOR SUITABLE FOR 6.6kV VOLTAGE DETECTING INSULATOR. | VDI | SWITCHGEAR | EVIU-6.6KV | ECS | - | - | Nos. |  | Inventory | VOLTAGE PRESENCE INDICATOR SUITABLE FOR 6.6kV VOLTAGE DETECTING INSULATOR.
13503 | 11kV CAST RESIN CURRENT TRANSFORMER, CTR : 100/1-1A, CORE 1: 10VA, CLASS: 0.5, CORE 2: 10VA, CLASS: 5P10, STR: 26kA/1SEC, CT SECONDARY TERMINAL ON P1 SIDE, WOUND TYPE. | CT | SWITCHGEAR | PR6C1BI91P13Y1ZX8N017 | ECS | - | - | Nos |  | Inventory | 11kV CAST RESIN CURRENT TRANSFORMER, CTR : 100/1-1A, CORE 1: 10VA, CLASS: 0.5, CORE 2: 10VA, CLASS: 5P10, STR: 26kA/1SEC, CT SECONDARY TERMINAL ON P1 SIDE, WOUND TYPE.
15578 | test 6.3kV CAST RESIN CURRENT TRANSFORMER, CTR : 500/1-1-1A, CORE 1: 20VA, CLASS: 0.5, CORE 2: 15VA, CLASS: 5P20, CORE 3: 15VA, CLASS: 5P20, STR:25KA/1 SEC, WOUND TYPE, CT SECONDARY TERMINAL ON P1 SIDE. | CT | SWITCHGEAR | TEST-CT | ECS | 11 | - | Nos. |  | Inventory | test 6.3kV CAST RESIN CURRENT TRANSFORMER, CTR : 500/1-1-1A, CORE 1: 20VA, CLASS: 0.5, CORE 2: 15VA, CLASS: 5P20, CORE 3: 15VA, CLASS: 5P20, STR:25KA/1 SEC, WOUND TYPE, CT SECONDARY TERMINAL ON P1 SIDE.
15579 | la test | CT | SWITCHGEAR | TEST-LA | ECS | 11 | - | Nos. |  | Inventory | la test
15580 | la test 1 | CT | SWITCHGEAR | TEST-LA1 | ECS | 11 | - | Nos. |  | Inventory | la test 1
15582 | pt for test | CT | SWITCHGEAR | TEST-PT | ECS | 11 | - | Nos. |  | Inventory | pt for test
16240 | Voltage Indicating Unit R - Y- B Indication 110V DC Auxiliary Supply Capacitor value: 150 pF, SUITABLE FOR 11kV VOLTAGE DETECTING INSULATOR.Model - VIU12B | VDI | SWITCHGEAR | VIU12B-11KV-110VDC | ECS | _ | NA | Nos. |  | Inventory | Voltage Indicating Unit R - Y- B Indication 110V DC Auxiliary Supply Capacitor value: 150 pF, SUITABLE FOR 11kV VOLTAGE DETECTING INSULATOR.Model - VIU12B
16241 | Voltage Indicating Unit R - Y- B Indication 230 VAC Auxiliary Supply Capacitor value: 150 pF, SUITABLE FOR 11kV VOLTAGE DETECTING INSULATOR.Model - VIU12B | VDI | SWITCHGEAR | VIU12B-11KV-230VAC | ECS | _ | NA | Nos. |  | Inventory | Voltage Indicating Unit R - Y- B Indication 230 VAC Auxiliary Supply Capacitor value: 150 pF, SUITABLE FOR 11kV VOLTAGE DETECTING INSULATOR.Model - VIU12B
16242 | Voltage Indicating Unit R - Y- B Indication 230V AC Auxiliary Supply Capacitor value: 50 pF, BIL: 24/50/125KV, 22KV 2 changeover relay, common for all 3- phase. Relay threshold setting : LED indication at 1.8 - 2.0 KV and Relay Setting at 0.8KV Drg No. : E4-860/14-1 , Rev. : 00 Model - VIU12B | VDI | SWITCHGEAR | VIU12B-22KV-230VAC | ECS | _ | NA | Nos |  | Inventory | Voltage Indicating Unit R - Y- B Indication 230V AC Auxiliary Supply Capacitor value: 50 pF, BIL: 24/50/125KV, 22KV 2 changeover relay, common for all 3- phase. Relay threshold setting : LED indication at 1.8 - 2.0 KV and Relay Setting at 0.8KV Drg No. : E4-860/14-1 , Rev. : 00 Model - VIU12B
16243 | Voltage Indicating Unit R - Y- B Indication 110V DC Auxiliary Supply Capacitor value: 50 pF, BIL: 36/70/170KV, 33KV 2 changeover relay, common for all 3- phase. Relay threshold setting : LED indication at 1.8 - 2.0 KV and Relay Setting at 0.8KV Drg No. : E4-860/14-1 , Rev. : 00 Model - VIU12B | VDI | SWITCHGEAR | VIU12B-33KV-110VDC | ECS | _ | NA | Nos |  | Inventory | Voltage Indicating Unit R - Y- B Indication 110V DC Auxiliary Supply Capacitor value: 50 pF, BIL: 36/70/170KV, 33KV 2 changeover relay, common for all 3- phase. Relay threshold setting : LED indication at 1.8 - 2.0 KV and Relay Setting at 0.8KV Drg No. : E4-860/14-1 , Rev. : 00 Model - VIU12B
16244 | Voltage Indicating Unit R - Y- B Indication 220V DC Auxiliary Supply Capacitor value: 50 pF, BIL: 36/70/170KV, 33KV 2 changeover relay, common for all 3- phase. Relay threshold setting : LED indication at 1.8 - 2.0 KV and Relay Setting at 0.8KV Rev. : 00 Model - VIU12B | VDI | SWITCHGEAR | VIU12B-33KV-220VDC | ECS | _ | NA | Nos |  | Inventory | Voltage Indicating Unit R - Y- B Indication 220V DC Auxiliary Supply Capacitor value: 50 pF, BIL: 36/70/170KV, 33KV 2 changeover relay, common for all 3- phase. Relay threshold setting : LED indication at 1.8 - 2.0 KV and Relay Setting at 0.8KV Rev. : 00 Model - VIU12B
16245 | Voltage Indicating Unit R - Y- B Indication 230V AC Auxiliary Supply Capacitor value: 50 pF, BIL: 36/70/170KV, 33KV 2 changeover relay, common for all 3- phase. Relay threshold setting : LED indication at 1.8 - 2.0 KV and Relay Setting at 0.8KV Drg No. : E4-860/14-1 , Rev. : 00 Model - VIU12B | VDI | SWITCHGEAR | VIU12B-33KV-230VAC | ECS | _ | NA | Nos |  | Inventory | Voltage Indicating Unit R - Y- B Indication 230V AC Auxiliary Supply Capacitor value: 50 pF, BIL: 36/70/170KV, 33KV 2 changeover relay, common for all 3- phase. Relay threshold setting : LED indication at 1.8 - 2.0 KV and Relay Setting at 0.8KV Drg No. : E4-860/14-1 , Rev. : 00 Model - VIU12B
7171 | TAPE WOUND LT CT, WINDOW TYPE, RATIO: 1000/5A, 5 VA, Class 0.5, WINDOW ID : 80MM, | LT CT | SWITCHGEAR | EIC-LT-TW-WI-1000/5A | EIC | _ | NA | Nos | None | Inventory | TAPE WOUND LT CT, WINDOW TYPE, RATIO: 1000/5A, 5 VA, Class 0.5, WINDOW ID : 80MM,
7172 | TAPE WOUND LT CT, WINDOW TYPE, RATIO: 1600/5A, 5 VA, Class 0.5, WINDOW ID : 105MM, | LT CT | SWITCHGEAR | EIC-LT-TW-WI-1600/5A | EIC | _ | NA | Nos | None | Inventory | TAPE WOUND LT CT, WINDOW TYPE, RATIO: 1600/5A, 5 VA, Class 0.5, WINDOW ID : 105MM,
7173 | TAPE WOUND LT CT, WINDOW TYPE, RATIO: 320/5A, 5 VA, Class 0.5, WINDOW ID : 45MM, | LT CT | SWITCHGEAR | EIC-LT-TW-WI-320/5A | EIC | _ | NA | Nos | None | Inventory | TAPE WOUND LT CT, WINDOW TYPE, RATIO: 320/5A, 5 VA, Class 0.5, WINDOW ID : 45MM,
7174 | TAPE WOUND LT CT, WINDOW TYPE, RATIO: 500/5A, 5 VA, Class 0.5, WINDOW ID : 60MM, | LT CT | SWITCHGEAR | EIC-LT-TW-WI-500/5A | EIC | _ | NA | Nos | None | Inventory | TAPE WOUND LT CT, WINDOW TYPE, RATIO: 500/5A, 5 VA, Class 0.5, WINDOW ID : 60MM,
7175 | TAPE WOUND LT CT, WINDOW TYPE, RATIO: 63/5A, 5 VA, Class 1.0, WINDOW ID : 30MM, | LT CT | SWITCHGEAR | EIC-LT-TW-WI-63/5A | EIC | _ | NA | Nos | None | Inventory | TAPE WOUND LT CT, WINDOW TYPE, RATIO: 63/5A, 5 VA, Class 1.0, WINDOW ID : 30MM,
7176 | TAPE WOUND LT CT, WINDOW TYPE, RATIO: 630/5A, 5 VA, Class 0.5, WINDOW ID : 60MM, | LT CT | SWITCHGEAR | EIC-LT-TW-WI-630/5A | EIC | _ | NA | Nos | None | Inventory | TAPE WOUND LT CT, WINDOW TYPE, RATIO: 630/5A, 5 VA, Class 0.5, WINDOW ID : 60MM,
7177 | TAPE WOUND LT CT, WINDOW TYPE, RATIO: 800/5A, 5 VA, Class 0.5, WINDOW ID : 70MM, | LT CT | SWITCHGEAR | EIC-LT-TW-WI-800/5A | EIC | _ | NA | Nos | None | Inventory | TAPE WOUND LT CT, WINDOW TYPE, RATIO: 800/5A, 5 VA, Class 0.5, WINDOW ID : 70MM,
7190 | SURGE ARRESTOR 12kV, 10kA, ,MCOV :9.6KV CLASS :- III , GAPLESS TYPE | LA | SWITCHGEAR | ELEK-12KV_CLASS_III | ELEKTROLITE | _ | NA | Nos |  | Inventory | SURGE ARRESTOR 12kV, 10kA, ,MCOV :9.6KV CLASS :- III , GAPLESS TYPE
7191 | SURGE ARRESTOR 30kV, 10KA, MCOV: 24kV, POLYMER TYPE, CLASS-II | LA | SWITCHGEAR | ELEK-24L | ELEKTROLITE | _ | NA | Nos |  | Inventory | SURGE ARRESTOR 30kV, 10KA, MCOV: 24kV, POLYMER TYPE, CLASS-II
7192 | SURGE ARRESTOR 30kV, 10KA, MCOV: 24kV, POLYMER TYPE, CLASS-I | LA | SWITCHGEAR | ELEK-24L_CLASS-I | ELEKTROLITE | _ | NA | Nos |  | Inventory | SURGE ARRESTOR 30kV, 10KA, MCOV: 24kV, POLYMER TYPE, CLASS-I
7193 | SURGE ARRESTOR 30kV, 10KA, POLYMER TYPE, CLASS-III | LA | SWITCHGEAR | ELEK-30KV-CLASS-III | ELEKTROLITE | _ | NA | Nos |  | Inventory | SURGE ARRESTOR 30kV, 10KA, POLYMER TYPE, CLASS-III
7194 | SURGE ARRESTOR 9kV, 10kA, CLASS :- II | LA | SWITCHGEAR | ELEK-9KV_10KA_CLASS_II | ELEKTROLITE | _ | NA | Nos |  | Inventory | SURGE ARRESTOR 9kV, 10kA, CLASS :- II
7195 | 66kV, 3 Phase 800A, 31.5kA double break manually operated isolator with 9 Nos solid core insulators set Al Rigid type terminal connectors suitable for Panther ACSR Conductor | LBS/ISO | SWITCHGEAR | ELEK-ISO-66KV | ELEKTROLITE | _ | NA | Nos | None | Inventory | 66kV, 3 Phase 800A, 31.5kA double break manually operated isolator with 9 Nos solid core insulators set Al Rigid type terminal connectors suitable for Panther ACSR Conductor
8673 | 6 Filter, Air Vent with Snap Fitting, Size-204X204mm | FAN | SWITCHGEAR | JSAV-204/SF-4/6 | ELETTRO | _ | NA | Nos |  | Inventory | 6 Filter, Air Vent with Snap Fitting, Size-204X204mm
4400 | DIGITAL AMMETER, 1PH, AUX VOLTAGE : 80-300 AC/DC, ACC CLASS: 0.5, SIZE : 96mmx48mm. | METER | SWITCHGEAR | ALPHA+A/0.5-96X48 | ELMEASURE | - | - | Nos. |  | Inventory | DIGITAL AMMETER, 1PH, AUX VOLTAGE : 110V DC, ACC CLASS: 0.5, SIZE : 96mmx48mm.
4401 | DIGITAL AMMETER, 1PH, AUX VOLTAGE : 80-300 AC/DC, ACC CLASS: 0.5, SIZE : 96mmx96mm. | METER | SWITCHGEAR | ALPHA+A/0.5-96X96 | ELMEASURE | - | - | Nos. |  | Inventory | DIGITAL AMMETER, 1PH, AUX VOLTAGE : 110V AC, ACC CLASS: 0.5, SIZE : 96mmx96mm.
4402 | DIGITAL AMMETER, 1PH, AUX VOLTAGE : 110V DC, ACC CLASS: 0.5, SIZE : 96mmx96mm. | METER | SWITCHGEAR | ALPHA+A/0.5-96X96-110VDC | ELMEASURE | - | - | Nos. |  | Inventory | DIGITAL AMMETER, 1PH, AUX VOLTAGE : 110V DC, ACC CLASS: 0.5, SIZE : 96mmx96mm.
4403 | DIGITAL AMMETER, 1PH, AUX VOLTAGE : 110V AC, ACC CLASS: 1, SIZE : 96mmx96mm. | METER | SWITCHGEAR | ALPHA+A/1-96X96-110VAC | ELMEASURE | - | - | Nos. |  | Inventory | DIGITAL AMMETER, 1PH, AUX VOLTAGE : 110V AC, ACC CLASS: 1, SIZE : 96mmx96mm.
4404 | DIGITAL AMMETER, 1PH, AUX VOLTAGE : 110V DC, ACC CLASS: 1, SIZE : 96mmx96mm. | METER | SWITCHGEAR | ALPHA+A/1-96X96-110VDC | ELMEASURE | - | - | Nos. |  | Inventory | DIGITAL AMMETER, 1PH, AUX VOLTAGE : 110V DC, ACC CLASS: 1, SIZE : 96mmx96mm.
4405 | DIGITAL VOLTMETER, 1PH, AUX VOLTAGE : 110V DC, ACC CLASS: 0.5, SIZE : 96mmx48mm. | METER | SWITCHGEAR | ALPHA+V/0.5-96X48-110VDC | ELMEASURE | - | - | Nos. |  | Inventory | DIGITAL VOLTMETER, 1PH, AUX VOLTAGE : 110V DC, ACC CLASS: 0.5, SIZE : 96mmx48mm.
4406 | DIGITAL VOLTMETER, 1PH, AUX VOLTAGE : 110V AC, ACC CLASS: 0.5, SIZE : 96mmx96mm | METER | SWITCHGEAR | ALPHA+V/0.5-96X96 | ELMEASURE | - | - | Nos. |  | Inventory | DIGITAL VOLTMETER, 1PH, AUX VOLTAGE : 110V AC, ACC CLASS: 0.5, SIZE : 96mmx96mm
4407 | DIGITAL VOLTMETER, 1PH, AUX VOLTAGE : 110V DC, ACC CLASS: 0.5, SIZE : 96mmx96mm. | METER | SWITCHGEAR | ALPHA+V/0.5-96X96-110VDC | ELMEASURE | - | - | Nos. |  | Inventory | DIGITAL VOLTMETER, 1PH, AUX VOLTAGE : 110V DC, ACC CLASS: 0.5, SIZE : 96mmx96mm.
4408 | DIGITAL VOLTMETER, 1PH, AUX VOLTAGE : 230V AC, ACC CLASS: 0.5, SIZE : 96mmx96mm | METER | SWITCHGEAR | ALPHA+V/0.5-96X96-230VAC | ELMEASURE | - | - | Nos. |  | Inventory | DIGITAL VOLTMETER, 1PH, AUX VOLTAGE : 230V AC, ACC CLASS: 0.5, SIZE : 96mmx96mm
4409 | DIGITAL VOLTMETER, 1PH, AUX VOLTAGE : 110V AC, ACC CLASS: 1, SIZE : 96mmx96mm | METER | SWITCHGEAR | ALPHA+V/1-96X96-110VAC | ELMEASURE | - | - | Nos. |  | Inventory | DIGITAL VOLTMETER, 1PH, AUX VOLTAGE : 110V AC, ACC CLASS: 1, SIZE : 96mmx96mm
4410 | DIGITAL VOLTMETER, 1PH, AUX VOLTAGE : 110V DC, ACC CLASS: 1, SIZE : 96mmx96mm | METER | SWITCHGEAR | ALPHA+V/1-96X96-110VDC | ELMEASURE | - | - | Nos. |  | Inventory | DIGITAL VOLTMETER, 1PH, AUX VOLTAGE : 110V DC, ACC CLASS: 1, SIZE : 96mmx96mm
4411 | DIGITAL AMMETER CL-1 , THREE PHASE IN BUILT SELECTOR SWITCH | METER | SWITCHGEAR | ALPHA-3A | ELMEASURE | - | - | Nos. |  | Inventory | DIGITAL AMMETER CL-1 , THREE PHASE IN BUILT SELECTOR SWITCH
4412 | DIGITAL AMMETER, 3PH, AUX VOLTAGE : 110V AC, ACC CLASS: 0.5, SIZE : 96mmx48mm. | METER | SWITCHGEAR | ALPHA-3A/0.5-96X48 | ELMEASURE | _ | NA | Nos |  | Inventory | DIGITAL AMMETER, 3PH, AUX VOLTAGE : 110V AC, ACC CLASS: 0.5, SIZE : 96mmx48mm.
4413 | DIGITAL AMMETER with built in selector switch, 3PH, AUX VOLTAGE : 110V AC, ACC CLASS: 0.5, SIZE : 96mmx48mm. | METER | SWITCHGEAR | ALPHA-3A/0.5-96X48-110VAC-WITH-SS | ELMEASURE | _ | NA | Nos |  | Inventory | DIGITAL AMMETER with built in selector switch, 3PH, AUX VOLTAGE : 110V AC, ACC CLASS: 0.5, SIZE : 96mmx48mm.
4414 | DIGITAL AMMETER, 3PH, AUX VOLTAGE : 110V DC, ACC CLASS: 0.5, SIZE : 96mmx48mm. | METER | SWITCHGEAR | ALPHA-3A/0.5-96X48-110VDC | ELMEASURE | _ | NA | Nos |  | Inventory | DIGITAL AMMETER, 3PH, AUX VOLTAGE : 110V DC, ACC CLASS: 0.5, SIZE : 96mmx48mm.
4415 | DIGITAL AMMETER BUILT IN SELECTOR SWITCH, AUX VOLTAGE- 230V AC, AC - 0.5, SIZE- 96X48MM | METER | SWITCHGEAR | ALPHA-3A/0.5-96X48 | ELMEASURE | _ | NA | Nos |  | Inventory | DIGITAL AMMETER BUILT IN SELECTOR SWITCH, AUX VOLTAGE- 230V AC, AC - 0.5, SIZE- 96X48MM
4416 | DIGITAL AMMETER, 3PH, AUX VOLTAGE : 24V DC, ACC CLASS: 0.5, SIZE : 96mmx48mm. | METER | SWITCHGEAR | ALPHA-3A/0.5-96X48-24VDC | ELMEASURE | _ | NA | Nos |  | Inventory | DIGITAL AMMETER, 3PH, AUX VOLTAGE : 24V DC, ACC CLASS: 0.5, SIZE : 96mmx48mm.
4417 | DIGITAL AMMETER BUILT IN SELECTOR SWITCH, AUX VOLTAGE- 110V AC, AC - 0.5, SIZE- 96X96MM | METER | SWITCHGEAR | ALPHA-3A/0.5-96X96 | ELMEASURE | _ | NA | Nos |  | Inventory | DIGITAL AMMETER BUILT IN SELECTOR SWITCH, AUX VOLTAGE- 110V AC, AC - 0.5, SIZE- 96X96MM
4418 | DIGITAL AMMETER WITH BUILT IN SELECTOR SWITCH, CTR : PROGRAMMABLE, AUX VOLTAGE : 110V DC, ACC CLASS: 0.5, SIZE : 96mmx96mm. | METER | SWITCHGEAR | ALPHA-3A/0.5-96X96 | ELMEASURE | _ | NA | Nos |  | Inventory | DIGITAL AMMETER WITH BUILT IN SELECTOR SWITCH, CTR : PROGRAMMABLE, AUX VOLTAGE : 110V DC, ACC CLASS: 0.5, SIZE : 96mmx96mm.
4419 | DIGITAL AMMETER WITH BUILT IN SELECTOR SWITCH, CTR : PROGRAMMABLE, AUX VOLTAGE : 220V DC, ACC CLASS: 0.5, SIZE : 96mmx96mm. | METER | SWITCHGEAR | ALPHA-3A/0.5-96X96 | ELMEASURE | _ | NA | Nos |  | Inventory | DIGITAL AMMETER WITH BUILT IN SELECTOR SWITCH, CTR : PROGRAMMABLE, AUX VOLTAGE : 220V DC, ACC CLASS: 0.5, SIZE : 96mmx96mm.
4420 | DIGITAL AMMETER BUILT IN SELECTOR SWITCH, AUX VOLTAGE- 40-300V AC/DC, AC - 0.5, SIZE- 96X96MM | METER | SWITCHGEAR | ALPHA-3A/0.5-96X96-SS | ELMEASURE | _ | NA | Nos |  | Inventory | DIGITAL AMMETER BUILT IN SELECTOR SWITCH, AUX VOLTAGE- 40-300V AC/DC, AC - 0.5, SIZE- 96X96MM
4421 | DIGITAL AMMETER, 3PH, AUX VOLTAGE: 230V AC, ACC CLASS: 0.5s, SIZE: 96mmX96m | METER | SWITCHGEAR | ALPHA-3A/0.5-96X96 | ELMEASURE | - | - | Nos. |  | Inventory | DIGITAL AMMETER, 3PH, AUX VOLTAGE: 230V AC, ACC CLASS: 0.5s, SIZE: 96mmX96m
4422 | DIGITAL AMMETER, 3PH, AUX VOLTAGE : 110V AC, ACC CLASS: 1.0, SIZE : 96mmx48mm. | METER | SWITCHGEAR | ALPHA-3A/1.0-96X48-110VAC | ELMEASURE | - | NA | Nos. |  | Inventory | DIGITAL AMMETER, 3PH, AUX VOLTAGE : 110V AC, ACC CLASS: 1.0, SIZE : 96mmx48mm.
4423 | DIGITAL AMMETER, 3PH, AUX VOLTAGE : 230V AC, ACC CLASS: 1.0, SIZE : 96mmx48mm. | METER | SWITCHGEAR | ALPHA-3A/1.0-96X48-230VAC | ELMEASURE | - | NA | Nos. |  | Inventory | DIGITAL AMMETER, 3PH, AUX VOLTAGE : 230V AC, ACC CLASS: 1.0, SIZE : 96mmx48mm.
4424 | DIGITAL AMMETER, 3PH, AUX VOLTAGE : 110V AC, ACC CLASS: 1.0, SIZE : 96mmx96mm. | METER | SWITCHGEAR | ALPHA-3A/1.0-96X96-110VAC | ELMEASURE | _ | NA | Nos |  | Inventory | DIGITAL AMMETER, 3PH, AUX VOLTAGE : 110V AC, ACC CLASS: 1.0, SIZE : 96mmx96mm.
4425 | DIGITAL AMMETER WITH BUILT IN SELECTOR SWITCH, CTR: PROGRAMMABLE, AUX. VOLTAGE: 110V DC, ACC. CLASS: 1, SIZE: 96mmX96mm. | METER | SWITCHGEAR | ALPHA-3A/1.0-96X96-110VDC | ELMEASURE | _ | NA | Nos |  | Inventory | DIGITAL AMMETER WITH BUILT IN SELECTOR SWITCH, CTR: PROGRAMMABLE, AUX. VOLTAGE: 110V DC, ACC. CLASS: 1, SIZE: 96mmX96mm.
4426 | DIGITAL AMMETER, 3PH, AUX VOLTAGE : 230V AC, ACC CLASS: 1.0, SIZE : 96mmx96mm. | METER | SWITCHGEAR | ALPHA-3A/1.0-96X96 | ELMEASURE | _ | NA | Nos |  | Inventory | DIGITAL AMMETER, 3PH, AUX VOLTAGE : 230V AC, ACC CLASS: 1.0, SIZE : 96mmx96mm.
4427 | DIGITAL VOLTMETER CL-1 , THREE PHASE IN BUILT SELECTOR SWITCH | METER | SWITCHGEAR | ALPHA-3V | ELMEASURE | - | - | Nos. |  | Inventory | DIGITAL VOLTMETER CL-1 , THREE PHASE IN BUILT SELECTOR SWITCH
4428 | DIGITAL VOLTMETER, 3PH, AUX VOLTAGE : 110V AC, ACC CLASS: 0.5, SIZE : 96mmx48mm. | METER | SWITCHGEAR | ALPHA-3V/0.5-96X48 | ELMEASURE | _ | NA | Nos |  | Inventory | DIGITAL VOLTMETER, 3PH, AUX VOLTAGE : 110V AC, ACC CLASS: 0.5, SIZE : 96mmx48mm.
4429 | DIGITAL VOLTMETER, 3PH, AUX VOLTAGE : 110VDC, ACC CLASS: 0.5, SIZE : 96mmx48mm. | METER | SWITCHGEAR | ALPHA-3V/0.5-96X48-110VDC | ELMEASURE | _ | NA | Nos |  | Inventory | DIGITAL VOLTMETER, 3PH, AUX VOLTAGE : 110VDC, ACC CLASS: 0.5, SIZE : 96mmx48mm.
4430 | DIGITAL VOLTMETER WITH BUILT IN SELECTOR SWITCH, PTR : PROGRAMMABLE, AUX VOLTAGE: 230V AC, ACC CLASS: 0.5, SIZE : 96mmx48mm. | METER | SWITCHGEAR | ALPHA-3V/0.5-96X48-230VAC | ELMEASURE | _ | NA | Nos |  | Inventory | DIGITAL VOLTMETER WITH BUILT IN SELECTOR SWITCH, PTR : PROGRAMMABLE, AUX VOLTAGE: 230V AC, ACC CLASS: 0.5, SIZE : 96mmx48mm.
4431 | DIGITAL VOLTMETER, 3PH, AUX VOLTAGE : 24V DC, ACC CLASS: 0.5, SIZE : 96mmx48mm. | METER | SWITCHGEAR | ALPHA-3V/0.5-96X48-24VDC | ELMEASURE | _ | NA | Nos |  | Inventory | DIGITAL VOLTMETER, 3PH, AUX VOLTAGE : 24V DC, ACC CLASS: 0.5, SIZE : 96mmx48mm.
4432 | DIGITAL VOLTMETER BUILT IN SELECTOR SWITCH, AUX VOLTAGE- 110V AC, AC - 0.5, SIZE- 96X96MM | METER | SWITCHGEAR | ALPHA-3V/0.5-96X96 | ELMEASURE | _ | NA | Nos |  | Inventory | DIGITAL VOLTMETER BUILT IN SELECTOR SWITCH, AUX VOLTAGE- 110V AC, AC - 0.5, SIZE- 96X96MM
4433 | DIGITAL VOLTMETER WITH BUILT IN SELECTOR SWITCH, PTR : PROGRAMMABLE, AUX VOLTAGE: 110V DC, ACC CLASS: 0.5, SIZE : 96mmx96mm. | METER | SWITCHGEAR | ALPHA-3V/0.5-96X96-110VDC | ELMEASURE | _ | NA | Nos |  | Inventory | DIGITAL VOLTMETER WITH BUILT IN SELECTOR SWITCH, PTR : PROGRAMMABLE, AUX VOLTAGE: 110V DC, ACC CLASS: 0.5, SIZE : 96mmx96mm.
4434 | DIGITAL VOLTMETER WITH BUILT IN SELECTOR SWITCH, PTR : PROGRAMMABLE, AUX VOLTAGE: 220V DC, ACC CLASS: 0.5, SIZE : 96mmx96mm. | METER | SWITCHGEAR | ALPHA-3V/0.5-96X96-220VDC | ELMEASURE | _ | NA | Nos |  | Inventory | DIGITAL VOLTMETER WITH BUILT IN SELECTOR SWITCH, PTR : PROGRAMMABLE, AUX VOLTAGE: 220V DC, ACC CLASS: 0.5, SIZE : 96mmx96mm.
4435 | DIGITAL VOLTMETER WITH BUILT IN SELECTOR SWITCH, PTR : PROGRAMMABLE, AUX VOLTAGE:40-300V AC/DC, ACC CLASS: 0.5, SIZE : 96mmx96mm. | METER | SWITCHGEAR | ALPHA-3V/0.5-96X96-SS | ELMEASURE | _ | NA | Nos |  | Inventory | DIGITAL VOLTMETER WITH BUILT IN SELECTOR SWITCH, PTR : PROGRAMMABLE, AUX VOLTAGE:40-300V AC/DC, ACC CLASS: 0.5, SIZE : 96mmx96mm.
4436 | DIGITAL VOLTMETER, 3PH, AUX. VOLTAGE: 230V AC, ACC CLASS: 0.5s, SIZE: 96mmX96mm | METER | SWITCHGEAR | ALPHA-3V/0.5S-96X96-230VAC | ELMEASURE | - | - | Nos. |  | Inventory | DIGITAL VOLTMETER, 3PH, AUX. VOLTAGE: 230V AC, ACC CLASS: 0.5s, SIZE: 96mmX96mm
4437 | DIGITAL VOLTMETER, 3PH, AUX VOLTAGE : 110V AC, ACC CLASS: 1.0, SIZE : 96mmx48mm. | METER | SWITCHGEAR | ALPHA-3V/1.0-96X48-110VAC | ELMEASURE | - | NA | Nos. |  | Inventory | DIGITAL VOLTMETER, 3PH, AUX VOLTAGE : 110V AC, ACC CLASS: 1.0, SIZE : 96mmx48mm.
4438 | DIGITAL VOLTMETER, 3PH, AUX VOLTAGE : 230V AC, ACC CLASS: 1.0, SIZE : 96mmx48mm. | METER | SWITCHGEAR | ALPHA-3V/1.0-96X48-230VAC | ELMEASURE | - | NA | Nos. |  | Inventory | DIGITAL VOLTMETER, 3PH, AUX VOLTAGE : 230V AC, ACC CLASS: 1.0, SIZE : 96mmx48mm.
4439 | DIGITAL VOLTMETER, 3PH, AUX VOLTAGE : 110V AC, ACC CLASS: 1.0, SIZE : 96mmx96mm | METER | SWITCHGEAR | ALPHA-3V/1.0-96X96 | ELMEASURE | _ | NA | Nos |  | Inventory | DIGITAL VOLTMETER, 3PH, AUX VOLTAGE : 110V AC, ACC CLASS: 1.0, SIZE : 96mmx96mm
4440 | DIGITAL VOLTMTER WITH BUILT IN SELECTOR SWITCH, PTR: PROGRAMMABLE, AUX. VOLTAGE: 110V DC, ACC. CLASS: 1, SIZE: 96mmX96mm. | METER | SWITCHGEAR | ALPHA-3V/1.0-96X96-110VDC | ELMEASURE | _ | NA | Nos |  | Inventory | DIGITAL VOLTMTER WITH BUILT IN SELECTOR SWITCH, PTR: PROGRAMMABLE, AUX. VOLTAGE: 110V DC, ACC. CLASS: 1, SIZE: 96mmX96mm.
4441 | DIGITAL VOLTMETER, 3PH, AUX VOLTAGE : 230V AC, ACC CLASS: 1.0, SIZE : 96mmx96mm | METER | SWITCHGEAR | ALPHA-3V/1.0-96X96-230VAC | ELMEASURE | _ | NA | Nos |  | Inventory | DIGITAL VOLTMETER, 3PH, AUX VOLTAGE : 230V AC, ACC CLASS: 1.0, SIZE : 96mmx96mm
4442 | DIGITAL FREQUENCY METER,CLASS:0.2,AUX VTG:110VAC;PTR:PROGRAMMABLE TYPE; SIZE:96X96mm; | METER | SWITCHGEAR | ALPHA-HZ(FRQUENCY)0.2 | ELMEASURE | _ | NA | Nos |  | Inventory | DIGITAL FREQUENCY METER,CLASS:0.2,AUX VTG:110VAC;PTR:PROGRAMMABLE TYPE; SIZE:96X96mm;
7185 | TYPE: OMEGA SERIES, 3 PHASE, DIGITAL AMMETER WITH 3 LINE DISPLAY, CTR : PROGRAMMABLE TYPE, In:1A, AUX VOLTAGE : 80-300V AC/DC, ACC CLASS: 1.0, SIZE : 96mmx96mm, WITH LOOP IN LOOP OUT FACILITY. | METER | SWITCHGEAR | EL-OM-CL-1.0 | ELMEASURE | _ | NA | Nos | None | Inventory | TYPE: OMEGA SERIES, 3 PHASE, DIGITAL AMMETER WITH 3 LINE DISPLAY, CTR : PROGRAMMABLE TYPE, In:1A, AUX VOLTAGE : 80-300V AC/DC, ACC CLASS: 1.0, SIZE : 96mmx96mm, WITH LOOP IN LOOP OUT FACILITY.
7186 | TYPE: OMEGA SERIES, 3 PHASE, 4 WIRE, DIGITAL VOLTMETER WITH 3 LINE DISPLAY, PTR : PROGRAMMABLE TYPE, Un:110V AC, AUX VOLTAGE : 80-300V AC/DC, ACC CLASS: 1.0, SIZE : 96mmx96mm, | METER | SWITCHGEAR | EL-OM-V-CL-1.0 | ELMEASURE | _ | NA | Nos | None | Inventory | TYPE: OMEGA SERIES, 3 PHASE, 4 WIRE, DIGITAL VOLTMETER WITH 3 LINE DISPLAY, PTR : PROGRAMMABLE TYPE, Un:110V AC, AUX VOLTAGE : 80-300V AC/DC, ACC CLASS: 1.0, SIZE : 96mmx96mm,
7287 | LOAD MANAGER | METER | SWITCHGEAR | EN 8400 CLASS 0.2 | ELMEASURE | _ | NA | Nos | None | Inventory | LOAD MANAGER
7288 | LOAD MANAGER EN 8400 LM-DM CL. 0.5, AUX. 110V AC | METER | SWITCHGEAR | EN 8400 LM-DM CLASS 0.5 | ELMEASURE | _ | NA | Nos | None | Inventory | LOAD MANAGER EN 8400 LM-DM CL. 0.5, AUX. 110V AC
7289 | DEMAND MONITARING METER | METER | SWITCHGEAR | EN 8410 DM CLASS 0.2 | ELMEASURE | _ | NA | Nos | None | Inventory | DEMAND MONITARING METER
7290 | MAXIMUM DEMAND CONTORLLER | METER | SWITCHGEAR | EN 8410 DMC CLASS 0.2 | ELMEASURE | _ | NA | Nos | None | Inventory | MAXIMUM DEMAND CONTORLLER
7291 | DIGITAL MULTI-FUNCTION METER, 3 PHASE, 4 WIRE, 3 ELEMENT, MODULE : EN8400N,CTR / PTR : PROGRAMMABLE TYPE, ACC. CLASS : 0.2S, In:1A, AUX. VOLTAGE : 110V AC,SIZE : 96x96mm. WITH TCPIP PORT. | METER | SWITCHGEAR | EN8400_CLASS-0.2S | ELMEASURE | _ | NA | Nos. |  | Inventory | DIGITAL MULTI-FUNCTION METER, 3 PHASE, 4 WIRE, 3 ELEMENT, MODULE : EN8400N,CTR / PTR : PROGRAMMABLE TYPE, ACC. CLASS : 0.2S, In:1A, AUX. VOLTAGE : 110V AC,SIZE : 96x96mm. WITH TCPIP PORT.
7292 | DIGITAL MULTI-FUNCTION METER, 3 PHASE, 4 WIRE, 3 ELEMENT, CTR / PTR : PROGRAMMABLE TYPE, ACC. CLASS : 1, In:1A, AUX. VOLTAGE : 110V AC, SIZE : 96x96mm. WITH RS-485 PORT. | METER | SWITCHGEAR | EN8400CLASS1 | ELMEASURE | _ | NA | Nos. |  | Inventory | DIGITAL MULTI-FUNCTION METER, 3 PHASE, 4 WIRE, 3 ELEMENT, CTR / PTR : PROGRAMMABLE TYPE, ACC. CLASS : 1, In:1A, AUX. VOLTAGE : 110V AC, SIZE : 96x96mm. WITH RS-485 PORT.
7293 | Maximum demand controller with trip contact, Ammeter, Voltmeter, KW Meter, KVA, KVAr, PF, F,THD with RS 485 Modbus Port | METER | SWITCHGEAR | EN8400N510003C4 | ELMEASURE | _ | NA | Nos. |  | Inventory | Maximum demand controller with trip contact, Ammeter, Voltmeter, KW Meter, KVA, KVAr, PF, F,THD with RS 485 Modbus Port
7966 | STATIC KWH METER, MODEL: GD+3110, 3 PHASE, 4 WIRE, 3 ELEMENT, CTR/PTR : PROGRAMMABLE TYPE, ACC. CLASS : 1.0, In:1A AUX. VOLTAGE : 110V AC, SIZE : 96x96mm., WITH RS-485 PORT | METER | SWITCHGEAR | GD+3110-KWH-METER | ELMEASURE | - | - | Nos. |  | Inventory | STATIC KWH METER, MODEL: GD+3110, 3 PHASE, 4 WIRE, 3 ELEMENT, CTR/PTR : PROGRAMMABLE TYPE, ACC. CLASS : 1.0, In:1A AUX. VOLTAGE : 110V AC, SIZE : 96x96mm., WITH RS-485 PORT
9218 | PF METER | METER | SWITCHGEAR | LG -3999 CLASS 0.2 | ELMEASURE | _ | NA | Nos | None | Inventory | PF METER
9219 | DIGITAL POWER FACTOR WITH KWH METER, 3 PHASE, 4 WIRE, 3 ELEMENT CTR / PTR : PROGRAMMABLE TYPE, ACC. CLASS :0.5, In:1A, AUX. VOLTAGE : 80-300V AC/DC, SIZE : 96x96mm. WITH RS-485 PORT., | METER | SWITCHGEAR | LG-1119_CLASS_0.5 | ELMEASURE | _ | NA | Nos |  | Inventory | DIGITAL POWER FACTOR WITH KWH METER, 3 PHASE, 4 WIRE, 3 ELEMENT CTR / PTR : PROGRAMMABLE TYPE, ACC. CLASS :0.5, In:1A, AUX. VOLTAGE : 80-300V AC/DC, SIZE : 96x96mm. WITH RS-485 PORT.,
9220 | LG 6400N+ Demand Class 0.2s, AUX. VOLTAGE-80-300AC/DC,WITH EXPORT & IMPORT FACILITY, WITH MODBUS RS485 PROTOCOL | METER | SWITCHGEAR | LG_6400N+_WITH_I/E_0.2S | ELMEASURE | _ | NA | Nos. |  | Inventory | LG 6400N+ Demand Class 0.2s, AUX. VOLTAGE-80-300AC/DC,WITH EXPORT & IMPORT FACILITY, WITH MODBUS RS485 PROTOCOL
9221 | LG 6400S+ Demand Class 0.5s, AUX. VOLTAGE-80-300AC/DC,WITH EXPORT & IMPORT FACILITY, WITH MODBUS RS485 PROTOCOL | METER | SWITCHGEAR | LG_6400S+_WITH_I/E_0.5S | ELMEASURE | _ | NA | Nos. |  | Inventory | LG 6400S+ Demand Class 0.5s, AUX. VOLTAGE-80-300AC/DC,WITH EXPORT & IMPORT FACILITY, WITH MODBUS RS485 PROTOCOL
9222 | Energy Meter, 1Ph/3Ph, with RS485, 5A Inbuilt, Parameters: VLL, VLN, A, F, W, VA,Wh, PF, Vah & Load Hours (User Selectable (any one)), Acc. CL: 1, Aux. Supply: 80 - 300V AC/DC, Size: 96x96, Model: LG 1119N | METER | SWITCHGEAR | LG1119S01000000 | ELMEASURE | _ | NA | Nos. |  | Inventory | Energy Meter, 1Ph/3Ph, with RS485, 5A Inbuilt, Parameters: VLL, VLN, A, F, W, VA,Wh, PF, Vah & Load Hours (User Selectable (any one)), Acc. CL: 1, Aux. Supply: 80 - 300V AC/DC, Size: 96x96, Model: LG 1119N
9223 | Digital Multifunction meter Basic with RS 485 port, CL-0.5 | METER | SWITCHGEAR | LG6400-CL-0.5 | ELMEASURE | _ | NA | Nos. |  | Inventory | Digital Multifunction meter Basic with RS 485 port, CL-0.5
9224 | Digital Multifunction meter Basic with RS 485 port, CL-1, Aux. Voltage: 230V AC. | METER | SWITCHGEAR | LG6400-CL-1 | ELMEASURE | _ | NA | Nos. |  | Inventory | Digital Multifunction meter Basic with RS 485 port, CL-1, Aux. Voltage: 230V AC.
9225 | Multifunction Meter - Load Manager, 1Ph/3Ph, with RS485, 5A Inbuilt, Parameters: Gr1 (V, A, Hz, RPM, Ph angle, Unbalance)/Gr2 (PF, W, VA)/Gr3 (Wh, VAh, Load Hrs., On Hrs., CO2)/Gr4 (VAR, KVARh (import))/Gr5 (Wh, VAh, Load Hrs. (export)/Gr6 (VAR, KVARh (export))/Gr7 (V & A THD up to 15th order) (All), Acc. CL: 1, Aux. Supply: 80 - 300V AC/DC, Size: 96x96, Model: LG 6400N | METER | SWITCHGEAR | LG6400N01000000 | ELMEASURE | - | - | Nos. |  | Inventory | Multifunction Meter - Load Manager, 1Ph/3Ph, with RS485, 5A Inbuilt, Parameters: Gr1 (V, A, Hz, RPM, Ph angle, Unbalance)/Gr2 (PF, W, VA)/Gr3 (Wh, VAh, Load Hrs., On Hrs., CO2)/Gr4 (VAR, KVARh (import))/Gr5 (Wh, VAh, Load Hrs. (export)/Gr6 (VAR, KVARh (export))/Gr7 (V & A THD up to 15th order) (All), Acc. CL: 1, Aux. Supply: 80 - 300V AC/DC, Size: 96x96, Model: LG 6400N
7150 | (PMSM MOTOR HVLS FAN) Diameter: 24 feet / 5 AERO BLADES / Speed 52 RPM Variable Speed / air Flow 377000 CFM / Sound < 50 dB / Power 1.1 KW, 1/3 Phase / Weight -140 kg / VFD Controller / German Make EMF PMSM motor. | OWN USE ITEMS | ACCESSORIES | ECOPM7300 | EMF | - | - | Nos |  | Non Inventory | (PMSM MOTOR HVLS FAN) Diameter: 24 feet / 5 AERO BLADES / Speed 52 RPM Variable Speed / air Flow 377000 CFM / Sound < 50 dB / Power 1.1 KW, 1/3 Phase / Weight -140 kg / VFD Controller / German Make EMF PMSM motor.
9226 | Multifunction meter , class-1, with RS 485 port | METER | SWITCHGEAR | LG6400N01000021 | ELMEASURE | - | NA | Nos. |  | Inventory | Multifunction meter , class-1, with RS 485 port
9227 | Digital Multifunction meter (KWHr, KW,A,V,THD) with RS 485 port | METER | SWITCHGEAR | LG6400N51000000 | ELMEASURE | _ | NA | Nos. |  | Inventory | Digital Multifunction meter (KWHr, KW,A,V,THD) with RS 485 port
9228 | MFM, Class 1, RS485, 5A Inbuilt L, SIZE:96X96MM, AUX SUPPLY:24-230VAC/DC | METER | SWITCHGEAR | LG6445N01000000 | ELMEASURE | _ | NA | Nos. |  | Inventory | MFM, Class 1, RS485, 5A Inbuilt L, SIZE:96X96MM, AUX SUPPLY:24-230VAC/DC
9229 | Digital Multi function meter (KWHr+KW+A+V+F+PF) with RS 485 port MODBUS PROTOCOL, SIZE:96X96MM, AUX SUPPLY:24-230VAC/DC | METER | SWITCHGEAR | LG6445N51000000 | ELMEASURE | _ | NA | Nos. |  | Inventory | Digital Multi function meter (KWHr+KW+A+V+F+PF) with RS 485 port MODBUS PROTOCOL, SIZE:96X96MM, AUX SUPPLY:24-230VAC/DC
10673 | RMS METER | METER | SWITCHGEAR | MG -1119 CLASS 0.2 | ELMEASURE | _ | NA | Nos | None | Inventory | RMS METER
10674 | MG+1100 VAF METER WITH HANGING 3 NOS. CT UPTO 60A , SIZE - 96X48 | METER | SWITCHGEAR | MG1100-VAF METER | ELMEASURE | _ | NA | Nos | None | Inventory | MG+1100 VAF METER WITH HANGING 3 NOS. CT UPTO 60A , SIZE - 96X48
12138 | VAF METER | METER | SWITCHGEAR | OM 1300 CLASS 0.2 | ELMEASURE | _ | NA | Nos | None | Inventory | VAF METER
12564 | Power Quality Meter (LCD), 3 PHASE, 4 WIRE, 3 ELEMENT, MODULE : PN8400N, Class 0.2S, RS485+Ethernet+USB, 256MB Data,CTR / PTR : PROGRAMMABLE TYPE, AUX. VOLTAGE : 110V DC,SIZE : 96x96mm. WITH TCPIP PORT. | METER | SWITCHGEAR | PN8700N210016C0 | ELMEASURE | _ | NA | Nos. |  | Inventory | Power Quality Meter (LCD), 3 PHASE, 4 WIRE, 3 ELEMENT, MODULE : PN8400N, Class 0.2S, RS485+Ethernet+USB, 256MB Data,CTR / PTR : PROGRAMMABLE TYPE, AUX. VOLTAGE : 110V DC,SIZE : 96x96mm. WITH TCPIP PORT.
14753 | Digital Ammeter, 3Ph, Acc. CL: 1 with 5A Inbuilt, Aux. Supply: 150V - 300V AC, Size: 96x96, Model: SL 3A | METER | SWITCHGEAR | SL-3A-CL-1-96X96 | ELMEASURE | - | - | Nos. |  | Inventory | Digital Ammeter, 3Ph, Acc. CL: 1 with 5A Inbuilt, Aux. Supply: 150V - 300V AC, Size: 96x96, Model: SL 3A
14754 | DIGITAL AMMETER CL-0.5 , THREE PHASE IN BUILT SELECTOR SWITCH | METER | SWITCHGEAR | SL-3A-CL-0.5-96X96 | ELMEASURE | - | - | Nos. |  | Inventory | DIGITAL AMMETER CL-0.5 , THREE PHASE IN BUILT SELECTOR SWITCH
14755 | Digital Voltmeter, 3Ph, Acc. CL: 1 with Built in Power Supply, Size: 96x96, Model: SL 3V | METER | SWITCHGEAR | SL-3V-CL-1.0-96X96 | ELMEASURE | - | - | Nos. |  | Inventory | Digital Voltmeter, 3Ph, Acc. CL: 1 with Built in Power Supply, Size: 96x96, Model: SL 3V
14756 | DIGITAL VOLTMETER CL-0.5, THREE PHASE IN BUILT SELECTOR SWITCH | METER | SWITCHGEAR | KAT-M4 | ELMEASURE | - | - | Nos. |  | Inventory | DIGITAL VOLTMETER CL-0.5 THREE PHASE IN BUILT SELECTOR SWITCH
14757 | VAF Meter, Class 1.0, 5A Inbuilt, RS485 | METER | SWITCHGEAR | SL1300S01000000 | ELMEASURE | _ | NA | Nos |  | Inventory | VAF Meter, Class 1.0, 5A Inbuilt, RS485
7401 | EX1.20 ASSEMBLY OF NO (Normally Open) SNAP ACTION SWITCH - YELLOW WITH ROLLER | LIMIT SWITCH | SWITCHGEAR | EX-1-20 | ELMEX | _ | NA | Nos |  | Inventory | EX1.20 ASSEMBLY OF NO (Normally Open) SNAP ACTION SWITCH - YELLOW WITH ROLLER
8693 | TERMINAL: KAT M4 | TERMINAL | SWITCHGEAR | KAT-M4 | ELMEX | - | - | Nos |  | Inventory | TERMINAL: KAT M4
8723 | CT SHORING TERMINALS KULTD6 (4 WAYS) | TERMINAL | SWITCHGEAR | KULTD6 | ELMEX | - | - | Nos |  | Inventory | CT SHORING TERMINALS KULTD6 (4 WAYS)
8724 | TERMINAL KUT2.5 | TERMINAL | SWITCHGEAR | KUT-2.5 | ELMEX | - | - | Nos |  | Inventory | TERMINAL KUT2.5
8725 | TERMINAL: KUT 2.5 FOR RESISTOR, | TERMINAL | SWITCHGEAR | KUT-2.5-R | ELMEX | - | - | Nos |  | Inventory | TERMINAL: KUT 2.5 FOR RESISTOR,
8760 | MARKER SUITABLE FOR OAT6 | TERMINAL | SWITCHGEAR | LABELKN9 | ELMEX | _ | NA | Nos |  | Inventory | MARKER SUITABLE FOR OAT6
7170 | EGX-MXM TypeA Heat spreader for T1000/P1000/P2000 EGX-MXM Type Heat spreader for T1000/P1000/P2000 | MXM GPU CARD | ACCESSORIES | EGX-MXM | ADLINK | - | - | Nos. |  | Inventory | EGX-MXM TypeA Heat spreader for T1000/P1000/P2000 EGX-MXM Type Heat spreader for T1000/P1000/P2000
12084 | STUD TYPE TERMINAL OAT-6 | TERMINAL | SWITCHGEAR | OAT-6 | ELMEX | _ | NA | Nos |  | Inventory | STUD TYPE TERMINAL OAT-6
12125 | END PLATE SUITABLE FOR TERMINAL OAT-6 | TERMINAL | SWITCHGEAR | OEP-6 | ELMEX | _ | NA | Nos |  | Inventory | END PLATE SUITABLE FOR TERMINAL OAT-6
14341 | ELMEX END CLAMP SCUSL, | TERMINAL | SWITCHGEAR | SCUSL | ELMEX | - | - | Nos |  | Inventory | ELMEX END CLAMP SCUSL,
14820 | SMF batteries set of 12V Quanta/ Exide / Rocket (42Ah x 20nos) in one set - vertiv/emerson approved.(2set) | BATTERY CHARGER | SWITCHGEAR | SMF BATTERIES SET OF 12V | EMERSON | _ | NA | Nos | None | Inventory | SMF batteries set of 12V Quanta/ Exide / Rocket (42Ah x 20nos) in one set - vertiv/emerson approved.(2set)
4695 | 5 KVAR, 525V, PHASE CAP. Super Heavy Duty Type Capacitor Bank | CAPACITOR | SWITCHGEAR | B25675L5052J25 | EPCOS | - | - | Nos |  | Inventory | 5 KVAR, 525V, PHASE CAP. Super Heavy Duty Type Capacitor Bank
4696 | 10 KVAR, 525V, PHASE CAP. Super Heavy Duty Type Capacitor Bank | CAPACITOR | SWITCHGEAR | B25675L5102J425 | EPCOS | - | - | Nos |  | Inventory | 10 KVAR, 525V, PHASE CAP. Super Heavy Duty Type Capacitor Bank
4697 | 25 KVAR, 525V, PHASE CAP. Super Heavy Duty Type Capacitor Bank | CAPACITOR | SWITCHGEAR | B25675L5252J25 | EPCOS | - | - | Nos |  | Inventory | 25 KVAR, 525V, PHASE CAP. Super Heavy Duty Type Capacitor Bank
4698 | BUFFER CARD | Thyristor | SWITCHGEAR | B44066R1116R230 | EPCOS | - | - | Nos |  | Inventory | BUFFER CARD
4699 | APFC Relay (12 Steps) | - | SWITCHGEAR | B44066R6112R230 | EPCOS | - | - | Nos |  | Inventory | APFC Relay (12 Steps)
4700 | 10kVAR , 440V Thyristor Switch Module | Thyristor | SWITCHGEAR | B44066T0010R440 | EPCOS | - | - | Nos |  | Inventory | 10kVAR , 440V Thyristor Switch Module
4701 | 25kVAR , 440V Thyristor Switch Module | Thyristor | SWITCHGEAR | B44066T3025R442 | EPCOS | - | - | Nos |  | Inventory | 25kVAR , 440V Thyristor Switch Module
4702 | 50kVAR , 440V Thyristor Switch Module | Thyristor | SWITCHGEAR | B44066T3050R442 | EPCOS | - | - | Nos |  | Inventory | 50kVAR , 440V Thyristor Switch Module
6824 | EC2C NC CONTACT FOR ILLUMINATING Type push button, | PUSH BUTTON | SWITCHGEAR | EC2C NC CONTACT FOR ILLUMINATE | ESBEE | _ | NA | Nos | None | Inventory | EC2C NC CONTACT FOR ILLUMINATING Type push button,
7161 | Green, Illuminative Type push button, | PUSH BUTTON | SWITCHGEAR | EG03FDLG240A ILLUMINNATED GREEN | ESBEE | _ | NA | Nos | None | Inventory | Green, Illuminative Type push button,
7163 | Red, Illuminative Type push button, | PUSH BUTTON | SWITCHGEAR | EG03FDLR240A ILLUMINNATED RED | ESBEE | _ | NA | Nos | None | Inventory | Red, Illuminative Type push button,
7164 | White, Illuminative Type push button, | PUSH BUTTON | SWITCHGEAR | EG03FDLW110 ILLUMINNATED WHITE | ESBEE | _ | NA | Nos | None | Inventory | White, Illuminative Type push button,
7366 | 11kV, 630A, 25k/3sec, MANUALLY OPERATED LOAD BREAK SWITCH WITH 10A FUSE, WITH AUXILIARY CONTACT: 2NO + 2NC.; WITH LBS OPERATING HANDLE | LBS/ISO | SWITCHGEAR | ESW-LBS-11KV-ES | ESWARI | - | - | Nos. |  | Inventory | 11kV, 630A, 25k/3sec, MANUALLY OPERATED LOAD BREAK SWITCH WITH 10A FUSE, WITH AUXILIARY CONTACT: 2NO + 2NC.; WITH LBS OPERATING HANDLE
7367 | 33kV, 630A, 25k/3sec, MANUALLY OPERATED LOAD BREAK SWITCH, WITH AUXILIARY CONTACT: 2NO + 2NC.; WITH LBS OPERATING HANDLE | LBS/ISO | SWITCHGEAR | ESW-LBS-33KV | ESWARI | - | - | Nos. |  | Inventory | 33kV, 630A, 25k/3sec, MANUALLY OPERATED LOAD BREAK SWITCH, WITH AUXILIARY CONTACT: 2NO + 2NC.; WITH LBS OPERATING HANDLE
7368 | 33kV, 630A, 25k/3sec, MANUALLY OPERATED LOAD BREAK SWITCH, WITH EARTH SWITCH, WITH AUXILIARY CONTACT: 2NO + 2NC.; WITH LBS OPERATING HANDLE | LBS/ISO | SWITCHGEAR | ESW-LBS-33KV-ES | ESWARI | - | - | Nos. |  | Inventory | 33kV, 630A, 25k/3sec, MANUALLY OPERATED LOAD BREAK SWITCH, WITH EARTH SWITCH, WITH AUXILIARY CONTACT: 2NO + 2NC.; WITH LBS OPERATING HANDLE
2745 | 3.3kV, 200A, HT FUSE BOLTED TYPE,WITH STRIKER PIN. | FUSE | SWITCHGEAR | 3.6WFFMO200A | ETON | - | - | Nos. |  | Inventory | 3.3kV, 200A, HT FUSE BOLTED TYPE,WITH STRIKER PIN.
4708 | LOOSE BATTERY 12V-XP1300 | BATTERY | SWITCHGEAR | BATTERY-12V-XP1300 | EXIDE | - | - | Nos |  | Inventory | LOOSE BATTERY 12V-XP1300
4709 | LOOSE BATTERY 12V-XP1300~ | BATTERY | SWITCHGEAR | BATTERY-12V-XP1300~ | EXIDE | - | - | Nos |  | Inventory | LOOSE BATTERY 12V-XP1300~
14821 | Exide SMF Battery 42Ah/12V | BATTERY CHARGER | SWITCHGEAR | SMF-BATTERY-42AH/12V | EXIDE | _ | NA | Nos |  | Inventory | Exide SMF Battery 42Ah/12V
7930 | 11kV, 100A, 25KA/1SEC, 3P MANUALLY OPERATED ON LOAD BREAK SWITCH,WITH INBUILT EARTH SWITCH & SHUNT TRIP MECHANISUM , AUX. SUPPLY: 110V DC, WITH 4NO+4NC LBS AUXILIARY CONTACTS, 2NO+2NC EARTH SWITCH AUXILIARY CONTACTS. | LBS/ISO | SWITCHGEAR | G5-LBS-11KV-STM-ES | G5-SWITCHGEAR | - | - | Nos. |  | Inventory | 11kV, 100A, 25KA/1SEC, 3P MANUALLY OPERATED ON LOAD BREAK SWITCH,WITH INBUILT EARTH SWITCH & SHUNT TRIP MECHANISUM , AUX. SUPPLY: 110V DC, WITH 4NO+4NC LBS AUXILIARY CONTACTS, 2NO+2NC EARTH SWITCH AUXILIARY CONTACTS.
7931 | 11kV, 200A, 25kA/1Sec, MANUALLY OPERATED ON LOAD BREAK SWITCH WITH EARTH SWITCH WITH HT FUSE LINK WITH AUXILIARY CONTACT: 2NO + 2NC WITH TRIP PUSH BUTTON. | LBS/ISO | SWITCHGEAR | G5-LBS-11KV-STM-ES-200A | G5-SWITCHGEAR | - | - | Nos. |  | Inventory | 11kV, 200A, 25kA/1Sec, MANUALLY OPERATED ON LOAD BREAK SWITCH WITH EARTH SWITCH WITH HT FUSE LINK WITH AUXILIARY CONTACT: 2NO + 2NC WITH TRIP PUSH BUTTON.
7932 | 24kV, 100A, 25KA/1SEC, 3P MANUALLY OPERATED ON LOAD BREAK SWITCH,LBS AUXILIARY CONTACTS : 2NO+2NC . | LBS/ISO | SWITCHGEAR | G5-LBS-22KV | G5-SWITCHGEAR | - | - | Nos. |  | Inventory | 24kV, 100A, 25KA/1SEC, 3P MANUALLY OPERATED ON LOAD BREAK SWITCH,LBS AUXILIARY CONTACTS : 2NO+2NC .
7933 | 24kV, 100A, 25KA/1SEC, 3P MANUALLY OPERATED ON LOAD BREAK SWITCH,WITH INBUILT EARTH SWITCH & 10A FUSE TRIP MECHANISUM WITH 4NO+4NC LBS AUXILIARY CONTACTS, 2NO+2NC EARTH SWITCH AUXILIARY CONTACTS. | LBS/ISO | SWITCHGEAR | G5-LBS-22KV-FTM-ES | G5-SWITCHGEAR | - | - | Nos. |  | Inventory | 24kV, 100A, 25KA/1SEC, 3P MANUALLY OPERATED ON LOAD BREAK SWITCH,WITH INBUILT EARTH SWITCH & 10A FUSE TRIP MECHANISUM WITH 4NO+4NC LBS AUXILIARY CONTACTS, 2NO+2NC EARTH SWITCH AUXILIARY CONTACTS.
7934 | 33kV, 100A, 25KA/1Sec, 3 POLE, LOAD BREAK SWITCH, WITH AUXILIARY CONTACTS: 4NO+4NC. WITH EARTH SWITCH , AUX CONTACT 2NO+2NC. | LBS/ISO | SWITCHGEAR | G5-LBS-33KV-100A-ES | G5-SWITCHGEAR | - | - | Nos. |  | Inventory | 33kV, 100A, 25KA/1Sec, 3 POLE, LOAD BREAK SWITCH, WITH AUXILIARY CONTACTS: 4NO+4NC. WITH EARTH SWITCH , AUX CONTACT 2NO+2NC.
7935 | 33kV, 1250A, 26.3KA/1Sec, 3 POLE, LOAD BREAK SWITCH, WITH AUXILIARY CONTACTS: 4NO+4NC. WITH EARTH SWITCH , AUX CONTACT 2NO+2NC, WITH FRONT DOOR. | LBS/ISO | SWITCHGEAR | G5-LBS-33KV-ES | G5-SWITCHGEAR | - | - | Nos. |  | Inventory | 33kV, 1250A, 26.3KA/1Sec, 3 POLE, LOAD BREAK SWITCH, WITH AUXILIARY CONTACTS: 4NO+4NC. WITH EARTH SWITCH , AUX CONTACT 2NO+2NC, WITH FRONT DOOR.
7936 | 33kV, 630A, 25kA, LOAD BREAK SWITCH, WITH EARTH SWITCH, WITH SHUNT TRIP MECHANISM AUX.SUPPLY-230V AC, AUXILIARY CONTACT: 4NO + 4NC FOR LBS, 2NO + 2NC FOR EARTH SWITCH | LBS/ISO | SWITCHGEAR | G5-LBS-33KV-ES-STM | G5-SWITCHGEAR | - | - | Nos. |  | Inventory | 33kV, 630A, 25kA, LOAD BREAK SWITCH, WITH EARTH SWITCH, WITH SHUNT TRIP MECHANISM AUX.SUPPLY-230V AC, AUXILIARY CONTACT: 4NO + 4NC FOR LBS, 2NO + 2NC FOR EARTH SWITCH
7937 | 33kV, 1250A, 25KA/3Sec, 3 POLE, LOAD BREAK SWITCH, WITH AUXILIARY CONTACTS: 4NO+4NC. WITH FUSE & FUSE TRIP ARRANGEMENT, FUSE RATING: 25A, WITH FRONT DOOR, | LBS/ISO | SWITCHGEAR | G5-LBS-33KV-FTM | G5-SWITCHGEAR | _ | NA | Nos |  | Inventory | 33kV, 1250A, 25KA/3Sec, 3 POLE, LOAD BREAK SWITCH, WITH AUXILIARY CONTACTS: 4NO+4NC. WITH FUSE & FUSE TRIP ARRANGEMENT, FUSE RATING: 25A, WITH FRONT DOOR,
7938 | 33kV, 1250A, 25KA/3Sec, 3 POLE, LOAD BREAK SWITCH, WITH AUXILIARY CONTACTS: 4NO+4NC. WITH FUSE & FUSE TRIP ARRANGEMENT, FUSE RATING: 3A, WITH FRONT DOOR, | LBS/ISO | SWITCHGEAR | G5-LBS-33KV-FTM-3A | G5-SWITCHGEAR | - | - | Nos. |  | Inventory | 33kV, 1250A, 25KA/3Sec, 3 POLE, LOAD BREAK SWITCH, WITH AUXILIARY CONTACTS: 4NO+4NC. WITH FUSE & FUSE TRIP ARRANGEMENT, FUSE RATING: 3A, WITH FRONT DOOR,
7939 | 33kV, 1250A, 25KA/3Sec, 3 POLE, LOAD BREAK SWITCH, WITH AUXILIARY CONTACTS: 4NO+4NC. WITH EARTH SWITCH , AUX CONTACT 2NO+2NC, WITH FUSE & FUSE TRIP ARRANGEMENT, FUSE RATING: 40A, WITH FRONT DOOR, | LBS/ISO | SWITCHGEAR | G5-LBS-33KV-FTM-ES | G5-SWITCHGEAR | _ | NA | Nos |  | Inventory | 33kV, 1250A, 25KA/3Sec, 3 POLE, LOAD BREAK SWITCH, WITH AUXILIARY CONTACTS: 4NO+4NC. WITH EARTH SWITCH AUX CONTACT 2NO+2NC, WITH FUSE & FUSE TRIP ARRANGEMENT, FUSE RATING: 40A, WITH FRONT DOOR,
5324 | Cable Boot with Surge Arrester, 630A Silicon touch proof connector CJB20-630, 3C X 300 Sq.mm. Al. Bushing type: C (630A) Up to 24 KV, 1RX3C Al. XLPE insulated Cable Surge arrester boot CJBKP20 (YH10W-26/72) (Each set will have 3 Nos. Connector) | RMU | SWITCHGEAR | CJB20-630-WITH-SA | GCA | 22 | NA | Nos |  | Inventory | Cable Boot with Surge Arrester, 630A Silicon touch proof connector CJB20-630, 3C X 300 Sq.mm. Al. Bushing type: C (630A) Up to 24 KV, 1RX3C Al. XLPE insulated Cable Surge arrester boot CJBKP20 (YH10W-26/72) (Each set will have 3 Nos. Connector)
8666 | 630A Silicon touch proof connector CJB20-630, 3C X 300 Sq.mm. Al. Bushing type: C (630A) Up to 24 KV, 1RX3C Al. XLPE insulated Cable | RMU | SWITCHGEAR | JB20-630 | GCA | 22 | NA | Nos |  | Inventory | RMU 22kV , TOUCH PROOF KIT Type, V MODULE
23 | 10A | FUSE | SWITCHGEAR | 10 AMP | GE | 10 | NA | Nos | None | Inventory | 10A
82 | 16A | FUSE | SWITCHGEAR | 16 AMP | GE | 16 | NA | Nos | None | Inventory | 16A
2458 | 2A | FUSE | SWITCHGEAR | 2 AMP | GE | 2 | NA | Nos | None | Inventory | 2A
2994 | 4A | FUSE | SWITCHGEAR | 4 AMP | GE | 4 | NA | Nos | None | Inventory | 4A
3602 | 6A | FUSE | SWITCHGEAR | 6 AMP | GE | 6 | NA | Nos | None | Inventory | 6A
5184 | CAG12, TYPE: CAG12AF32A SENSITIVE EARTH FAULT RELAY, WITH CONTACT: 2NO S/R, In: 1A, FLUSH MOUNTING, WITH FLAG INDICATION, | RELAY | SWITCHGEAR | CAG12 | GE | _ | NA | Nos | None | Inventory | CAG12, TYPE: CAG12AF32A SENSITIVE EARTH FAULT RELAY, WITH CONTACT: 2NO S/R, In: 1A, FLUSH MOUNTING, WITH FLAG INDICATION,
5185 | TYPE: CAG 14, RESTRICTED E/F RELAY (64R), DRAWOUT, FLUSH, CASE SIZE : 1D(V), CONTACTS : 2NO, AUX VOLTAGE:110V DC, ALONG WITH STABILISING RESISTOR :200 O., | RELAY | SWITCHGEAR | CAG14AF12A | GE | _ | NA | Nos | None | Inventory | TYPE: CAG 14, RESTRICTED E/F RELAY (64R), DRAWOUT, FLUSH, CASE SIZE : 1D(V), CONTACTS : 2NO, AUX VOLTAGE:110V DC, ALONG WITH STABILISING RESISTOR :200 O.,
5288 | TYPE: CDG 11, STAND BY EARTH FAULT RELAY(51S), SELF POWERED, WITH 2 NO + 2NC H/R CONTACTS, CASE SIZE: 1D(V) 233(H)*170(W). | RELAY | SWITCHGEAR | CDG11AF006SCCH | GE | _ | NA | Nos | None | Inventory | TYPE: CDG 11, STAND BY EARTH FAULT RELAY(51S), SELF POWERED, WITH 2 NO + 2NC H/R CONTACTS, CASE SIZE: 1D(V) 233(H)*170(W).
5289 | Relay Model No : CDG31EG002SDCH, Relay type :CDG 31, Case size :3D H 30T, Application :2 O/C + 1 E/F, Current setting - O/C :2.5 to 10 amps, ( 50-200% ), Contacts (S/R OR H/R) :2 N/O 2 N/C H/R, Output Contacts :2 N/O 2 N/C H/R, Taps / Burden :Std / 3 VA, C.T.Secondary :5 amps, Current setting - E/F: 0.5 to 2 amps,(10 - 40% ), Flag / Mounting :Yes / Flush, Frequency :50 Hz, Name plate :RFG9126 903, Wiring Diagram :MADZ 802.64-1 | RELAY | SWITCHGEAR | CDG31EG002SDCH | GE | _ | NA | Nos | None | Inventory | Relay Model No : CDG31EG002SDCH, Relay type :CDG 31, Case size :3D H 30T, Application :2 O/C + 1 E/F, Current setting - O/C :2.5 to 10 amps, ( 50-200% ), Contacts (S/R OR H/R) :2 N/O 2 N/C H/R, Output Contacts :2 N/O 2 N/C H/R, Taps / Burden :Std / 3 VA, C.T.Secondary :5 amps, Current setting - E/F: 0.5 to 2 amps,(10 - 40% ), Flag / Mounting :Yes / Flush, Frequency :50 Hz, Name plate :RFG9126 903, Wiring Diagram :MADZ 802.64-1
5290 | OC/EF RELAY, CDG61EG101ZRCH THREE PHASE (IDMT+INST.) RELAY, WITH 2 OVER CURRENT & 1 E/F ELEMENTS, BURDEN: 3VA, SERIES TRIP, FREQ: 50Hz, CT SECONDARY: 5A, OVER CURRENT SETTING: 50-200%, E/F RANGE: 20-80%, CAG17 O/C SET: 250-2000%, E/F SET: 100-800% CONTACTS: 2NO+2NC, WITH FLAG INDICATION. | RELAY | SWITCHGEAR | CDG61EG101ZRCH | GE | _ | NA | Nos | None | Inventory | OC/EF RELAY, CDG61EG101ZRCH THREE PHASE (IDMT+INST.) RELAY, WITH 2 OVER CURRENT & 1 E/F ELEMENTS, BURDEN: 3VA, SERIES TRIP, FREQ: 50Hz, CT SECONDARY: 5A, OVER CURRENT SETTING: 50-200%, E/F RANGE: 20-80%, CAG17 O/C SET: 250-2000%, E/F SET: 100-800% CONTACTS: 2NO+2NC, WITH FLAG INDICATION.
5291 | IDMT 3 O/C OR 2O/C& 1 E/F RELAY WITH HI TECHNICAL SPECIFICATION Model No - CDG61EG101ZSCH CDG61/CAG17(MRK-III) Application - 2 O/C + 1 E/F Case Size - 3D Horz C.T. Secondary - 5 Amps O/C Setting - 2.5 - 10 Amps. Frequency/Tap - 50 HZ/Std Burden/D.M.T - 3 Va/3 Sec Contacts - 2 N/O 2 N/C H/R E/F Setting - 0.5 - 2 Amps.Flag - Yes, High Set Type / Contacts - CAG17 / 2 N/O S/R HighSet E/F Setting - 5-40 Amps High Set O/C Setting- 12.5-100 Amps, Name Plate -RFG9126 903, Outline Diagram- MFJ 014, | RELAY | SWITCHGEAR | CDG61EG101ZSCH | GE | _ | NA | Nos | None | Inventory | IDMT 3 O/C OR 2O/C& 1 E/F RELAY WITH HI TECHNICAL SPECIFICATION Model No - CDG61EG101ZSCH CDG61/CAG17(MRK-III) Application - 2 O/C + 1 E/F Case Size - 3D Horz C.T. Secondary - 5 Amps O/C Setting - 2.5 - 10 Amps. Frequency/Tap - 50 HZ/Std Burden/D.M.T - 3 Va/3 Sec Contacts - 2 N/O 2 N/C H/R E/F Setting - 0.5 - 2 Amps.Flag - Yes, High Set Type / Contacts - CAG17 / 2 N/O S/R HighSet E/F Setting - 5-40 Amps High Set O/C Setting- 12.5-100 Amps, Name Plate -RFG9126 903, Outline Diagram- MFJ 014,
6265 | SENSITIVE EARTH FAULT RELAY, (51S), AUX. VOLTAGE: 24-250V AC/DC, CONTACTS: 2 NO S/R, CASE SIZE: 1/2NH 12T, FLUSH MOUNTING, WITH EXT. RESISTOR: 2.7KOHMS, CURRENT SETTING RANGE: 10 TO 160mAMPS, OPERATING TIME SETTING RANGE: 0.5 TO 7.5SEC. | RELAY | SWITCHGEAR | CTUM15ZG001A | GE | - | - | Nos. |  | Inventory | SENSITIVE EARTH FAULT RELAY, (51S), AUX. VOLTAGE: 24-250V AC/DC, CONTACTS: 2 NO S/R, CASE SIZE: 1/2NH 12T, FLUSH MOUNTING, WITH EXT. RESISTOR: 2.7KOHMS, CURRENT SETTING RANGE: 10 TO 160mAMPS, OPERATING TIME SETTING RANGE: 0.5 TO 7.5SEC.
6266 | TYPE: CTUM 15 SENSITIVE EARTH FAULT RELAY, (51SEF), In: 1A, AUX. VOLTAGE: 24-250V DC, FLUSH MOUNTING, 1/2N, AUX. VOLTAGE: 24-250V AC/DC. | RELAY | SWITCHGEAR | CTUM15ZG002A | GE | _ | NA | Nos | None | Inventory | TYPE: CTUM 15 SENSITIVE EARTH FAULT RELAY, (51SEF), In: 1A, AUX. VOLTAGE: 24-250V DC, FLUSH MOUNTING, 1/2N, AUX. VOLTAGE: 24-250V AC/DC.
6267 | TYPE: CTUM 15, STATIC DEFINITE TIME SENSITIVE EARTH FAULT, Case size 1/2N H 12T, Current setting range 50 to 800 mAmps, Operating time sett.range: 0.5 to 7.5 secs, Aux.voltage: 24 - 250V ac/dc, Contacts: 1 N/O 1 N/C S/R, Flush Mounting, Ext.Resistor: 2.7K Ohms, | RELAY | SWITCHGEAR | CTUM15ZG012A | GE | _ | NA | Nos | None | Inventory | TYPE: CTUM 15, STATIC DEFINITE TIME SENSITIVE EARTH FAULT, Case size 1/2N H 12T, Current setting range 50 to 800 mAmps, Operating time sett.range: 0.5 to 7.5 secs, Aux.voltage: 24 - 250V ac/dc, Contacts: 1 N/O 1 N/C S/R, Flush Mounting, Ext.Resistor: 2.7K Ohms,
7952 | RELAY CODE: GBCDG11AF004SA(M), TYPE: CDG11, INVERSE TIME E/F RELAY, FLUSH MOUNTING,1D(V), SELF POWERED, WITH CONTACT: 2NO S/R, In: 5A, E/F SETTING: 0.2-1 A, 3 SEC. | RELAY | SWITCHGEAR | CDG11AF004SACH | GE | _ | NA | Nos |  | Inventory | RELAY CODE: GBCDG11AF004SA(M), TYPE: CDG11, INVERSE TIME E/F RELAY, FLUSH MOUNTING,1D(V), SELF POWERED, WITH CONTACT: 2NO S/R, In: 5A, E/F SETTING: 0.2-1 A, 3 SEC.
7953 | ELECTROMECHANICAL 2 O/C & 1 E/F RELAY, TYPE: CDG 31, FUNCTIONS: (51+51N), FLUSH MOUNTED, CONTACTS: 2 N/O, S/R, In : 5A, E/F SETTING: 1-4A, O/C SETTING: 2.5-10A. ORDERING CODE: GBCDG31EG001SBCH | RELAY | SWITCHGEAR | CDG31EG001SBCH | GE | _ | NA | Nos |  | Inventory | ELECTROMECHANICAL 2 O/C & 1 E/F RELAY, TYPE: CDG 31, FUNCTIONS: (51+51N), FLUSH MOUNTED, CONTACTS: 2 N/O, S/R, In : 5A, E/F SETTING: 1-4A, O/C SETTING: 2.5-10A. ORDERING CODE: GBCDG31EG001SBCH
7954 | RELAY CODE: GBCDG31EG002SB(M), TYPE: CDG31, NON DIRECTIONAL INVERSE TYPE, 3 O/C RELAY, FLUSH MONTING, FUNCTION (50+51), CONTACT: 2NO S/R, In: 5A, O/C SETTING: 2.5-10A, SIZE: 3DH,3 SEC. | RELAY | SWITCHGEAR | CDG31EG002SBCH | GE | - | - | Nos |  | Inventory | RELAY CODE: GBCDG31EG002SB(M), TYPE: CDG31, NON DIRECTIONAL INVERSE TYPE, 3 O/C RELAY, FLUSH MONTING, FUNCTION (50+51), CONTACT: 2NO S/R, In: 5A, O/C SETTING: 2.5-10A, SIZE: 3DH,3 SEC.
7955 | TYPE: VAJH 13, TRIPPING RELAY, (86), FLUSH MOUNTING, CASE SIZE 1/4N VERT.,CONTACTS : 3NO+1NC HR, CASE SIZE: 118(H) X 105(W) WITH HR FLAG, AUX. VOLTAGE: 110V DC. | RELAY | SWITCHGEAR | GBVAJH13YF0751BBA | GE | _ | NA | Nos |  | Inventory | TYPE: VAJH 13, TRIPPING RELAY, (86), FLUSH MOUNTING, CASE SIZE 1/4N VERT.,CONTACTS : 3NO+1NC HR, CASE SIZE: 118(H) X 105(W) WITH HR FLAG, AUX. VOLTAGE: 110V DC.
7956 | TYPE: VAJH 23, TRIPPING RELAY, (86), FLUSH MOUNTING, CASE SIZE 1/2N,CONTACTS : 6NO+2NC HR, CASE SIZE: 124(H) X 153(W) WITH HR FLAG, AUX. VOLTAGE: 220V DC. | RELAY | SWITCHGEAR | GBVAJH23ZG1002BBA | GE | - | - | Nos. |  | Inventory | TYPE: VAJH 23, TRIPPING RELAY, (86), FLUSH MOUNTING, CASE SIZE 1/2N,CONTACTS : 6NO+2NC HR, CASE SIZE: 124(H) X 153(W) WITH HR FLAG, AUX. VOLTAGE: 220V DC.
11005 | TYPE: MVAJM15JA, TRIPPING RELAY, (86), FLUSH MOUNTING, CASE SIZE 1/2, CONTACTS: 8NO+2NC, WITH HR & ER, AUX. VOLTAGE: 110V DC. | RELAY | SWITCHGEAR | MVAJM15JA0752A | GE | _ | NA | Nos |  | Inventory | TYPE: MVAJM15JA, TRIPPING RELAY, (86), FLUSH MOUNTING, CASE SIZE 1/2, CONTACTS: 8NO+2NC, WITH HR & ER, AUX. VOLTAGE: 110V DC.
11006 | , TRIPPING RELAY, (86), FLUSH MOUNTING, CASE SIZE 2, CONTACTS : 8NO+2NC HR, WITH HR FLAG & ELECTRICAL RESET, AUX. VOLTAGE: 110V DC. , | RELAY | SWITCHGEAR | MVAJM15JA1002A | GE | _ | NA | Nos | None | Inventory | , TRIPPING RELAY, (86), FLUSH MOUNTING, CASE SIZE 2, CONTACTS : 8NO+2NC HR, WITH HR FLAG & ELECTRICAL RESET, AUX. VOLTAGE: 110V DC. ,
11007 | TYPE: MVJAM25, TRIPPING RELAY, (86), FLUSH MOUNTING, CONTACTS : 10NO+10NC HR, WITH ELECTRICAL RISET ON EACH ELEMENT, AUX. VOLTAGE: 110V DC. | RELAY | SWITCHGEAR | MVAJM25LA0810A | GE | - | - | Nos. |  | Inventory | TYPE: MVJAM25, TRIPPING RELAY, (86), FLUSH MOUNTING, CONTACTS : 10NO+10NC HR, WITH ELECTRICAL RISET ON EACH ELEMENT, AUX. VOLTAGE: 110V DC.
11008 | TYPE: MVAX31, TRIP CIRCUIT SUPERVISION RELAY (95), 1NO+1NC+2C/O S/R OUTPUT CONTACTS,ORDERING CODE: MVAXM31D1DE3752A, AUX.SUPPLY : 230V AC, 1/2 NH CASE. | RELAY | SWITCHGEAR | MVAXM31D1DE3752A | GE | - | - | Nos. |  | Inventory | TYPE: MVAX31, TRIP CIRCUIT SUPERVISION RELAY (95), 1NO+1NC+2C/O S/R OUTPUT CONTACTS,ORDERING CODE: MVAXM31D1DE3752A, AUX.SUPPLY : 230V AC, 1/2 NH CASE.
12154 | O/C E/F RELAY - Function: 50+50N+51+51N+95, 8DI + 6DO, Mounting - Flush, CT Sec - 1/5A, Aux Voltage -90-240V AC/DC,With - RS485 Modbus, | RELAY | SWITCHGEAR | P111E1092N111 | GE | _ | NA | Nos | None | Inventory | O/C E/F RELAY - Function: 50+50N+51+51N+95, 8DI + 6DO, Mounting - Flush, CT Sec - 1/5A, Aux Voltage -90-240V AC/DC,With - RS485 Modbus,
12158 | TYPE: MiCOM P141, NUMERICAL, MULTIFUNCTION RELAY, FUNCTIONS: (50+51+50N+51N+27+59+32R), FLUSH MOUNTING, AUX. VOLTAGE: 110V DC, CONTACTS: 8 BI + 7 BO, In: 1A, WITH RJ 45 PORT FOR IEC 61850 PROTOCOL. | RELAY | SWITCHGEAR | P141916A6M0610P | GE | _ | NA | Nos |  | Inventory | TYPE: MiCOM P141, NUMERICAL, MULTIFUNCTION RELAY, FUNCTIONS: (50+51+50N+51N+27+59+32R), FLUSH MOUNTING, AUX. VOLTAGE: 110V DC, CONTACTS: 8 BI + 7 BO, In: 1A, WITH RJ 45 PORT FOR IEC 61850 PROTOCOL.
12159 | Protections: 50,51,50N,51N, 27,59,81,86,95 DI/DO: 10/11, Communication: IEC61850 Protocol | RELAY | SWITCHGEAR | P141916A7M0610P | GE | _ | NA | Nos |  | Inventory | Protections: 50,51,50N,51N, 27,59,81,86,95 DI/DO: 10/11, Communication: IEC61850 Protocol
12160 | P14DB , 3P, NUMERICAL MULTIFUNCTION PROTECTION RELAY (50+51+50N+51N+59N), FLUSH MOUNTED, CONTACTS : 08 BI & 08 BO, WITH MODBUS PROTCOL COMMUNICABLE RS485 PORT, AUX. VOLTAGE. : 220V DC, In : 1A.TWO RESISTOR : 2.7KOHM | RELAY | SWITCHGEAR | P14DB11A2C0620A | GE | _ | NA | Nos |  | Inventory | P14DB , 3P, NUMERICAL MULTIFUNCTION PROTECTION RELAY (50+51+50N+51N+59N), FLUSH MOUNTED, CONTACTS : 08 BI & 08 BO, WITH MODBUS PROTCOL COMMUNICABLE RS485 PORT, AUX. VOLTAGE. : 220V DC, In : 1A.TWO RESISTOR : 2.7KOHM
12161 | "TYPE: P14DB , 3P, NUMERICAL MULTIFUNCTION PROTECTION RELAY (50+51+50N+51N+59N+27+59+67+67N+60+95), FLUSH MOUNTED, CONTACTS : 11 BI & 12 BO,WITH MODBUS PROTCOL COMMUNICABLE RS485 PORT, AUX. VOLTAGE. : 110V DC, In : 5A.TWO RESISTOR : 2.7KOHM, | RELAY | SWITCHGEAR | P14DB11C2C0540A | GE | _ | NA | Nos |  | Inventory | "TYPE: P14DB , 3P, NUMERICAL MULTIFUNCTION PROTECTION RELAY (50+51+50N+51N+59N+27+59+67+67N+60+95), FLUSH MOUNTED, CONTACTS : 11 BI & 12 BO,WITH MODBUS PROTCOL COMMUNICABLE RS485 PORT, AUX. VOLTAGE. : 110V DC, In : 5A.TWO RESISTOR : 2.7KOHM,
7234 | EARTH LEAKAGE RELAY (ELR)-AUX VOLTAGE-230V AC, O/P-1C/O, DIM - 96mmX96mm, Range 100mA to 1A | ELR | LV_Switchgear | ELR96-1C-C-2-STD-R0.1-1A | PROTECH | - | - | Nos. |  | Inventory | EARTH LEAKAGE RELAY (ELR)-AUX VOLTAGE-230V AC, O/P-1C/O, DIM - 96mmX96mm, Range 100mA to 1A
7235 | EARTH LEAKAGE RELAY (ELR)-AUX VOLTAGE-230V AC, O/P-1C/O, DIM - 96mmX96mm, range 300mA to 3A | ELR | LV_Switchgear | ELR96-1C-D-2-STD-R0.3-3A | PROTECH | - | - | Nos. |  | Inventory | EARTH LEAKAGE RELAY (ELR) - AUX. VOLTAGE-230VAC, O/P-1C/O, DIM - 96mmX96mm
12162 | P14DB , 3P, NUMERICAL MULTIFUNCTION PROTECTION RELAY (50+51+50N+51N+27+59+60+67+67N+95+64BG), FLUSH MOUNTED, CONTACTS : 11 BI & 12 BO, WITH MODBUS PROTCOL COMMUNICABLE RS485 PORT, AUX. VOLTAGE. :110V-220VDC, In : 1A. | RELAY | SWITCHGEAR | P14DB11C2C0620A | GE | _ | NA | Nos |  | Inventory | P14DB , 3P, NUMERICAL MULTIFUNCTION PROTECTION RELAY (50+51+50N+51N+27+59+60+67+67N+95+64BG), FLUSH MOUNTED, CONTACTS : 11 BI & 12 BO, WITH MODBUS PROTCOL COMMUNICABLE RS485 PORT, AUX. VOLTAGE. :110V-220VDC, In : 1A.
12163 | TYPE: P14DB, NUMERICAL MULTIFUNCTION PROTECTION RELAY (51+51N+50+50N+27+59+67+67N+81O+81U+60+59N+95), FLUSH MOUNTED, CONTACTS : 11 BI & 12 BO, WITH MODBUS PROTOCOL RS-485 PORT,AUX. VOLTAGE. : 220V DC, In : 1A. TWO RESISTOR : 5.2KOHM | RELAY | SWITCHGEAR | P14DB12D2B0020E | GE | _ | NA | Nos |  | Inventory | TYPE: P14DB, NUMERICAL MULTIFUNCTION PROTECTION RELAY (51+51N+50+50N+27+59+67+67N+81O+81U+60+59N+95), FLUSH MOUNTED, CONTACTS : 11 BI & 12 BO, WITH MODBUS PROTOCOL RS-485 PORT,AUX. VOLTAGE. : 220V DC, In : 1A. TWO RESISTOR : 5.2KOHM
12164 | TYPE: P14DB, NUMERICAL MULTIFUNCTION PROTECTION RELAY (50,51,50N,51N, 50LBB,27,59,95), FLUSH MOUNTED, CONTACTS : 14 BI & 9 BO, WITH WITH MODBUS TCPIP PROTOCOL AUX. VOLTAGE. : 110V DC, In : 1A.TWO RESISTOR : 2.7KOHM,ENHANCE MODEL | RELAY | SWITCHGEAR | P14DB12E2B0020E | GE | - | - | Nos. |  | Inventory | TYPE: P14DB, NUMERICAL MULTIFUNCTION PROTECTION RELAY (50,51,50N,51N, 50LBB,27,59,95), FLUSH MOUNTED, CONTACTS : 14 BI & 9 BO, WITH WITH MODBUS TCPIP PROTOCOL AUX. VOLTAGE. : 110V DC, In : 1A.TWO RESISTOR : 2.7KOHM,ENHANCE MODEL
12165 | Numeric Feeder Protection Relay, Type: P14DB, (8DI+8DO), PROTECTION - 50, 51, 50N,51N,59N,27,59,67,67N,95,79 with IEC61850 + RJ45 Port, Aux.Volt:24-250V AC/DC | RELAY | SWITCHGEAR | P14DB16A6C00610A | GE | _ | NA | Nos | None | Inventory | Numeric Feeder Protection Relay, Type: P14DB, (8DI+8DO), PROTECTION - 50, 51, 50N,51N,59N,27,59,67,67N,95,79 with IEC61850 + RJ45 Port, Aux.Volt:24-250V AC/DC
12166 | TYPE:P14DB NUMERICAL, COMMUNICABLE TYPE, FUNCTIONS: (27+59+59N), FLUSH MOUNTING, AUX. VOLTAGE: 220V DC, CONTACTS: 8 BI + 8 BO, Vn: 110V AC, COMMUNICABLE WITH IEC61850 PROTOCOL. | RELAY | SWITCHGEAR | P14DB16A6C0620A | GE | - | - | Nos. |  | Inventory | TYPE:P14DB NUMERICAL, COMMUNICABLE TYPE, FUNCTIONS: (27+59+59N), FLUSH MOUNTING, AUX. VOLTAGE: 220V DC, CONTACTS: 8 BI + 8 BO, Vn: 110V AC, COMMUNICABLE WITH IEC61850 PROTOCOL.
12167 | TYPE: P14DB, MULTIFUNCTION RELAY, FLUSH MOUNTING, FUNCTIONS:(50+51+50N+51N+27+60+95-1), CONTACTS : 6 BI + 8 BO, AUX. VOLTAGE: 110V DC, In : 1A, Vn: 110V AC, WITH IEC 61850 PROTOCOL AND WITH SUITABLE COMMNS. PORT | RELAY | SWITCHGEAR | P14DB16C6D0610A | GE | - | - | Nos. |  | Inventory | TYPE: P14DB, MULTIFUNCTION RELAY, FLUSH MOUNTING, FUNCTIONS:(50+51+50N+51N+27+60+95-1), CONTACTS : 6 BI + 8 BO, AUX. VOLTAGE: 110V DC, In : 1A, Vn: 110V AC, WITH IEC 61850 PROTOCOL AND WITH SUITABLE COMMNS. PORT
12168 | TYPE:P14DB26C6D0620A , NUMERICAL, COMMUNICABLE TYPE, IDMT & INST. O/C + E/F RELAY, DRAWOUT TYPE, FUNCTIONS: (50/51; 50N / 51N; 67 / 67N; 27/59, 51NS), FLUSH MOUNTING, AUX. VOLTAGE: 125V DC, CONTACTS: 11 BI + 11 BO, In: 1A, WITH IEC61850 PROTOCOL. | RELAY | SWITCHGEAR | P14DB26C6D0620A | GE | - | NA | Nos. |  | Inventory | TYPE:P3U30, NUMERICAL, COMMUNICABLE TYPE, IDMT & INST. O/C + E/F RELAY, DRAWOUT TYPE, FUNCTIONS: (50/51; 50N / 51N; 67 / 67N; 27/59, 51S), FLUSH MOUNTING, AUX. VOLTAGE: 125V DC, CONTACTS: 16 BI + 10 BO, In: 1A, WITH IEC61850 PROTOCOL.
12169 | TYPE: P14DG , 3P, MULTIFUNCTION RELAY , MODBUS PROTOCOL WITH RS-485 COMM. PORT, FUNCTIONS: (50+51+50N+51N+27+59+81df/dt+32+78), FLUSH MOUNTING, CONTACTS : 8 DO + 6 DI , AUX. VOLTAGE: 24V DC, In: 1A, CASE:30TE | RELAY | SWITCHGEAR | P14DG11F2C00A | GE | _ | NA | Nos | None | Inventory | TYPE: P14DG , 3P, MULTIFUNCTION RELAY , MODBUS PROTOCOL WITH RS-485 COMM. PORT, FUNCTIONS: (50+51+50N+51N+27+59+81df/dt+32+78), FLUSH MOUNTING, CONTACTS : 8 DO + 6 DI , AUX. VOLTAGE: 24V DC, In: 1A, CASE:30TE
12170 | TYPE: P14DL (Agile series), NUMERICAL MULTIFUNCTION (50+51+50N+51N+27+59+81U+81O+50BF), FLUSH MOUNTING, CONTACTS : 11 BI & 12 BO,AUX. VOLTAGE: 110V DC, In : 1A, WITH MODBUS PROTCOL COMMUNICABLE RS485 PORT. | RELAY | SWITCHGEAR | P14DL11C200640A | GE | _ | NA | Nos |  | Inventory | TYPE: P14DL (Agile series), NUMERICAL MULTIFUNCTION (50+51+50N+51N+27+59+81U+81O+50BF), FLUSH MOUNTING, CONTACTS : 11 BI & 12 BO,AUX. VOLTAGE: 110V DC, In : 1A, WITH MODBUS PROTCOL COMMUNICABLE RS485 PORT.
12171 | P14DL , 3P, NUMERICAL MULTIFUNCTION PROTECTION RELAY (50+51+50N+51N+27+59), FLUSH MOUNTED, CONTACTS : 11 BI & 12 BO,WITH MODBUS PROTCOL COMMUNICABLE RS485 PORT, AUX. VOLTAGE. : 110V DC, In : 1A.,30TE Flush (3 function keys with LEDs, 8 programmable LEDs) | RELAY | SWITCHGEAR | P14DL11C2C0620A | GE | _ | NA | Nos |  | Inventory | P14DL , 3P, NUMERICAL MULTIFUNCTION PROTECTION RELAY (50+51+50N+51N+27+59), FLUSH MOUNTED, CONTACTS : 11 BI & 12 BO,WITH MODBUS PROTCOL COMMUNICABLE RS485 PORT, AUX. VOLTAGE. : 110V DC, In : 1A.,30TE Flush (3 function keys with LEDs, 8 programmable LEDs)
12172 | P14DL , 3P, NUMERICAL MULTIFUNCTION PROTECTION RELAY (50+51+50N+51N+27+59), FLUSH MOUNTED, CONTACTS : 11 BI & 12 BO,WITH MODBUS PROTCOL COMMUNICABLE RS485 PORT, AUX. VOLTAGE. : 110V DC, In : 1A.,30TE Flush (3 function keys with LEDs, 8 programmable LEDs).. | RELAY | SWITCHGEAR | P14DL11D2C0620A | GE | _ | NA | Nos |  | Inventory | P14DL , 3P, NUMERICAL MULTIFUNCTION PROTECTION RELAY (50+51+50N+51N+27+59), FLUSH MOUNTED, CONTACTS : 11 BI & 12 BO,WITH MODBUS PROTCOL COMMUNICABLE RS485 PORT, AUX. VOLTAGE. : 110V DC, In : 1A.,30TE Flush (3 function keys with LEDs, 8 programmable LEDs)..
12173 | P14DL, 3P, NUMERICAL MULTIFUNCTION PROTECTION RELAY (50+51+50N+51N+27+59+79+25+67+67N+59N), FLUSH MOUNTED, CONTACTS : 11 BI & 12 BO,WITH MODBUS PROTCOL COMMUNICABLE RS485 PORT, AUX. VOLTAGE. : 110V DC, In : 1A. | RELAY | SWITCHGEAR | P14DL12D2B0010E | GE | _ | NA | Nos |  | Inventory | P14DL, 3P, NUMERICAL MULTIFUNCTION PROTECTION RELAY (50+51+50N+51N+27+59+79+25+67+67N+59N), FLUSH MOUNTED, CONTACTS : 11 BI & 12 BO,WITH MODBUS PROTCOL COMMUNICABLE RS485 PORT, AUX. VOLTAGE. : 110V DC, In : 1A.
12174 | P14DL , 3P, NUMERICAL MULTIFUNCTION PROTECTION RELAY (50+51+50N+51N+27+59+67+67N+50BF+79+25), FLUSH MOUNTED, CONTACTS : 11 BI & 12 BO,Vn : 110V AC; In : 1A,WITH IEC61850 PROTOCOL , AUX. VOLTAGE. : 110V DC, | RELAY | SWITCHGEAR | P14DL16A6C0610A | GE | _ | NA | Nos |  | Inventory | P14DL , 3P, NUMERICAL MULTIFUNCTION PROTECTION RELAY (50+51+50N+51N+27+59+67+67N+50BF+79+25), FLUSH MOUNTED, CONTACTS : 11 BI & 12 BO,Vn : 110V AC; In : 1A,WITH IEC61850 PROTOCOL , AUX. VOLTAGE. : 110V DC,
12175 | Digital Neumerical Protection Relay with 51, 50, 51N, 50N, 67, 67N, 25, 95 Protection Rated Input AT 50Hz : 1A CT Sec. Suitable For Flush Mounting case- Standard Binary : 16 Inputs + 8 Outputs Aux. Voltage- 125V DC | RELAY | SWITCHGEAR | P14DL26C6D0620A | GE | _ | NA | Nos |  | Inventory | Digital Neumerical Protection Relay with 51, 50, 51N, 50N, 67, 67N, 25, 95 Protection Rated Input AT 50Hz : 1A CT Sec. Suitable For Flush Mounting case- Standard Binary : 16 Inputs + 8 Outputs Aux. Voltage- 125V DC
12176 | TYPE: P14DL, NUMERICAL MULTIFUNCTION RELAY, FUNCTION: (60+95+25), FLUSH MOUNTING, CONTACTS : 11 BI & 12 BO WITH TCS ,AUX. VOLTAGE: 110V DC, In : 5A, WITH MODBUS PROTCOL COMMUNICABLE WITH TCP/IP COMMUNICATION & WITH CONFIRMAL COATING, RELAY CODE-P14DL2QC9C0XX0A. | RELAY | SWITCHGEAR | P14DL2QC9C0XX0A | GE | _ | NA | Nos |  | Inventory | TYPE: P14DL, NUMERICAL MULTIFUNCTION RELAY, FUNCTION: (60+95+25), FLUSH MOUNTING, CONTACTS : 11 BI & 12 BO WITH TCS ,AUX. VOLTAGE: 110V DC, In : 5A, WITH MODBUS PROTCOL COMMUNICABLE WITH TCP/IP COMMUNICATION & WITH CONFIRMAL COATING, RELAY CODE-P14DL2QC9C0XX0A.
12177 | Numeric Feeder Protection Relay, Type: P14NB, (8DI+8DO), PROTECTION - 50,51,50N, 51N, 95 with RS485 Port, Aux.Volt:24-250V AC/DC, | RELAY | SWITCHGEAR | P14NB11A2B0500A | GE | _ | NA | Nos | None | Inventory | Numeric Feeder Protection Relay, Type: P14NB, (8DI+8DO), PROTECTION - 50,51,50N, 51N, 95 with RS485 Port, Aux.Volt:24-250V AC/DC,
12178 | TYPE: P14NB , 3P, NUMERICAL MULTIFUNCTION PROTECTION RELAY (50+51+50N+51N), FLUSH MOUNTED, CONTACTS : 11 BI & 12 BO, WITH MODBUS PROTCOL COMMUNICABLE RS485 PORT, AUX. VOLTAGE. : 110V DC, In : 5A.TWO RESISTOR : 2.7KOHM, | RELAY | SWITCHGEAR | P14NB11C2C0610A | GE | _ | NA | Nos | None | Inventory | TYPE: P14NB , 3P, NUMERICAL MULTIFUNCTION PROTECTION RELAY (50+51+50N+51N), FLUSH MOUNTED, CONTACTS : 11 BI & 12 BO, WITH MODBUS PROTCOL COMMUNICABLE RS485 PORT, AUX. VOLTAGE. : 110V DC, In : 5A.TWO RESISTOR : 2.7KOHM,
12179 | TYPE: P14NB, NUMERICAL MULTIFUNCTION PROTECTION RELAY , (51+51N+50+50N+95+86), CONTACTS : 11 BI & 12 BO, WITH MODBUS PROTOCOL RS-485, AUX. VOLTAGE. : 110V DC, In : 1A, 30TE Flush (3 function keys with LEDs, 8 programmable LEDs) | RELAY | SWITCHGEAR | P14NB11C2C0620A | GE | _ | NA | Nos |  | Inventory | TYPE: P14NB, NUMERICAL MULTIFUNCTION PROTECTION RELAY , (51+51N+50+50N+95+86), CONTACTS : 11 BI & 12 BO, WITH MODBUS PROTOCOL RS-485, AUX. VOLTAGE. : 110V DC, In : 1A, 30TE Flush (3 function keys with LEDs, 8 programmable LEDs)
12180 | TYPE: P14NB, NUMERICAL MULTIFUNCTION PROTECTION RELAY (50+51+50N+51N+95), FLUSH MOUNTED, CONTACTS : 11 BI & 12 BO, WITH MODBUS PROTOCOL RS-485 PORT,AUX. VOLTAGE. : 220V DC, In : 1A. TWO RESISTOR : 5.2KOHM | RELAY | SWITCHGEAR | P14NB12D2B0020E | GE | _ | NA | Nos |  | Inventory | TYPE: P14NB, NUMERICAL MULTIFUNCTION PROTECTION RELAY (50+51+50N+51N+95), FLUSH MOUNTED, CONTACTS : 11 BI & 12 BO, WITH MODBUS PROTOCOL RS-485 PORT,AUX. VOLTAGE. : 220V DC, In : 1A. TWO RESISTOR : 5.2KOHM
12181 | Numeric Feeder Protection Relay, Type: P14NB, (8DI+8DO), PROTECTION - 50,51,50N, 51N, 95 with IEC61850 + RJ45 Port, Aux.Volt:24-250V AC/DC | RELAY | SWITCHGEAR | P14NB16A6C00610A | GE | _ | NA | Nos | None | Inventory | Numeric Feeder Protection Relay, Type: P14NB, (8DI+8DO), PROTECTION - 50,51,50N, 51N, 95 with IEC61850 + RJ45 Port, Aux.Volt:24-250V AC/DC
12182 | TYPE: P14NB, MULTIFUNCTION RELAY, FLUSH MOUNTING, FUNCTIONS:(50+51+50N+51N+95-1), CONTACTS: 6 BI + 8 BO, AUX. VOLTAGE: 110V DC, In : 1A, WITH IEC 61850 PROTOCOL AND WITH SUITABLE COMMNS. PORT | RELAY | SWITCHGEAR | P14NB16A6C0620A | GE | - | - | Nos. |  | Inventory | TYPE: P14NB, MULTIFUNCTION RELAY, FLUSH MOUNTING, FUNCTIONS:(50+51+50N+51N+95-1), CONTACTS: 6 BI + 8 BO, AUX. VOLTAGE: 110V DC, In : 1A, WITH IEC 61850 PROTOCOL AND WITH SUITABLE COMMNS. PORT
12183 | TYPE: P14NB, MULTIFUNCTION RELAY, FLUSH MOUNTING, FUNCTIONS:(50+51+50N+51N+51S+95-1), CONTACTS: 6 BI + 8 BO, AUX. VOLTAGE: 110V DC, In : 1A, WITH IEC 61850 PROTOCOL AND WITH SUITABLE COMMNS. PORT | RELAY | SWITCHGEAR | P14NB26A6C0620A | GE | - | - | Nos. |  | Inventory | TYPE: P14NB, MULTIFUNCTION RELAY, FLUSH MOUNTING, FUNCTIONS:(50+51+50N+51N+51S+95-1), CONTACTS: 6 BI + 8 BO, AUX. VOLTAGE: 110V DC, In : 1A, WITH IEC 61850 PROTOCOL AND WITH SUITABLE COMMNS. PORT
12184 | TYPE: P14NB, MULTIFUNCTION RELAY, FLUSH MOUNTING, FUNCTIONS:(50+51+50N+51N+51S+95-1), CONTACTS: 11 BI + 12 BO, AUX. VOLTAGE: 110V DC, In : 1A, WITH IEC 61850 PROTOCOL AND WITH SUITABLE COMMNS. PORT | RELAY | SWITCHGEAR | P14NB26C6D0620A | GE | - | - | Nos. |  | Inventory | TYPE: P14NB, MULTIFUNCTION RELAY, FLUSH MOUNTING, FUNCTIONS:(50+51+50N+51N+51S+95-1), CONTACTS: 11 BI + 12 BO, AUX. VOLTAGE: 110V DC, In : 1A, WITH IEC 61850 PROTOCOL AND WITH SUITABLE COMMNS. PORT
12185 | TYPE:P153 NUMERICAL, COMMUNICABLE TYPE, IDMT & INST. O/C + E/F RELAY, NON-DRAWOUT TYPE, FUNCTIONS: (50+51+50N+51N), FLUSH MOUNTING, WITH LARGE DISPLAY, AUX. VOLTAGE: 110V-220V DC/AC, CONTACTS: 04 BI + 04 BO, In: 1A, BI THRESHOLD-MIN.18 VDC; RS485 PORT COMMUNICABLE WITH MODBUS PROTOCOL. | RELAY | SWITCHGEAR | P153211A1A1010A | GE | _ | NA | Nos |  | Inventory | TYPE:P153 NUMERICAL, COMMUNICABLE TYPE, IDMT & INST. O/C + E/F RELAY, NON-DRAWOUT TYPE, FUNCTIONS: (50+51+50N+51N), FLUSH MOUNTING, WITH LARGE DISPLAY, AUX. VOLTAGE: 110V-220V DC/AC, CONTACTS: 04 BI + 04 BO, In: 1A, BI THRESHOLD-MIN.18 VDC; RS485 PORT COMMUNICABLE WITH MODBUS PROTOCOL.
12186 | TYPE:P153 NUMERICAL, COMMUNICABLE TYPE, IDMT & INST. O/C + E/F RELAY, DRAWOUT TYPE, FUNCTIONS: (50+51+50N+51N+95+49+FR), FLUSH MOUNTING,WITH LARGE DISPLAY, AUX. VOLTAGE: 220V DC, CONTACTS: 04 BI + 04 BO, In: 1A,BI THRESHOLD-MIN.44 VDC; RS485 PORT COMMUNICABLE WITH MODBUS PROTOCOL. | RELAY | SWITCHGEAR | P153311A1A1010A | GE | _ | NA | Nos |  | Inventory | TYPE:P153 NUMERICAL, COMMUNICABLE TYPE, IDMT & INST. O/C + E/F RELAY, DRAWOUT TYPE, FUNCTIONS: (50+51+50N+51N+95+49+FR), FLUSH MOUNTING,WITH LARGE DISPLAY, AUX. VOLTAGE: 220V DC, CONTACTS: 04 BI + 04 BO, In: 1A,BI THRESHOLD-MIN.44 VDC; RS485 PORT COMMUNICABLE WITH MODBUS PROTOCOL.
12187 | P154, NUMERICAL, COMUNICABLE TYPE, RESTRICTED EARTH FAULT RELAY, FUNCTIONS: (50+50N+51+51N+64R), FLUSH MOUNTING, NON DRAWOUT TYPE, CONTACTS: 6 D/I + 6 D/O CONTACTS, AUX. VOLTAGE: 110V DC, In: 1A, COMMUNICABLE WITH RS-485 PORT. | RELAY | SWITCHGEAR | P154111A1A1010A | GE | _ | NA | Nos |  | Inventory | P154, NUMERICAL, COMUNICABLE TYPE, RESTRICTED EARTH FAULT RELAY, FUNCTIONS: (50+50N+51+51N+64R), FLUSH MOUNTING, NON DRAWOUT TYPE, CONTACTS: 6 D/I + 6 D/O CONTACTS, AUX. VOLTAGE: 110V DC, In: 1A, COMMUNICABLE WITH RS-485 PORT.
7262 | Under-voltage Coil/Release UVR-C 240V AC for fixed/plug-in type MCCB, Frame size DZ1 | MCCB Accessories | LV_Switchgear | EM90031BOOO | L&T | 0 | Undervoltage | Nos. | None | Inventory | Under-voltage Coil/Release UVR-C 240V AC for fixed/plug-in type MCCB, Frame size DZ1
7263 | Shunt Coil/Release SOR-C 240 AC for fixed/plug-in type MCCB, Frame size DZ1 | MCCB Accessories | LV_Switchgear | EM90032OBOO | L&T | 0 | Shunt | Nos. | None | Inventory | Shunt Coil/Release SOR-C 240 AC for fixed/plug-in type MCCB, Frame size DZ1
7264 | Shunt Coil/Release SOR-C 240V AC for fixed/plug-in type DZ6, DZ7 MCCB, Frame size DZ6-630Y / DZ7-630Y | MCCB Accessories | LV_Switchgear | EM90034OBOO | L&T | 0 | Shunt | Nos. |  | Inventory | Shunt Coil/Release SOR-C 240V AC for fixed/plug-in type DZ6, DZ7 MCCB, Frame size DZ6-630Y / DZ7-630Y
7265 | Auxiliary contact 1C/O, AUX-C, for fixed/plug-in type MCCB, Frame size DZ1 | MCCB Accessories | LV_Switchgear | EM90110OOOO | L&T | 0 | Aux./Trip Contact | Nos. | None | Inventory | Auxiliary contact 1C/O, AUX-C, for fixed/plug-in type MCCB, Frame size DZ1
7266 | Auxiliary contact 1C/O, AUX-C, for fixed/plug-in type DZ6, DZ7 MCCB, Frame size DZ6-630Y, DZ7-630Y | MCCB Accessories | LV_Switchgear | EM90114OOOO | L&T | 0 | Aux./Trip Contact | Nos. |  | Inventory | Auxiliary contact 1C/O, AUX-C, for fixed/plug-in type DZ6, DZ7 MCCB, Frame size DZ6-630Y, DZ7-630Y
7267 | Direct rotary handle RHE for fixed/plug-in type DZ1 MCCB, Frame size DZ1 | MCCB Accessories | LV_Switchgear | EM90207OOOO | L&T | 0 | Rotary Handle | Nos. | None | Inventory | Direct rotary handle RHE for fixed/plug-in type DZ1 MCCB, Frame size DZ1
7268 | Extended rotary handle RHE for fixed/plug-in type DZ1 MCCB, Frame size DZ1 | MCCB Accessories | LV_Switchgear | EM90209OOOO | L&T | 0 | Rotary Handle | Nos. | None | Inventory | Extended rotary handle RHE for fixed/plug-in type DZ1 MCCB, Frame size DZ1
7269 | Extended rotary handle RHE for fixed/plug-in type DSINE MCCB, Frame size DZ6 | MCCB Accessories | LV_Switchgear | EM90276OOOO | L&T | 0 | Rotary Handle | Nos. |  | Inventory | Extended rotary handle RHE for fixed/plug-in type DSINE MCCB, Frame size DZ6
7270 | Extended rotary handle RHE for fixed/plug-in type DZ7 MCCB, Frame size DZ7-630Y | MCCB Accessories | LV_Switchgear | EM90381OOOO | L&T | 0 | Rotary Handle | Nos. |  | Inventory | Extended rotary handle RHE for fixed/plug-in type DZ7 MCCB, Frame size DZ7-630Y
7271 | TP Extended spreader terminals kit for DZ1 MCCB, Frame size DZ1-160, 6pcs. | MCCB Accessories | LV_Switchgear | EM90609OOOO | L&T | 0 | Spreaders | Nos. | None | Inventory | TP Extended spreader terminals kit for DZ1 MCCB, Frame size DZ1-160, 6pcs.
7272 | FP Extended spreader terminals kit for DZ1 MCCB, Frame size DZ1-160, 8pcs. | MCCB Accessories | LV_Switchgear | EM90610OOOO | L&T | 0 | Spreaders | Nos. | None | Inventory | FP Extended spreader terminals kit for DZ1 MCCB, Frame size DZ1-160, 8pcs.
7273 | Extended rotary handle RHE for fixed/plug-in type DY-125U MCCB, Frame size DY-125U | MCCB Accessories | LV_Switchgear | EM90970OOOO | L&T | 0 | Rotary Handle | Nos. |  | Inventory | Extended rotary handle RHE for fixed/plug-in type DY-125U MCCB, Frame size DY-125U
7274 | MCCB , 100A, DP, AC : 25kA @ 230VAC, 10kA@ 250VDC,Thermal Magnetic Release,Model-DY-125U | MCCB | LV_Switchgear | EM90982OOKO | L&T | 100A | - | Nos. |  | Inventory | MCCB , 100A, DP, AC : 25kA @ 230VAC, 10kA@ 250VDC,Thermal Magnetic Release,Model-DY-125U
7275 | TP Extended spreader terminals kit for DZ6 MCCB, Frame size DZ6, 6pcs. | MCCB Accessories | LV_Switchgear | EM96075OOOO | L&T | 0 | Spreaders | Nos. |  | Inventory | TP Extended spreader terminals kit for DZ6 MCCB, Frame size DZ6, 6pcs.
7276 | TP Extended spreader terminals kit for 320A DZ6 MCCB, Frame size DZ6, 6pcs. | MCCB Accessories | LV_Switchgear | EM96249OOOO | L&T | 0 | Spreaders | Nos. |  | Inventory | TP Extended spreader terminals kit for 320A DZ6 MCCB, Frame size DZ6, 6pcs.
7277 | Spreaders dsine DZ6-400Y/Z 3P C 30 T 12 | MCCB Accessories | LV_Switchgear | EM96295OOOO | L&T | - | Spreaders | Nos. |  | Inventory | Spreaders dsine DZ6-400Y/Z 3P C 30 T 12
7278 | Spreaders dsine DZ7-630 3P C 30 T 08 | MCCB Accessories | LV_Switchgear | EM97050OOOO | L&T | - | Spreaders | Nos. |  | Inventory | Spreaders dsine DZ7-630 3P C 30 T 08
7279 | TP Extended spreader terminals kit for DZ7 MCCB, Frame size DZ7-630Y, 6pcs. | MCCB Accessories | LV_Switchgear | EM97051OOOO | L&T | 0 | Spreaders | Nos. |  | Inventory | TP Extended spreader terminals kit for DZ7 MCCB, Frame size DZ7-630Y, 6pcs.
12188 | P154, NUMERICAL, COMUNICABLE TYPE,MULTIFUNCTION RELAY, FUNCTIONS: (51NS+64R), FLUSH MOUNTING, NON DRAWOUT TYPE, CONTACTS: 6 D/I + 6 D/O CONTACTS, AUX. VOLTAGE: 110V DC, In: 1A, COMMUNICABLE WITH RS-485 PORT. | RELAY | SWITCHGEAR | P154121A1A1010A | GE | _ | NA | Nos |  | Inventory | P154, NUMERICAL, COMUNICABLE TYPE,MULTIFUNCTION RELAY, FUNCTIONS: (51NS+64R), FLUSH MOUNTING, NON DRAWOUT TYPE, CONTACTS: 6 D/I + 6 D/O CONTACTS, AUX. VOLTAGE: 110V DC, In: 1A, COMMUNICABLE WITH RS-485 PORT.
12189 | TYPE: P154, NUMERICAL, COMUNICABLE TYPE, MULTIFUNCTION RELAY, FUNCTIONS: (51+51N+50+50N+64R+50LBB+95-2), FLUSH MOUNTING, NON DRAWOUT TYPE, CONTACTS: 6 D/I + 6 D/O CONTACTS, AUX. VOLTAGE: 110V DC, In: 1A, COMMUNICABLE WITH RS-485 PORT. | RELAY | SWITCHGEAR | P154211A1A1010A | GE | _ | NA | Nos |  | Inventory | TYPE: P154, NUMERICAL, COMUNICABLE TYPE, MULTIFUNCTION RELAY, FUNCTIONS: (51+51N+50+50N+64R+50LBB+95-2), FLUSH MOUNTING, NON DRAWOUT TYPE, CONTACTS: 6 D/I + 6 D/O CONTACTS, AUX. VOLTAGE: 110V DC, In: 1A, COMMUNICABLE WITH RS-485 PORT.
12190 | TYPE: P154, COMMUNICABLE TYPE, IDMT & INST. O/C & E/F RELAY, NON-DRAWOUT, FLUSH MOUNTING, FUNCTIONS: (50+51+50N+51N), WITH 6 B/I & 6 B/O, AUX. VOLT. : 110V DC, In: 1A, FREQ.: 50 HZ., WITH RS485 PORT, | RELAY | SWITCHGEAR | P154311A1A0010A | GE | _ | NA | Nos | None | Inventory | TYPE: P154, COMMUNICABLE TYPE, IDMT & INST. O/C & E/F RELAY, NON-DRAWOUT, FLUSH MOUNTING, FUNCTIONS: (50+51+50N+51N), WITH 6 B/I & 6 B/O, AUX. VOLT. : 110V DC, In: 1A, FREQ.: 50 HZ., WITH RS485 PORT,
12191 | P154, NUMERICAL, COMUNICABLE TYPE, RESTRICTED EARTH FAULT RELAY, FUNCTIONS: (64R), FLUSH MOUNTING, NON DRAWOUT TYPE, CONTACTS: 6 D/I + 6 D/O CONTACTS, AUX. VOLTAGE: 110V DC, In: 1A, COMMUNICABLE WITH RS-485 PORT. | RELAY | SWITCHGEAR | P154311A1A1010A | GE | _ | NA | Nos | None | Inventory | P154, NUMERICAL, COMUNICABLE TYPE, RESTRICTED EARTH FAULT RELAY, FUNCTIONS: (64R), FLUSH MOUNTING, NON DRAWOUT TYPE, CONTACTS: 6 D/I + 6 D/O CONTACTS, AUX. VOLTAGE: 110V DC, In: 1A, COMMUNICABLE WITH RS-485 PORT.
12200 | TYPE: P343, 3P, GENERATOR PROTECTION RELAY, NON-DRAWOUT, FLUSH MOUNTING, FUNCTIONS: (50+51+50N+51N+87G+95), WITH 16 B/I & 14 B/O, AUX. VOLTAGE: 110V-250V DC, In: 1A, WITH RS485 PORT. | RELAY | SWITCHGEAR | P343911A2M0380M | GE | - | - | Nos. |  | Inventory | TYPE: P343, 3P, GENERATOR PROTECTION RELAY, NON-DRAWOUT, FLUSH MOUNTING, FUNCTIONS: (50+51+50N+51N+87G+95), WITH 16 B/I & 14 B/O, AUX. VOLTAGE: 110V-250V DC, In: 1A, WITH RS485 PORT.
12203 | Number IDMT+INST, O/C & E/F Relay, Communicable with IEC 61850 protocol, function:(50+51+50N+51N+67+67N+27+59+87L+95), Non-Drawout, Flush Mounting, Contact - 14 BO + 16 DI, Aux. 110V DC, 1A | RELAY | SWITCHGEAR | P543 - 916D6M0760M | GE | _ | NA | Nos | None | Inventory | Number IDMT+INST, O/C & E/F Relay, Communicable with IEC 61850 protocol, function:(50+51+50N+51N+67+67N+27+59+87L+95), Non-Drawout, Flush Mounting, Contact - 14 BO + 16 DI, Aux. 110V DC, 1A
12204 | NUMERICAL TRANSFORMER DIFFERENTIAL PROTECTION RELAY, MODBUS PROTOCOL WITH RS-485 COMM. PORT, FUNCTIONS: (87T+64R-LV+64R-HV+24+95-2), NON-DRAWOUT, FLUSH MOUNTING, CONTACTS : 8 DO + 8 DI , AUX. VOLTAGE: 110V DC, In: 1A. | RELAY | SWITCHGEAR | P642321A2M0B38L | GE | _ | NA | Nos | None | Inventory | NUMERICAL TRANSFORMER DIFFERENTIAL PROTECTION RELAY, MODBUS PROTOCOL WITH RS-485 COMM. PORT, FUNCTIONS: (87T+64R-LV+64R-HV+24+95-2), NON-DRAWOUT, FLUSH MOUNTING, CONTACTS : 8 DO + 8 DI , AUX. VOLTAGE: 110V DC, In: 1A.
12205 | TYPE: P642, NUMERICAL MULTIFUNCTION RELAY, COMMUNICABLE WITH RS-485 PORT, FUNCTIONS: (50+51+50N+51N+27+59+87T+64R), NON-DRAWOUT, FLUSH MOUNTING, CONTACTS : 8 BO + 8 BI, AUX. VOLTAGE: 110V DC, In: 1A/5A. | RELAY | SWITCHGEAR | P642821A2M0060P | GE | - | NA | Nos. |  | Inventory | TYPE: P642, NUMERICAL MULTIFUNCTION RELAY, COMMUNICABLE WITH RS-485 PORT, FUNCTIONS: (50+51+50N+51N+27+59+87T+64R), NON-DRAWOUT, FLUSH MOUNTING, CONTACTS : 8 BO + 8 BI, AUX. VOLTAGE: 110V DC, In: 1A/5A.
12206 | TYPE: P642, NUMERICAL MULTIFUNCTION RELAY, COMMUNICABLE WITH RS-485 PORT, FUNCTIONS: (50+51+50N+51N+87T+64R), NON-DRAWOUT, FLUSH MOUNTING, CONTACTS : 8 BO + 8 BI, AUX. VOLTAGE: 110V DC, In: 1A. | RELAY | SWITCHGEAR | P642911A2M0060P | GE | - | NA | Nos. |  | Inventory | TYPE: P642, NUMERICAL MULTIFUNCTION RELAY, COMMUNICABLE WITH RS-485 PORT, FUNCTIONS: (50+51+50N+51N+87T+64R), NON-DRAWOUT, FLUSH MOUNTING, CONTACTS : 8 BO + 8 BI, AUX. VOLTAGE: 110V DC, In: 1A.
12207 | TYPE:P642, NUMERICAL, COMMUNICABLE TYPE, DRAWOUT TYPE, FUNCTIONS: (50/51; 50N / 51N; 25; 64N; 49; 63; 87T), FLUSH MOUNTING, AUX. VOLTAGE: 125V DC, CONTACTS: 14 BI + 10 BO, In: 1A, WITH IEC61850 PROTOCOL. | RELAY | SWITCHGEAR | P642916D6M0070P | GE | _ | NA | Nos |  | Inventory | TYPE:P642, NUMERICAL, COMMUNICABLE TYPE, DRAWOUT TYPE, FUNCTIONS: (50/51; 50N / 51N; 25; 64N; 49; 63; 87T), FLUSH MOUNTING, AUX. VOLTAGE: 125V DC, CONTACTS: 14 BI + 10 BO, In: 1A, WITH IEC61850 PROTOCOL.
12208 | TYPE: P642, MULTIFUNCTION RELAY, FLUSH MOUNTING, FUNCTIONS:(87T+64R+51S+24), CONTACTS : 8 BI + 8 BO, AUX. VOLTAGE: 110 - 250V DC/AC, In : 1A/5A, Vn: 110V AC, WITH IEC 61850 PROTOCOL. | RELAY | SWITCHGEAR | P64292NA6M0060P | GE | - | - | Nos. |  | Inventory | TYPE: P642, MULTIFUNCTION RELAY, FLUSH MOUNTING, FUNCTIONS:(87T+64R+51S+24), CONTACTS : 8 BI + 8 BO, AUX. VOLTAGE: 110 - 250V DC/AC, In : 1A/5A, Vn: 110V AC, WITH IEC 61850 PROTOCOL.
12210 | TYPE: P643, NUMERICAL MULTIFUNCTION RELAY, COMMUNICABLE WITH MODBUS RS485 PORT, FUNCTIONS: (50+50N+51+51N+59+27+87T+95), NON-DRAWOUT, FLUSH MOUNTING, CONTACTS : 16 BO + 16 DI ,AUX. VOLTAGE: 24V DC, In: 1A.TWO RESISTOR 2.5 kOHMS | RELAY | SWITCHGEAR | P643721A2M0070M | GE | _ | NA | Nos |  | Inventory | TYPE: P643, NUMERICAL MULTIFUNCTION RELAY, COMMUNICABLE WITH MODBUS RS485 PORT, FUNCTIONS: (50+50N+51+51N+59+27+87T+95), NON-DRAWOUT, FLUSH MOUNTING, CONTACTS : 16 BO + 16 DI ,AUX. VOLTAGE: 24V DC, In: 1A.TWO RESISTOR 2.5 kOHMS
12211 | TYPE: P643, NUMERICAL MULTIFUNCTION RELAY, COMMUNICABLE WITH IEC61850 PROTOCOL, FUNCTIONS: (50+51+50N+51N+87T+95), NON-DRAWOUT, FLUSH MOUNTING, CONTACTS : 14 BO + 16 DI, AUX. VOLTAGE: 48V DC, In: 1A.TWO RESISTOR 5.0 KO.V | RELAY | SWITCHGEAR | P64381AA6M0070M | GE | - | - | Nos. |  | Inventory | TYPE: P643, NUMERICAL MULTIFUNCTION RELAY, COMMUNICABLE WITH IEC61850 PROTOCOL, FUNCTIONS: (50+51+50N+51N+87T+95), NON-DRAWOUT, FLUSH MOUNTING, CONTACTS : 14 BO + 16 DI, AUX. VOLTAGE: 48V DC, In: 1A.TWO RESISTOR 5.0 KO.V
12212 | TYPE: P643, NUMERICAL MULTIFUNCTION RELAY, COMMUNICABLE WITH MODBUS RS485 PORT,FUNCTIONS: (50+51+50N+51N+87T+95), NON-DRAWOUT, FLUSH MOUNTING, CONTACTS : 14 BO + 16 DI ,AUX. VOLTAGE: 230V AC, In: 1A.TWO RESISTOR 5.0 KO., | RELAY | SWITCHGEAR | P643911A2M0050M | GE | _ | NA | Nos | None | Inventory | TYPE: P643, NUMERICAL MULTIFUNCTION RELAY, COMMUNICABLE WITH MODBUS RS485 PORT,FUNCTIONS: (50+51+50N+51N+87T+95), NON-DRAWOUT, FLUSH MOUNTING, CONTACTS : 14 BO + 16 DI ,AUX. VOLTAGE: 230V AC, In: 1A.TWO RESISTOR 5.0 KO.,
7294 | Endcaps for DP /TP FORK TYPE BUSBAR LINK | MCB Accessories | LV_Switchgear | ENDCAP-DP/TP | REPUTED | 0 | - | Nos. |  | Inventory | Endcaps for DP /TP FORK TYPE BUSBAR LINK
7295 | ENGINEERING SQUARE TRAY 12" | SHOP | TOOLS | ENGG TRAY SQ 12 INCH | REPUTED | _ | NA | Nos | None | Inventory | ENGINEERING SQUARE TRAY 12"
7296 | ENGINEERING SQUARE TRAY 6" | SHOP | TOOLS | ENGG TRAY SQ 6 INCH | REPUTED | _ | NA | Nos | None | Inventory | ENGINEERING SQUARE TRAY 6"
7297 | “YASH” make 7.5 Ton Single Girder EOT Crane with Columns (14nos) Gantry girders for 34.5 metre bay length and end tie at both end. | CAPITAL GOODS | TOOLS | EOT-CRANE-7.5TON-SINGLE-GIRDER | YASH | _ | NA | Nos |  | Non Inventory | “YASH” make 7.5 Ton Single Girder EOT Crane with Columns (14nos) Gantry girders for 34.5 metre bay length and end tie at both end.
12213 | TYPE: P643, NUMERICAL MULTIFUNCTION RELAY, COMMUNICABLE WITH MODBUS RS485 PORT,FUNCTIONS: (50+51+50N+51N+87T+95), NON-DRAWOUT, FLUSH MOUNTING, CONTACTS : 16 BO + 16 DI ,AUX. VOLTAGE: 110V-250V AC/ DC, In: 1A.TWO RESISTOR 2.7 kO | RELAY | SWITCHGEAR | P643911A2M0070M | GE | _ | NA | Nos |  | Inventory | TYPE: P643, NUMERICAL MULTIFUNCTION RELAY, COMMUNICABLE WITH MODBUS RS485 PORT,FUNCTIONS: (50+51+50N+51N+87T+95), NON-DRAWOUT, FLUSH MOUNTING, CONTACTS : 16 BO + 16 DI ,AUX. VOLTAGE: 110V-250V AC/ DC, In: 1A.TWO RESISTOR 2.7 kO
12214 | TYPE: P643, NUMERICAL MULTIFUNCTION RELAY, FUNCTIONS: ( (51+51N+50+50N+81U+81O+95+87T+87T+27+59), FLUSH MOUNTING, NON-DRAWOUT TYPE, CONTACTS: 16 BI + 16 BO, AUX. VOLTAGE: 110V DC, In: 1A, MODBUS COMMUNICATION WITH RS485 PORT | RELAY | SWITCHGEAR | P643921A2M0070M | GE | _ | NA | Nos |  | Inventory | TYPE: P643, NUMERICAL MULTIFUNCTION RELAY, FUNCTIONS: ( (51+51N+50+50N+81U+81O+95+87T+87T+27+59), FLUSH MOUNTING, NON-DRAWOUT TYPE, CONTACTS: 16 BI + 16 BO, AUX. VOLTAGE: 110V DC, In: 1A, MODBUS COMMUNICATION WITH RS485 PORT
12215 | TYPE: P643, NUMERICAL MULTIFUNCTION RELAY, FUNCTIONS: (51+51N+50+50N+27+59+50LBB+60+81U+81O+95-1+87T), ORDER CODE:-P643926A6M0070M, NON-DRAWOUT, FLUSH MOUNTING, CONTACTS : 16 BI + 16 BO, AUX. VOLTAGE: 110V DC, In: 1A. TWO RESISTOR 2.5kOHM, RJ45 PORT WITH IEC61850 PROTOCOL. | RELAY | SWITCHGEAR | P643926A6M0070M | GE | _ | NA | Nos |  | Inventory | TYPE: P643, NUMERICAL MULTIFUNCTION RELAY, FUNCTIONS: (51+51N+50+50N+27+59+50LBB+60+81U+81O+95-1+87T), ORDER CODE:-P643926A6M0070M, NON-DRAWOUT, FLUSH MOUNTING, CONTACTS : 16 BI + 16 BO, AUX. VOLTAGE: 110V DC, In: 1A. TWO RESISTOR 2.5kOHM, RJ45 PORT WITH IEC61850 PROTOCOL.
12216 | TYPE: P643, NUMERICAL MULTIFUNCTION RELAY, FUNCTIONS: (87T), FLUSH MOUNTING, NON-DRAWOUT TYPE, CONTACTS: 16 BI + 16 BO, AUX. VOLTAGE: 110V DC, In: 1A, IEC61850 COMMUNICATION. | RELAY | SWITCHGEAR | P643926A6M0070M_ | GE | _ | NA | Nos |  | Inventory | TYPE: P643, NUMERICAL MULTIFUNCTION RELAY, FUNCTIONS: (87T), FLUSH MOUNTING, NON-DRAWOUT TYPE, CONTACTS: 16 BI + 16 BO, AUX. VOLTAGE: 110V DC, In: 1A, IEC61850 COMMUNICATION.
12217 | TYPE: P643, NUMERICAL MULTIFUNCTION RELAY, COMMUNICABLE WITH IEC61850 PROTOCOL, FUNCTIONS: (50+51+50N+51N+60+87T+95), NON-DRAWOUT, FLUSH MOUNTING, CONTACTS : 14 BO + 16 DI, AUX. VOLTAGE: 230V AC, In: 1A.TWO RESISTOR 2.5KOHM. | RELAY | SWITCHGEAR | P64392NA6M0060M | GE | - | - | Nos. |  | Inventory | TYPE: P643, NUMERICAL MULTIFUNCTION RELAY, COMMUNICABLE WITH IEC61850 PROTOCOL, FUNCTIONS: (50+51+50N+51N+60+87T+95), NON-DRAWOUT, FLUSH MOUNTING, CONTACTS : 14 BO + 16 DI, AUX. VOLTAGE: 230V AC, In: 1A.TWO RESISTOR 2.5KOHM.
12218 | Transformer Differential Relay 51, 50, 51N, 50N, 49, 87T, 27, 59, 2, 63, 25, 95 rotection Relay with Rated Input AT 50Hz : 1A CT Sec. Rated Input AT 50Hz : 110V PT Sec. Suitable For Flush Mounting case- Standard Binary : 6 Inputs + 9 Outputs Aux. Voltage- 125V DC With IEC61850 Communication 2 x RJ45 Port | RELAY | SWITCHGEAR | P643946A6M0070M | GE | _ | NA | Nos |  | Inventory | Transformer Differential Relay 51, 50, 51N, 50N, 49, 87T, 27, 59, 2, 63, 25, 95 rotection Relay with Rated Input AT 50Hz : 1A CT Sec. Rated Input AT 50Hz : 110V PT Sec. Suitable For Flush Mounting case- Standard Binary : 6 Inputs + 9 Outputs Aux. Voltage- 125V DC With IEC61850 Communication 2 x RJ45 Port
12220 | TYPE: P645 , 3P, TRANSFORMER DIFFERENTIAL RELAY, PROTECTION : (87T), FLUSH MOUNTING WIITH HARSH ENVIRONMENT COATING, AUX. VOLTAGE : 24-54V DC, In : 1A/5A. CONTACTS: 16 I/P+16 O/P, WITH MODBUS PROTOCOL CASE: 60TE. | RELAY | SWITCHGEAR | P645721A2M0070M | GE | _ | NA | Nos | None | Inventory | TYPE: P645 , 3P, TRANSFORMER DIFFERENTIAL RELAY, PROTECTION : (87T), FLUSH MOUNTING WIITH HARSH ENVIRONMENT COATING, AUX. VOLTAGE : 24-54V DC, In : 1A/5A. CONTACTS: 16 I/P+16 O/P, WITH MODBUS PROTOCOL CASE: 60TE.
12221 | Transformer Relay With Sigma-Delta Input Module Vx Auxiliary Rating : 48 - 125Vdc (40 - 100Vac) In/Vn Rating : HV-LV In = 1A/5A, Vn = (100/120V) (18CT/4VT) Standard CT Hardware Options : Standard : no options Product Specific Options: Size 12 (60TE) case, 16 optos + 16 relays Protocol Options : Modbus Mounting Options : Flush/Panel Mounting with Harsh Environment Coating Language Options : English, French, German, Spanish Software Version Options : 07 Setting Files Options : Default | RELAY | SWITCHGEAR | P645821A2M0070M | GE | _ | NA | Nos | None | Inventory | Transformer Relay With Sigma-Delta Input Module Vx Auxiliary Rating : 48 - 125Vdc (40 - 100Vac) In/Vn Rating : HV-LV In = 1A/5A, Vn = (100/120V) (18CT/4VT) Standard CT Hardware Options : Standard : no options Product Specific Options: Size 12 (60TE) case, 16 optos + 16 relays Protocol Options : Modbus Mounting Options : Flush/Panel Mounting with Harsh Environment Coating Language Options : English, French, German, Spanish Software Version Options : 07 Setting Files Options : Default
12222 | TYPE: P645, NUMERICAL MULTIFUNCTION RELAY, MODBUS PROTOCOL COMMUNICABLE WITH RS485 PORT, FUNCTIONS: (51+51N+50+50N+87T+50BF+95), NON-DRAWOUT, FLUSH MOUNTING, CONTACTS : 14 BO + 16 DI , AUX. VOLTAGE: 110-250V DC OR 100-240AC; In: 1A.TWO RESISTOR 2.5KOHM. | RELAY | SWITCHGEAR | P645911A2M0070M | GE | _ | NA | Nos |  | Inventory | TYPE: P645, NUMERICAL MULTIFUNCTION RELAY, MODBUS PROTOCOL COMMUNICABLE WITH RS485 PORT, FUNCTIONS: (51+51N+50+50N+87T+50BF+95), NON-DRAWOUT, FLUSH MOUNTING, CONTACTS : 14 BO + 16 DI , AUX. VOLTAGE: 110-250V DC OR 100-240AC; In: 1A.TWO RESISTOR 2.5KOHM.
12223 | TYPE: P645, NUMERICAL MULTIFUNCTION RELAY, FUNCTIONS: (50,51,50N,51N ,50LBB ,87T & 95 ), FLUSH MOUNTING, NON-DRAWOUT TYPE, CONTACTS: 24 BI + 16 BO, AUX. VOLTAGE: 110V DC, In: 1A, WITH MODBUS TCPIP PROTOCOL | RELAY | SWITCHGEAR | P645911D2M0070M | GE | - | - | Nos. |  | Inventory | TYPE: P645, NUMERICAL MULTIFUNCTION RELAY, FUNCTIONS: (50,51,50N,51N ,50LBB ,87T & 95 ), FLUSH MOUNTING, NON-DRAWOUT TYPE, CONTACTS: 24 BI + 16 BO, AUX. VOLTAGE: 110V DC, In: 1A, WITH MODBUS TCPIP PROTOCOL
12224 | P645, NUMERICAL MULTIFUNCTION RELAY, COMMUNICABLE WITH IEC61850 PROTOCOL, FUNCTIONS: (51+51N+50+50N+87T+95), NON-DRAWOUT, FLUSH MOUNTING, CONTACTS : 14 BO + 16 DI ,AUX. VOLTAGE: 110V DC, In: 1A. | RELAY | SWITCHGEAR | P645916A6M0070M | GE | _ | NA | Nos | None | Inventory | P645, NUMERICAL MULTIFUNCTION RELAY, COMMUNICABLE WITH IEC61850 PROTOCOL, FUNCTIONS: (51+51N+50+50N+87T+95), NON-DRAWOUT, FLUSH MOUNTING, CONTACTS : 14 BO + 16 DI ,AUX. VOLTAGE: 110V DC, In: 1A.
12225 | TYPE: P645, NUMERICAL MULTIFUNCTION RELAY, FUNCTIONS: (51+51N+50+50N+87T+86+95), NON-DRAWOUT, FLUSH MOUNTING, CONTACTS : 24 BI + 24 BO ,AUX. VOLTAGE: 110V DC, In: 1A. TWO RESISTOR 2.5kOHM, WITH IEC61850 PROTOCOL WITH RJ45 PORT | RELAY | SWITCHGEAR | P645916F6M0070M | GE | - | - | Nos. |  | Inventory | TYPE: P645, NUMERICAL MULTIFUNCTION RELAY, FUNCTIONS: (51+51N+50+50N+87T+86+95), NON-DRAWOUT, FLUSH MOUNTING, CONTACTS : 24 BI + 24 BO ,AUX. VOLTAGE: 110V DC, In: 1A. TWO RESISTOR 2.5kOHM, WITH IEC61850 PROTOCOL WITH RJ45 PORT
12226 | TYPE: P645, NUMERICAL MULTIFUNCTION RELAY, FUNCTIONS: (50+51+50N+51N+27+59+87T+64R+60+95), NON-DRAWOUT, FLUSH MOUNTING, CONTACTS : 16 BO + 16 BI, AUX. VOLTAGE: 230V AC, In: 1A., COMMUNICABLE WITH RS 485 PORT, MODBUS PROTOCOL. | RELAY | SWITCHGEAR | P645921A2M0070M | GE | - | NA | Nos. |  | Inventory | TYPE: P645, NUMERICAL MULTIFUNCTION RELAY, FUNCTIONS: (50+51+50N+51N+27+59+87T+64R+60+95), NON-DRAWOUT, FLUSH MOUNTING, CONTACTS : 16 BO + 16 BI, AUX. VOLTAGE: 230V AC, In: 1A., COMMUNICABLE WITH RS 485 PORT, MODBUS PROTOCOL.
12227 | TYPE: P645, NUMERICAL MULTIFUNCTION RELAY, FUNCTIONS: (50,51,50N,51N ,50LBB ,87T,27,59 & 95 ), FLUSH MOUNTING, NON-DRAWOUT TYPE, CONTACTS: 24 BI + 16 BO, AUX. VOLTAGE: 110V DC, In: 1A, WITH MODBUS PROTOCOL RS485 PORT | RELAY | SWITCHGEAR | P645921D2M0070M | GE | - | - | Nos. |  | Inventory | TYPE: P645, NUMERICAL MULTIFUNCTION RELAY, FUNCTIONS: (50,51,50N,51N ,50LBB ,87T,27,59 & 95 ), FLUSH MOUNTING, NON-DRAWOUT TYPE, CONTACTS: 24 BI + 16 BO, AUX. VOLTAGE: 110V DC, In: 1A, WITH MODBUS PROTOCOL RS485 PORT
12228 | Numeric Transformer Protection Relay (5 Winding) with OC+EF and REF, Type: MICOM P645 (16DI+16DO) , (18CT/4VT), PROTECTION - 50,51,50N,51N, 87T, 64R,27,95 With IEC61850 + RJ45 Port, Aux.Volt: 110 - 250VDC, (100-240VAC) | RELAY | SWITCHGEAR | P64592AA6M0070M | GE | _ | NA | Nos | None | Inventory | Numeric Transformer Protection Relay (5 Winding) with OC+EF and REF, Type: MICOM P645 (16DI+16DO) , (18CT/4VT), PROTECTION - 50,51,50N,51N, 87T, 64R,27,95 With IEC61850 + RJ45 Port, Aux.Volt: 110 - 250VDC, (100-240VAC)
12229 | TYPE: P645, NUMERICAL MULTIFUNCTION RELAY, FUNCTIONS: (51+51N+50+50N+51NS,87T+86+95), NON-DRAWOUT, FLUSH MOUNTING, CONTACTS : 24 BI + 16 BO, AUX. VOLTAGE: 110V DC, In: 1A. TWO RESISTOR 2.5kOHM, WITH IEC61850 PROTOCOL. | RELAY | SWITCHGEAR | P645936D6M0070M | GE | - | NA | Nos. |  | Inventory | TYPE: P645, NUMERICAL MULTIFUNCTION RELAY, FUNCTIONS: (51+51N+50+50N+51NS,87T+86+95), NON-DRAWOUT, FLUSH MOUNTING, CONTACTS : 24 BI + 16 BO, AUX. VOLTAGE: 110V DC, In: 1A. TWO RESISTOR 2.5kOHM, WITH IEC61850 PROTOCOL.
12230 | P645, NUMERICAL MULTIFUNCTION RELAY, MODBUS PROTOCOL COMMUNICABLE WITH RS485 PORT, FUNCTIONS: (51+51N+50+50N+27+59+24+87T+51G+95), NON-DRAWOUT, FLUSH MOUNTING, CONTACTS : 14 BO + 16 DI ,AUX. VOLTAGE: 110V DC, In: 1A. | RELAY | SWITCHGEAR | P645941A2M0070M | GE | _ | NA | Nos | None | Inventory | P645, NUMERICAL MULTIFUNCTION RELAY, MODBUS PROTOCOL COMMUNICABLE WITH RS485 PORT, FUNCTIONS: (51+51N+50+50N+27+59+24+87T+51G+95), NON-DRAWOUT, FLUSH MOUNTING, CONTACTS : 14 BO + 16 DI ,AUX. VOLTAGE: 110V DC, In: 1A.
12231 | TYPE: P645, NUMERICAL MULTIFUNCTION RELAY, 5-WINDING TRANSFORMER RELAY,FUNCTIONS: (51+51N+50+50N+86+87T+63T+26T+49-1T+49-2T+49-3T+49-4T+ 49-5T+63X-1+63X-2+63X-3), NON-DRAWOUT, FLUSH MOUNTING, CONTACTS : 24 BI + 24 BO, AUX. VOLTAGE: 110V DC, In: 1A. TWO RESISTOR 2.5kOHM, RJ45 PORT WITH IEC61850 PROTOCOL. | RELAY | SWITCHGEAR | P645946F6M0070M | GE | _ | NA | Nos |  | Inventory | TYPE: P645, NUMERICAL MULTIFUNCTION RELAY, 5-WINDING TRANSFORMER RELAY,FUNCTIONS: (51+51N+50+50N+86+87T+63T+26T+49-1T+49-2T+49-3T+49-4T+ 49-5T+63X-1+63X-2+63X-3), NON-DRAWOUT, FLUSH MOUNTING, CONTACTS : 24 BI + 24 BO, AUX. VOLTAGE: 110V DC, In: 1A. TWO RESISTOR 2.5kOHM, RJ45 PORT WITH IEC61850 PROTOCOL.
12232 | TYPE: P652, NUMERICAL TRANSFORMER DIFFERENTIAL PROTECTION RELAY, MODBUS PROTOCOL WITH RS-485 COMM. PORT, FUNCTIONS: (87T+64R), NON-DRAWOUT, FLUSH MOUNTING, CONTACTS : 8 DO + 6 DI , AUX. VOLTAGE: 24V DC, In: 1A. | RELAY | SWITCHGEAR | P652111A1A0010A | GE | _ | NA | Nos | None | Inventory | TYPE: P652, NUMERICAL TRANSFORMER DIFFERENTIAL PROTECTION RELAY, MODBUS PROTOCOL WITH RS-485 COMM. PORT, FUNCTIONS: (87T+64R), NON-DRAWOUT, FLUSH MOUNTING, CONTACTS : 8 DO + 6 DI , AUX. VOLTAGE: 24V DC, In: 1A.
12239 | TYPE: P94VB, 3P, NUMERICAL MULTIFUNCTION PROTECTION RELAY, FLUSH MOUNTED, CONTACTS : 2 BI & 3 BO, RATED VOLTAGE: 110V AC, WITH MODBUS PROTCOL COMMUNICABLE WITH RS485 PORT. | RELAY | SWITCHGEAR | P94VB11E2B0620A | GE | - | - | Nos. |  | Inventory | TYPE: P94VB, 3P, NUMERICAL MULTIFUNCTION PROTECTION RELAY, FLUSH MOUNTED, CONTACTS : 2 BI & 3 BO, RATED VOLTAGE: 110V AC, WITH MODBUS PROTCOL COMMUNICABLE WITH RS485 PORT.
14752 | SKE11-CHECK SYN RELAY, AUX. CURRENT OR VOLTAGE - 110/125V DC CASE SIZE - 1D V 20T CONTACTS (S/R OR H/R) - 2 N/O S/R FLAG - NO FREQUENCY- 50 HZ MOUNTING - FLUSH MTA PHASE-CHAR ANGLE - 10 DEGREES SETTING - 2 - 10% (ADJ. VOLTS) TIME DELAY P/U OR D/O- 0.25 - 1.5 SECS. V.T/P.T SECONDAR 63.5 / 110V AC External Resistor, 1 K.OHM , | RELAY | SWITCHGEAR | SKE11BF8042B(M) | GE | _ | NA | Nos | None | Inventory | SKE11-CHECK SYN RELAY, AUX. CURRENT OR VOLTAGE - 110/125V DC CASE SIZE - 1D V 20T CONTACTS (S/R OR H/R) - 2 N/O S/R FLAG - NO FREQUENCY- 50 HZ MOUNTING - FLUSH MTA PHASE-CHAR ANGLE - 10 DEGREES SETTING - 2 - 10% (ADJ. VOLTS) TIME DELAY P/U OR D/O- 0.25 - 1.5 SECS. V.T/P.T SECONDAR 63.5 / 110V AC External Resistor, 1 K.OHM ,
16132 | TYPE: VAA11, AUXILIARY RELAY SINGLE ELEMENT WITH 2 NO+2C/O S/R CONTACT & H/R FLAG, CASE 1/4 N(15T),ORDERING CODE:-VAA11, AUX.VOLTAGE : 230V AC | RELAY | SWITCHGEAR | VAA11 | GE | - | - | Nos. |  | Inventory | TYPE: VAA11, AUXILIARY RELAY SINGLE ELEMENT WITH 2 NO+2C/O S/R CONTACT & H/R FLAG, CASE 1/4 N(15T),ORDERING CODE:-VAA11, AUX.VOLTAGE : 230V AC
16133 | TYPE: VAA11, SINGLE ELEMENT AUX. RELAY WITH CONTACTS: 2 C/0 S/R, CASE SIZE 1/4NH, AUX. VOLTAGE :24V DC. | RELAY | SWITCHGEAR | VAA11YF0252BA | GE | _ | NA | Nos |  | Inventory | TYPE: VAA11, SINGLE ELEMENT AUX. RELAY WITH CONTACTS: 2 C/0 S/R, CASE SIZE 1/4NH, AUX. VOLTAGE :24V DC.
16134 | TYPE: VAA 11, ANTIPUMPING CIRCUIT (94), 2NO+2C/O OUTPUT CONTACTS, AUX. VOLTAGE : 110V DC, CASE SIZE: 97mm X 109mm. | RELAY | SWITCHGEAR | VAA11YF0752AA | GE | _ | NA | Nos |  | Inventory | TYPE: VAA 11, ANTIPUMPING CIRCUIT (94), 2NO+2C/O OUTPUT CONTACTS, AUX. VOLTAGE : 110V DC, CASE SIZE: 97mm X 109mm.
16135 | VAA 11, AUX. RELAY WITH CONTACTS: 2 NO+2 C/0 S/R, CASE SIZE: 1/4N, AUX. VOLTAGE : 110V DC. | RELAY | SWITCHGEAR | VAA11YF0752BA | GE | _ | NA | Nos |  | Inventory | VAA 11, AUX. RELAY WITH CONTACTS: 2 NO+2 C/0 S/R, CASE SIZE: 1/4N, AUX. VOLTAGE : 110V DC, FOR ANTIPUMPING CIRCUIT (94)
16136 | AUXILIARY RELAY EACH ELEMENT WITH 2 NO H/R CONTACT & H/R FLAG AUX. VOLTAG: 30V DC | RELAY | SWITCHGEAR | VAA33 - 30V DC | GE | _ | NA | Nos | None | Inventory | AUXILIARY RELAY EACH ELEMENT WITH 2 NO H/R CONTACT & H/R FLAG AUX. VOLTAG: 30V DC
16137 | AUXILIARY RELAY EACH ELEMENT WITH 2 NO H/R CONTACT & H/R FLAG AUX. VOLTAG: 24V DC | RELAY | SWITCHGEAR | VAA33-24 VDC | GE | _ | NA | Nos | None | Inventory | AUXILIARY RELAY EACH ELEMENT WITH 2 NO H/R CONTACT & H/R FLAG AUX. VOLTAG: 24V DC
16138 | TYPE: VAA 33, AUXILIARY RELAY EACH ELEMENT WITH 2 NO H/R CONTACT & H/R FLAG CASE 1/2 N(H), AUX. VOLTAGE : 220V DC | RELAY | SWITCHGEAR | VAA33ZG8314FCH | GE | - | - | Nos. |  | Inventory | TYPE: VAA 33, AUXILIARY RELAY EACH ELEMENT WITH 2 NO H/R CONTACT & H/R FLAG CASE 1/2 N(H), AUX. VOLTAGE : 220V DC
16139 | AUXILIARY RELAY EACH ELEMENT WITH 2 NO H/R CONTACT & H/R FLAG AUX. VOLTAG: 24V DC, CASE SIZE: 1/2 N(H). | RELAY | SWITCHGEAR | VAA33ZG8317BCH | GE | _ | NA | Nos | None | Inventory | AUXILIARY RELAY EACH ELEMENT WITH 2 NO H/R CONTACT & H/R FLAG AUX. VOLTAG: 24V DC, CASE SIZE: 1/2 N(H).
16140 | AUXILIARY RELAY EACH ELEMENT WITH 2 NO H/R CONTACT & H/R FLAG AUX. VOLTAG: 110V DC | RELAY | SWITCHGEAR | VAA33ZG8338BCH | GE | _ | NA | Nos | None | Inventory | AUXILIARY RELAY EACH ELEMENT WITH 2 NO H/R CONTACT & H/R FLAG AUX. VOLTAG: 110V DC
16141 | TYPE: VAA33, AUXILIARY RELAY EACH ELEMENT WITH 2 NO H/R CONTACT & H/R FLAG CASE 1/2 N(H), ORDERING CODE:-VAA33ZG8357BCH, AUX.VOLTAGE : 230V AC, | RELAY | SWITCHGEAR | VAA33ZG8357BCH | GE | - | - | Nos. |  | Inventory | TYPE: VAA33, AUXILIARY RELAY EACH ELEMENT WITH 2 NO H/R CONTACT & H/R FLAG CASE 1/2 N(H), ORDERING CODE:-VAA33ZG8357BCH, AUX.VOLTAGE : 230V AC,
16142 | 3 ELEMENT VOL OPERATED RELAY WITH H/R CO, AUX. CURRENT OR VOLTAGE 24V DC,CASE SIZE-1/2N HORZ. 20T, CONTACTS(SRorHR)PER POLE -3 N/O 1 N/C H/R, WIRING DIAGRAM - MBDZ 860.033-1 | RELAY | SWITCHGEAR | VAA33ZG8363BCH | GE | _ | NA | Nos | None | Inventory | 3 ELEMENT VOL OPERATED RELAY WITH H/R CO, AUX. CURRENT OR VOLTAGE 24V DC,CASE SIZE-1/2N HORZ. 20T, CONTACTS(SRorHR)PER POLE -3 N/O 1 N/C H/R, WIRING DIAGRAM - MBDZ 860.033-1
16144 | VAJH13 TRIPPING RELAY, (86), HIGH BURDEN, FLUSH MOUNTING, CASE SIZE 1/4N,118(H)*105(W), CONTACTS : 3NO+1NC HR, WITH HR FLAG, AUX. VOLT: 30V DC, | RELAY | SWITCHGEAR | VAJH13 | GE | _ | NA | Nos | None | Inventory | VAJH13 TRIPPING RELAY, (86), HIGH BURDEN, FLUSH MOUNTING, CASE SIZE 1/4N,118(H)*105(W), CONTACTS : 3NO+1NC HR, WITH HR FLAG, AUX. VOLT: 30V DC,
16145 | VAJH13 TRIPPING RELAY, (86), FLUSH MOUNTING, CASE SIZE 1/4N,118(H)*105(W), CONTACTS : 3NO+1NC HR, WITH HR FLAG, AUX. VOLT: 24V DC, | RELAY | SWITCHGEAR | VAJH13YF0001BBA | GE | _ | NA | Nos |  | Inventory | VAJH13 TRIPPING RELAY, (86), FLUSH MOUNTING, CASE SIZE 1/4N,118(H)*105(W), CONTACTS : 3NO+1NC HR, WITH HR FLAG, AUX. VOLT: 24V DC,
16146 | VAJH13YF0751ABA TRIPPING RELAY, (86), LOW BURDEN, FLUSH MOUNTING, CASE SIZE 1/4N,118(H)*105(W), CONTACTS : 3NO+1NC HR, WITH HR FLAG, AUX. VOLT: 110V DC | RELAY | SWITCHGEAR | VAJH13YF0751ABA | GE | _ | NA | Nos | None | Inventory | VAJH13YF0751ABA TRIPPING RELAY, (86), LOW BURDEN, FLUSH MOUNTING, CASE SIZE 1/4N,118(H)*105(W), CONTACTS : 3NO+1NC HR, WITH HR FLAG, AUX. VOLT: 110V DC
16147 | VAJH13YF0751ABA TRIPPING RELAY, (86), HIGH BURDEN, FLUSH MOUNTING, CASE SIZE 1/4N,118(H)*105(W), CONTACTS : 3NO+1NC HR, WITH HR FLAG, AUX. VOLT: 110V | RELAY | SWITCHGEAR | VAJH13YF0751BBA | GE | _ | NA | Nos | None | Inventory | VAJH13YF0751ABA TRIPPING RELAY, (86), HIGH BURDEN, FLUSH MOUNTING, CASE SIZE 1/4N,118(H)*105(W), CONTACTS : 3NO+1NC HR, WITH HR FLAG, AUX. VOLT: 24V DC
16148 | TYPE: VAJH23, TRIPPING RELAY, (86), FLUSH MOUNTING, CASE SIZE 1/2NH, 124(H)*153(W), CONTACTS : 6NO+2NC HR, WITH HR FLAG, AUX. VOLTAGE: 24V DC | RELAY | SWITCHGEAR | VAJH23ZG0002ABA | GE | _ | NA | Nos. |  | Inventory | TYPE: VAJH23, TRIPPING RELAY, (86), FLUSH MOUNTING, CASE SIZE 1/2NH, 124(H)*153(W), CONTACTS : 6NO+2NC HR, WITH HR FLAG, AUX. VOLTAGE: 24V DC
16149 | 2 ELEMENT VOL. OP HIGH SPEED TRIP RELAY, Technical Specification, Relay Model No : VAJH23ZG0002BBA, Relay type : VAJH 23, Case size - 1/2N H 20T, Aux.current or voltage : - 24V DC, Contacts L.H Unit : - 3 N/O 1 N/C, Contacts R.H Unit : 3 N/O 1 N/C, Total output contacts : 6 N/O 2 N/C H/R, Flag : Yes, Note:-Resistor `R1' 1 off and `R2'1 off to be CONNECTED IN PARALLEL | RELAY | SWITCHGEAR | VAJH23ZG0002BBA | GE | _ | NA | Nos | None | Inventory | 2 ELEMENT VOL. OP HIGH SPEED TRIP RELAY, Technical Specification, Relay Model No : VAJH23ZG0002BBA, Relay type : VAJH 23, Case size - 1/2N H 20T, Aux.current or voltage : - 24V DC, Contacts L.H Unit : - 3 N/O 1 N/C, Contacts R.H Unit : 3 N/O 1 N/C, Total output contacts : 6 N/O 2 N/C H/R, Flag : Yes, Note:-Resistor `R1' 1 off and `R2'1 off to be CONNECTED IN PARALLEL
16150 | 2 ELEMENT VOL. OP HIGH SPEED TRIP RELAY, Technical Specification, Relay Model No : VAJH23ZG0752BBA, Relay type : VAJH 23, Case size - 1/2N H 20T, Aux.current or voltage : - 110 - 125 V DC, Contacts L.H Unit : - 3 N/O 1 N/C, Contacts R.H Unit : 3 N/O 1 N/C, Total output contacts : 6 N/O 2 N/C H/R, Flag : Yes, Note:-Resistor `R1' 1 off and `R2'1 off to be connected in parrallel, | RELAY | SWITCHGEAR | VAJH23ZG0752BBA | GE | _ | NA | Nos | None | Inventory | 2 ELEMENT VOL. OP HIGH SPEED TRIP RELAY, Technical Specification, Relay Model No : VAJH23ZG0752BBA, Relay type : VAJH 23, Case size - 1/2N H 20T, Aux.current or voltage : - 110 - 125 V DC, Contacts L.H Unit : - 3 N/O 1 N/C, Contacts R.H Unit : 3 N/O 1 N/C, Total output contacts : 6 N/O 2 N/C H/R, Flag : Yes, Note:-Resistor `R1' 1 off and `R2'1 off to be connected in parrallel,
16151 | 2 ELEMENT VOL. OP HIGH SPEED TRIP RELAY, Technical Specification, Relay Model No : VAJH23ZG0753ABA, Relay type : VAJH 23, Case size - 1/2N H 20T, Aux.current or voltage : - 110 - 125 V DC, Contacts L.H Unit : - 2 N/O 2 N/C, Contacts R.H Unit : 3 N/O 1 N/C, Total output contacts : 5 N/O 3 N/C H/R, Flag : Yes, Note:-Resistor `R1 1 off and `R21 off to be connected in parrallel, | RELAY | SWITCHGEAR | VAJH23ZG0753ABA | GE | _ | NA | Nos |  | Inventory | 2 ELEMENT VOL. OP HIGH SPEED TRIP RELAY, Technical Specification, Relay Model No : VAJH23ZG0753ABA, Relay type : VAJH 23, Case size - 1/2N H 20T, Aux.current or voltage : - 110 - 125 V DC, Contacts L.H Unit : - 2 N/O 2 N/C, Contacts R.H Unit : 3 N/O 1 N/C, Total output contacts : 5 N/O 3 N/C H/R, Flag : Yes, Note:-Resistor `R1 1 off and `R21 off to be connected in parrallel,
16152 | TYPE: VAJH23, TRIPPING RELAY, (86), FLUSH MOUNTING, CASE SIZE 1/2NH, 124(H)*153(W), CONTACTS : 6NO+2NC HR, WITH HR FLAG, AUX. VOLT: 220V DC. BURDEN: LOW | RELAY | SWITCHGEAR | VAJH23ZG1002ABA | GE | - | - | Nos. |  | Inventory | TYPE: VAJH23, TRIPPING RELAY, (86), FLUSH MOUNTING, CASE SIZE 1/2NH, 124(H)*153(W), CONTACTS : 6NO+2NC HR, WITH HR FLAG, AUX. VOLT: 220V DC. BURDEN: LOW
16153 | TYPE: VAJH23, TRIPPING RELAY, (86), FLUSH MOUNTING, CASE SIZE 1/2NH, 124(H)*153(W), CONTACTS : 6NO+2NC HR, WITH HR FLAG, AUX. VOLT: 110V DC. BURDEN: LOW | RELAY | SWITCHGEAR | VAJH23ZG1002ABAA | GE | - | - | Nos. |  | Inventory | TYPE: VAJH23, TRIPPING RELAY, (86), FLUSH MOUNTING, CASE SIZE 1/2NH, 124(H)*153(W), CONTACTS : 6NO+2NC HR, WITH HR FLAG, AUX. VOLT: 110V DC. BURDEN: LOW
16154 | TYPE: VAJH 23, TRIPPING RELAY, (86), FLUSH MOUNTING, CASE SIZE 1/2N,CONTACTS : 6NO+2NC HR, CASE SIZE: 124(H) X 153(W) WITH HR FLAG, AUX. VOLTAGE: 220V DC.BURDEN: HIGH | RELAY | SWITCHGEAR | VAJH23ZG1002BBA | GE | - | - | Nos. |  | Inventory | TYPE: VAJH 23, TRIPPING RELAY, (86), FLUSH MOUNTING, CASE SIZE 1/2N,CONTACTS : 6NO+2NC HR, CASE SIZE: 124(H) X 153(W) WITH HR FLAG, AUX. VOLTAGE: 220V DC.BURDEN: HIGH
16155 | TYPE: VAJH23, TRIPPING RELAY (86), FLUSH MOUNTING, CASE SIZE 1/2NH, 124(H)*153(W), ORDERING CODE:-VAJH23ZG6003ABA, CONTACTS : 5NO+3NC HR, WITH HR FLAG, AUX.SUPPLY: 230V AC. | RELAY | SWITCHGEAR | VAJH23ZG6003ABA | GE | - | - | Nos. |  | Inventory | TYPE: VAJH23, TRIPPING RELAY (86), FLUSH MOUNTING, CASE SIZE 1/2NH, 124(H)*153(W), ORDERING CODE:-VAJH23ZG6003ABA, CONTACTS : 5NO+3NC HR, WITH HR FLAG, AUX.SUPPLY: 230V AC.
16156 | 2 POLE HISPEED TRIP RELAY WITH COIL SUPE Technical specification: Relay model no - VAJHM23ZG0002BBA Relay type - VAJHM23 Aux. current or voltage - 24 V DC Burden - High Case size - 1/2N Horz. 20T Contacts L.H Unit - 3 N/O 1 N/C Contacts R.H Unit - 3 N/O 1 N/C Total output contacts - 6 N/O 2 N/C H/R Flag - Yes Mounting - Flush Name plate-1 | RELAY | SWITCHGEAR | VAJHM23ZG0002BBA | GE | _ | NA | Nos | None | Inventory | 2 POLE HISPEED TRIP RELAY WITH COIL SUPE Technical specification: Relay model no - VAJHM23ZG0002BBA Relay type - VAJHM23 Aux. current or voltage - 24 V DC Burden - High Case size - 1/2N Horz. 20T Contacts L.H Unit - 3 N/O 1 N/C Contacts R.H Unit - 3 N/O 1 N/C Total output contacts - 6 N/O 2 N/C H/R Flag - Yes Mounting - Flush Name plate-1
16157 | 2 POLE HISPEED TRIP RELAY WITH COIL SUPE Technical specification: Relay model no - VAJHM23ZG0752BBA Relay type - VAJHM23 Case size - 1/2N 20-T. Aux. current or voltage - 110/125V dc Contacts L.H Unit - 3 N/O 1 N/C Contacts R.H Unit - 3 N/O 1 N/C Total output contacts - 6 N/O 2 N/C H/R Burden - High Flag - Yes Mounting - Flush Name plate | RELAY | SWITCHGEAR | VAJHM23ZG0752BBA | GE | _ | NA | Nos | None | Inventory | 2 POLE HISPEED TRIP RELAY WITH COIL SUPE Technical specification: Relay model no - VAJHM23ZG0752BBA Relay type - VAJHM23 Case size - 1/2N 20-T. Aux. current or voltage - 110/125V dc Contacts L.H Unit - 3 N/O 1 N/C Contacts R.H Unit - 3 N/O 1 N/C Total output contacts - 6 N/O 2 N/C H/R Burden - High Flag - Yes Mounting - Flush Name plate
16158 | 2 ELEMENT HIGH SPEED TRIP RELAY with coil supervision, Technical Specification, Relay type : VAJHM23, Case size - 1/2N H 20T, Aux.current or voltage : - 220 V DC, Contacts L.H Unit : - 3 N/O 1 N/C, Contacts R.H Unit : 3 N/O 1 N/C, Total output contacts : 6 N/O 2 N/C H/R, Flag : Yes, Flush mounting, Name Plate - RFB9070 004 Outline Diagram - FG0031 SHT.3A Wiring Diagram- 01VAJHM23ZG 001 | RELAY | SWITCHGEAR | VAJHM23ZG1002BBA | GE | _ | NA | Nos | None | Inventory | 2 ELEMENT HIGH SPEED TRIP RELAY with coil supervision, Technical Specification, Relay type : VAJHM23, Case size - 1/2N H 20T, Aux.current or voltage : - 220 V DC, Contacts L.H Unit : - 3 N/O 1 N/C, Contacts R.H Unit : 3 N/O 1 N/C, Total output contacts : 6 N/O 2 N/C H/R, Flag : Yes, Flush mounting, Name Plate - RFB9070 004 Outline Diagram - FG0031 SHT.3A Wiring Diagram- 01VAJHM23ZG 001
16159 | 2 POLE HISPEED TRIP RELAY, Relay model no-VAJHM23ZG121B; Relay type - VAJHM23 Aux. voltage - 100-125V DC | RELAY | SWITCHGEAR | VAJHM23ZG121B | GE | _ | NA | Nos |  | Inventory | 2 POLE HISPEED TRIP RELAY, Relay model no-VAJHM23ZG121B; Relay type - VAJHM23 Aux. voltage - 100-125V DC
16161 | Fuse Failure relay,110V ac, 1 N/O 1 N/C S/R, External Resistor (3-OFF) 1 K Ohms 35 W | RELAY | SWITCHGEAR | VAPM31AF22A | GE | _ | NA | Nos | None | Inventory | Fuse Failure relay,110V ac, 1 N/O 1 N/C S/R, External Resistor (3-OFF) 1 K Ohms 35 W
16162 | Relay type VAX 31 Case size 1/2N H 12T Aux.current or voltage 24-30/48-50VDC Contacts - unit C 2M 2C/OS/R Mounting Flush Name plate RFB9070 616 Outline drawing MFM 017 Wiring diagram 01VAX31ZG001 Flag Reverse | RELAY | SWITCHGEAR | VAX31ZG0250BA | GE | _ | NA | Nos | None | Inventory | Relay type VAX 31 Case size 1/2N H 12T Aux.current or voltage 24-30/48-50VDC Contacts - unit C 2M 2C/OS/R Mounting Flush Name plate RFB9070 616 Outline drawing MFM 017 Wiring diagram 01VAX31ZG001 Flag Reverse
16163 | Relay type VAX 31; Case size-1/2N H 12T; Aux.current or voltage-110-125/220-250 V dc; Contacts - unit C-2M 2C/OS/R; Mounting-Flush; Name plate-RFB9070 616; Outline drawing-MFM 017; Wiring diagram-01VAX31ZG001; Flag-Reverse | RELAY | SWITCHGEAR | VAX31ZG0750BA | GE | _ | NA | Nos | None | Inventory | Relay type VAX 31; Case size-1/2N H 12T; Aux.current or voltage-110-125/220-250 V dc; Contacts - unit C-2M 2C/OS/R; Mounting-Flush; Name plate-RFB9070 616; Outline drawing-MFM 017; Wiring diagram-01VAX31ZG001; Flag-Reverse
16164 | Relay type:VAX 31,Case size:1/2N H 12T, Aux.current or voltage: 24V dc,Contacts - unit A:1 N/O S/R N/F, Contacts - unit B:1N/O S/R N/F, Contacts - unit C: 2N/O 1N/C S/R R/F,Mounting:Flush Name plate: RFB9070 616,Outline drawing:MFM 017,Wiring diagram:MBDZ 859.44 | RELAY | SWITCHGEAR | VAX31ZG8044FCH | GE | _ | NA | Nos | None | Inventory | Relay type:VAX 31,Case size:1/2N H 12T, Aux.current or voltage: 24V dc,Contacts - unit A:1 N/O S/R N/F, Contacts - unit B:1N/O S/R N/F, Contacts - unit C: 2N/O 1N/C S/R R/F,Mounting:Flush Name plate: RFB9070 616,Outline drawing:MFM 017,Wiring diagram:MBDZ 859.44
16220 | NEUTRAL DISPLACEMENT Areva Make Relay setting 5.4-20Volts, Rated Voltage: 110VAC, 50Hz with 2NO S/R contact, Aux.Voltage: 24-250VDC, 1D Drawout case flush mounting | RELAY | SWITCHGEAR | VDG14AF9001ACH | GE | _ | NA | Nos |  | Inventory | NEUTRAL DISPLACEMENT Areva Make Relay setting 5.4-20Volts, Rated Voltage: 110VAC, 50Hz with 2NO S/R contact, Aux.Voltage: 24-250VDC, 1D Drawout case flush mounting
16221 | NEUTRAL DISPLACEMENT Areva Make Relay setting 5.4-20Volts PT Volt 110VAC, 60Hz with 2NO S/R contact Aux.24-250VDC, 1D Drawout case flush mounting | RELAY | SWITCHGEAR | VDG14AF9101ACH | GE | _ | NA | Nos | None | Inventory | NEUTRAL DISPLACEMENT Areva Make Relay setting 5.4-20Volts PT Volt 110VAC, 60Hz with 2NO S/R contact Aux.24-250VDC, 1D Drawout case flush mounting
7967 | PT - 11KV PT, PTR - 11KV/RT3/110/RT3/110/RT3/110/3, CORE: 1 50VA/CL 0.5, CORE: 2 50VA/CL 3P,CORE: 3 50VA/CL 3P VF - 1.2 Count & 1.9 FOR 8 HRS., FIXED TYPE- FRAME-GIDV-12-2 | PT | SWITCHGEAR | GE-PT-11-3C-50,0.5;50,3P;50,3P-F | GEMINI | 33 | NA | Nos |  | Inventory | PT - 11KV PT, PTR - 11KV/RT3/110/RT3/110/RT3/110/3, CORE: 1 50VA/CL 0.5, CORE: 2 50VA/CL 3P,CORE: 3 50VA/CL 3P VF - 1.2 Count & 1.9 FOR 8 HRS., FIXED TYPE- FRAME-GIDV-12-2
7968 | PT - 33KV PT, PTR - 33KV/RT3/110/RT3/110/RT3, CORE: 1 100VA/CL 1.0, CORE: 2 50VA/CL 3P, VF - 1.2 Count & 1.9 FOR 8 HRS., FIXED TYPE, DRAWING NO - 3GIV 0316/R0 | PT | SWITCHGEAR | GE-PT-33-2C-100/1.0-50/3P-F | GEMINI | 33 | NA | Nos |  | Inventory | PT - 33KV PT, PTR - 33KV/RT3/110/RT3/110/RT3, CORE: 1 100VA/CL 1.0, CORE: 2 50VA/CL 3P, VF - 1.2 Count & 1.9 FOR 8 HRS., FIXED TYPE, DRAWING NO - 3GIV 0316/R0
7969 | 11kV CT ,CTR:250/1A-1A, CORE-1: 15VA CL:0.5, CORE-2: 15VA CL:5P10, STR:25kA/1 sec, Wound TYPE, SECONDARY TERMINALS ON: P1 SIDE | CT | SWITCHGEAR | GE4B1AC71P12Y3Y6NNNN | GEMINI | 11 | NA | Nos |  | Inventory | 11kV CT ,CTR:250/1A-1A, CORE-1: 15VA CL:0.5, CORE-2: 15VA CL:5P10, STR:25kA/1 sec, Wound TYPE, SECONDARY TERMINALS ON: P1 SIDE
7970 | 11kV CT ,CTR:1200/1-1-1-1A, CORE-1: NONE CL:PS , CORE-2: NONE CL:PS ,CORE-3: 10VA CL:0.5,CORE-4: 10VA CL:5P20, STR:25kA/1 sec, Window TYPE, SECONDARY TERMINALS ON: P1 SIDE, FRAME-GIW 12 - 270R - 3 | CT | SWITCHGEAR | GE4B1BF41P14N9N9X3X8 | GEMINI | 11 | NA | Nos |  | Inventory | 11kV CT ,CTR:1200/1-1-1-1A, CORE-1: NONE CL:PS , CORE-2: NONE CL:PS ,CORE-3: 10VA CL:0.5,CORE-4: 10VA CL:5P20, STR:25kA/1 sec, Window TYPE, SECONDARY TERMINALS ON: P1 SIDE, FRAME-GIW 12 - 270R - 3
7971 | 11kV CT ,CTR:80/5A-5A, CORE-1: 10VA CL:1, CORE-2: 10VA CL:5P10, STR:26.3kA/1 sec, Wound TYPE, SECONDARY TERMINALS ON: P1 SIDE - GIDC 12-1-1 | CT | SWITCHGEAR | GE4C1AB65P12X5X6NNNN | GEMINI | 11 | NA | Nos |  | Inventory | 11kV CT ,CTR:80/5A-5A, CORE-1: 10VA CL:1, CORE-2: 10VA CL:5P10, STR:26.3kA/1 sec, Wound TYPE, SECONDARY TERMINALS ON: P1 SIDE - GIDC 12-1-1
7357 | EARTH SWITCH OPERATING HANDLE | BROUGHTOUT | ACCESSORIES | ES OPERATING HANDLE | TSPL | _ | NA | Nos | None | Inventory | EARTH SWITCH OPERATING HANDLE
7358 | EARTH SWITCH CU.BLADE-135X30X6,1.5KG | CU BUSBAR | BUSBAR & ACCESSORIES | ES-CU-BLADE-11KV | REPUTED | - | NA | KGS |  | Inventory | EARTH SWITCH CU.BLADE-135X30X6,1.5KG
7359 | EARTH SWITCH CU.BLADE-290X30X6,3KG | CU BUSBAR | BUSBAR & ACCESSORIES | ES-CU-BLADE-22-33KV | REPUTED | - | NA | KGS |  | Inventory | EARTH SWITCH CU.BLADE-290X30X6,3KG
7360 | EARTH SWITCH CU.BUSBAR BREZZING PIECE-275X40X10,3KG | CU BUSBAR | BUSBAR & ACCESSORIES | ES-CU-BREEZING-PIECE-11KV | REPUTED | - | NA | KGS |  | Inventory | EARTH SWITCH CU.BUSBAR BREZZING PIECE-275X40X10,3KG
7361 | EARTH SWITCH CU.BUSBAR BREZZING PIECE-300X40X10,3KG | CU BUSBAR | BUSBAR & ACCESSORIES | ES-CU-BREEZING-PIECE-22-33KV | REPUTED | - | NA | KGS |  | Inventory | EARTH SWITCH CU.BUSBAR BREZZING PIECE-300X40X10,3KG
7362 | EARTH SWITCH COPPER SHORTING PIECE-174X20X03, 0.3 KG | CU BUSBAR | BUSBAR & ACCESSORIES | ES-CU-SHORTING-PIECE-11KV | REPUTED | _ | NA | KGS |  | Inventory | EARTH SWITCH COPPER SHORTING PIECE-174X20X03, 0.3 KG
7363 | EARTH SWITCH COPPER SHORTING PIECE-296X20X03, 0.35 KG | CU BUSBAR | BUSBAR & ACCESSORIES | ES-CU-SHORTING-PIECE-22-33KV | REPUTED | _ | NA | KGS |  | Inventory | EARTH SWITCH COPPER SHORTING PIECE-296X20X03,0.35 KG
7364 | EARTH SWITCH BREACKER LOCKING FLAP-140X50 X10mm | BROUGHTOUT | ACCESSORIES | ES-FLAP | REPUTED | _ | NA | Nos |  | Inventory | EARTH SWITCH BREACKER LOCKING FLAP-140X50 X10mm
7365 | EARTH SWITCH OPERATING ROD FOR OUTDOOR PANELS, 1060MM LONG | BROUGHTOUT | ACCESSORIES | ES-OPERATING-ROD-1060 | STERING | _ | NA | Nos |  | Inventory | EARTH SWITCH OPERATING ROD FOR OUTDOOR PANELS, 1060MM LONG
7972 | 11kV CT ,CTR:80/5A-5A, CORE-1: 10VA CL:1, CORE-2: 10VA CL:5P10, STR:26.3kA/1 sec, Wound TYPE, SECONDARY TERMINALS ON: P2 SIDE | - | SWITCHGEAR | GE4C1AB65P22X5X6NNNN | GEMINI | 11 | NA | Nos |  | Inventory | 11kV CT ,CTR:80/5A-5A, CORE-1: 10VA CL:1, CORE-2: 10VA CL:5P10, STR:26.3kA/1 sec, Wound TYPE, SECONDARY TERMINALS ON: P2 SIDE
7973 | 11kV CT ,CTR:200/5A-5A, CORE-1: 10VA CL:1, CORE-2: 10VA CL:5P10, STR:26.3kA/1 sec, Wound TYPE, SECONDARY TERMINALS ON: P1 SIDE | CT | SWITCHGEAR | GE4C1AC55P12X5X6NNNN | GEMINI | 11 | NA | Nos |  | Inventory | 11kV CT ,CTR:200/5A-5A, CORE-1: 10VA CL:1, CORE-2: 10VA CL:5P10, STR:26.3kA/1 sec, Wound TYPE, SECONDARY TERMINALS ON: P1 SIDE
7974 | 33kV CT ,CTR:50/1A-1A, CORE-1: 7.5VA CL:0.5, CORE-2: 7.5VA CL:5P10, STR:25kA/1 sec, Wound TYPE, SECONDARY TERMINALS ON: P1 SIDE | CT | SWITCHGEAR | GE6B1AA91P12W3W6NNNN | GEMINI | 33 | NA | Nos |  | Inventory | 33kV CT ,CTR:50/1A-1A, CORE-1: 7.5VA CL:0.5, CORE-2: 7.5VA CL:5P10, STR:25kA/1 sec, Wound TYPE, SECONDARY TERMINALS ON: P1 SIDE
7975 | 33kV CT ,CTR:100/1A-1A, CORE-1: 7.5VA CL:0.5, CORE-2: 7.5VA CL:5P10, STR:25kA/1 sec, Wound TYPE, SECONDARY TERMINALS ON: P1 SIDE | CT | SWITCHGEAR | GE6B1AC11P12W3W6NNNN | GEMINI | 33 | NA | Nos |  | Inventory | 33kV CT ,CTR:100/1A-1A, CORE-1: 7.5VA CL:0.5, CORE-2: 7.5VA CL:5P10, STR:25kA/1 sec, Wound TYPE, SECONDARY TERMINALS ON: P1 SIDE
7976 | 33kV CT ,CTR:100/1A-1A, CORE-1: 15VA CL:1.0, CORE-2: 15VA CL:5P10, STR:31.5kA/1 sec, Wound TYPE, SECONDARY TERMINALS ON: P2 SIDE | CT | SWITCHGEAR | GE6D1AC11P22Y5Y6NNNN | GEMINI | 33 | NA | Nos |  | Inventory | 33kV CT ,CTR:100/1A-1A, CORE-1: 15VA CL:1.0, CORE-2: 15VA CL:5P10, STR:31.5kA/1 sec, Wound TYPE, SECONDARY TERMINALS ON: P2 SIDE
8059 | 33kV CT ,CTR:30-60/5-5A, CORE-1: 10VA CL:1.0, CORE-2: 10VA CL:5P20, STR:26.3kA/1 sec, Wound TYPE, SECONDARY TERMINALS ON: P1 SIDE | CT | SWITCHGEAR | GM-33KV-CT-30-60/5A-2C | GEMINI | 33 | NA | Nos |  | Inventory | 33kV CT ,CTR:30-60/5-5A, CORE-1: 10VA CL:1.0, CORE-2: 10VA CL:5P20, STR:26.3kA/1 sec, Wound TYPE, SECONDARY TERMINALS ON: P1 SIDE
8060 | PT - 11KV PT, PTR - 11KV/RT3/110/RT3/110/RT3-110V/3, CORE: 1 100VA/CL 1.0, CORE: 2 50VA/CL 3P, VF - 1.2 Count & 1.9 FOR 8 HRS., GUN TYPE, | PT | SWITCHGEAR | GM-PT-11-2C-100/1.0-50/3P-G | GEMINI | 11 | NA | Nos | None | Inventory | PT - 11KV PT, PTR - 11KV/RT3/110/RT3/110/RT3-110V/3, CORE: 1 100VA/CL 1.0, CORE: 2 50VA/CL 3P, VF - 1.2 Count & 1.9 FOR 8 HRS., GUN TYPE,
8061 | PT - 11KV PT, PTR - 11KV/RT3/110/RT3/110/RT3/110V/3, CORE: 1 50VA/CL 1.0, CORE: 2 50VA/CL 3P, CORE: 3 50VA/CL 3P, VF - 1.2 Count & 1.9 FOR 8 HRS., GUN TYPE, | PT | SWITCHGEAR | GM-PT-11-3C-50/1.0-50/3P-30/3P-G | GEMINI | 11 | NA | Nos | None | Inventory | PT - 11KV PT, PTR - 11KV/RT3/110/RT3/110/RT3/110V/3, CORE: 1 50VA/CL 1.0, CORE: 2 50VA/CL 3P, CORE: 3 50VA/CL 3P, VF - 1.2 Count & 1.9 FOR 8 HRS., GUN TYPE,
8062 | PT - 33KV PT, PTR - 33KV/RT3/110/RT3/110/RT3-110V/3, CORE: 1 100VA/CL 1.0, CORE: 2 50VA/CL 3P, VF - 1.2 Count & 1.9 FOR 8 HRS., FIXED TYPE, DRAWING NO - | PT | SWITCHGEAR | GM-PT-33-2C-100/1.0-50/3P-F | GEMINI | 33 | NA | Nos | None | Inventory | PT - 33KV PT, PTR - 33KV/RT3/110/RT3/110/RT3-110V/3, CORE: 1 100VA/CL 1.0, CORE: 2 50VA/CL 3P, VF - 1.2 Count & 1.9 FOR 8 HRS., FIXED TYPE, DRAWING NO -
8063 | PT - 33KV PT, PTR - 33KV/RT3/110/RT3/110/RT3-110V/3, CORE: 1 30VA/CL 0.2, CORE: 2 30VA/CL 3P, VF - 1.2 Count & 1.9 FOR 8 HRS., FIXED TYPE | PT | SWITCHGEAR | GM-PT-33-2C-30/0.2-30/3P-F | GEMINI | 33 | NA | Nos |  | Inventory | PT - 33KV PT, PTR - 33KV/RT3/110/RT3/110/RT3-110V/3, CORE: 1 30VA/CL 0.2, CORE: 2 30VA/CL 3P, VF - 1.2 Count & 1.9 FOR 8 HRS., FIXED TYPE
8064 | PT - 33KV PT, PTR - 33KV/RT3/110/RT3/110/RT3-110V/3, CORE: 1 50VA/CL 0.2, CORE: 2 50VA/CL 3P, VF - 1.2 Count & 1.9 FOR 8 HRS., FIXED TYPE, DRAWING NO - | PT | SWITCHGEAR | GM-PT-33-2C-50/0.2-50/3P-F | GEMINI | 33 | NA | Nos | None | Inventory | PT - 33KV PT, PTR - 33KV/RT3/110/RT3/110/RT3-110V/3, CORE: 1 50VA/CL 0.2, CORE: 2 50VA/CL 3P, VF - 1.2 Count & 1.9 FOR 8 HRS., FIXED TYPE, DRAWING NO -
107 | 50/1A, CL-1, 5VA, CBCT ID - 210mm | CBCT | SWITCHGEAR | 17H7NNKN3 | GIC | - | - | Nos |  | Inventory | 50/1A, CL-1, 5VA, CBCT ID - 210mm
108 | 30mA - 30A, ELR, FLUSH MOUNTED 240V-415V AC/DC (SIZE-96 X 96 mm) | ELR | SWITCHGEAR | 17K726QF4N | GIC | - | - | Nos |  | Inventory | 30mA - 30A, ELR, FLUSH MOUNTED 240V-415V AC/DC (SIZE-96 X 96 mm)
113 | TIMER, MAKE-GIC, MULTIFUNCTION, MODEL- MICON 175, TIME SETTING-0.1S-100H, VOLTAGE-12-240V AC/DC, CONTACTS-1C/O, (1CMDT0) | TIMER | SWITCHGEAR | 1CMDT0 | GIC | - | - | Nos |  | Inventory | TIMER, MAKE-GIC, MULTIFUNCTION, MODEL- MICON 175, TIME SETTING-0.1S-100H, VOLTAGE-12-240V AC/DC, CONTACTS-1C/O, (1CMDT0)
4038 | ANNUNCIATOR, BIG WINDOW-02, SMALL WINDOW-10, PUSHBUTTON-BUILT IN, AUX SUPPLY-24V DC | ANNUNCIATOR | SWITCHGEAR | AD2D12IP | GIC | _ | NA | Nos |  | Inventory | ANNUNCIATOR, BIG WINDOW-02, SMALL WINDOW-10, PUSHBUTTON-BUILT IN, AUX SUPPLY-24V DC
4540 | ANNUNCIATOR, TYPE-1D, BIG WINDOW-00, SMALL WINDOW-08, PUSHBUTTON-BUILT IN, AUX SUPPLY-88-285V AC/DC, PORT-RS485,Window Size 34x31mm | ANNUNCIATOR | SWITCHGEAR | AU1D8S | GIC | _ | NA | Nos |  | Inventory | ANNUNCIATOR, TYPE-1D, BIG WINDOW-00, SMALL WINDOW-08, PUSHBUTTON-BUILT IN, AUX SUPPLY-88-285V AC/DC, PORT-RS485,Window Size 34x31mm
7382 | EARTHING CONCTCT ASSEMBLY FOR 33KV RACK-IN AASSLY | RACK-ITEM | ACCESSORIES | ET-CON-ASSEMBLY | REPUTED | - | - | Nos |  | Inventory | EARTHING CONCTCT ASSEMBLY FOR 33KV RACK-IN AASSLY
4541 | ANNUNCIATOR, BIG WINDOW-02, SMALL WINDOW-10, PUSHBUTTON-BUILT IN, AUX SUPPLY-90-270V AC/DC | ANNUNCIATOR | SWITCHGEAR | AU2D12IP | GIC | _ | NA | Nos |  | Inventory | ANNUNCIATOR, BIG WINDOW-02, SMALL WINDOW-10, PUSHBUTTON-BUILT IN, AUX SUPPLY-90-270V AC/DC
8014 | 6 WINDOW ANNUNCIATOR, BIG WINDOW, AUX. SUPPLY:-18-60V AC/DC, TYPE-AD1D6SP, SIZE-66X138mm- with RS485 PORT, NORMAL SCAN, WITH FG (-VE) | ANNUNCIATOR | SWITCHGEAR | GIC-AN-06W-18-60V | GIC | _ | NA | Nos |  | Inventory | 6 WINDOW ANNUNCIATOR, BIG WINDOW, AUX. SUPPLY:-18-60V AC/DC, TYPE-AD1D6SP, SIZE-66X138mm- with RS485 PORT, NORMAL SCAN, WITH FG (-VE)
8015 | 6 WINDOW ANNUNCIATOR, BIG WINDOW, AUX. SUPPLY:-90-270V AC/DC, TYPE-AU1D6SP, SIZE-66X138mm- with RS485 PORT, NORMAL SCAN, WITH FG (-VE) | ANNUNCIATOR | SWITCHGEAR | GIC-AN-06W-90-270V | GIC | _ | NA | Nos |  | Inventory | 6 WINDOW ANNUNCIATOR, BIG WINDOW, AUX. SUPPLY:-90-270V AC/DC, TYPE-AU1D6SP, SIZE-66X138mm- with RS485 PORT, NORMAL SCAN, WITH FG (-VE)
8016 | 6 WINDOW ANNUNCIATOR, BIG WINDOW, AUX. SUPPLY:-90-270V AC/DC, TYPE-AU1D6SP, SIZE-66X138mm- NORMAL SCAN, WITH FG (-VE) | ANNUNCIATOR | SWITCHGEAR | GIC-AN-06W-90-270V_WITHOUT_RS485 | GIC | _ | NA | Nos |  | Inventory | 6 WINDOW ANNUNCIATOR, BIG WINDOW, AUX. SUPPLY:-90-270V AC/DC, TYPE-AU1D6SP, SIZE-66X138mm-
8017 | 8 WINDOW ANNUNCIATOR, SMALL WINDOW, AUX. SUPPLY:-18-60VDC, TYPE-AD1D8S, SIZE-66X138mm- with RS485 PORT, NORMAL SCAN, WITH FG (-VE) | ANNUNCIATOR | SWITCHGEAR | GIC-AN-08W-18-60VDC | GIC | _ | NA | Nos |  | Inventory | 8 WINDOW ANNUNCIATOR, SMALL WINDOW, AUX. SUPPLY:-18-60VDC, TYPE-AD1D8S, SIZE-66X138mm- with RS485 PORT
8018 | 8 WINDOW ANNUNCIATOR, SMALL WINDOW, AUX. SUPPLY:-90-270V AC/DC, TYPE-AU1D8S, SIZE-66X138mm- with RS485 PORT, NORMAL SCAN, WITH FG (-VE) | ANNUNCIATOR | SWITCHGEAR | GIC-AN-08W-90-270V | GIC | _ | NA | Nos |  | Inventory | 8 WINDOW ANNUNCIATOR, SMALL WINDOW, AUX. SUPPLY:-90-270V AC/DC, TYPE-AU1D8S, SIZE-66X138mm- with RS485 PORT
8019 | 8 WINDOW ANNUNCIATOR, SMALL WINDOW, AUX. SUPPLY:-90-270V AC/DC, TYPE-AU1D8S, SIZE-66X138mm- NORMAL SCAN, WITH FG (-VE) | ANNUNCIATOR | SWITCHGEAR | GIC-AN-08W-90-270V_WITHOUT_RS485 | GIC | _ | NA | Nos |  | Inventory | 8 WINDOW ANNUNCIATOR, SMALL WINDOW, AUX. SUPPLY:-90-270V AC/DC, TYPE-AU1D8S, SIZE-66X138mm-
8020 | 12 WINDO ANNUNCIATOR, SMALL WINDOW, AUX. SUPPLY:-18-60V, TYPE-AD2D14SP, SIZE-138X138mm WITH RS485 PORT, | ANNUNCIATOR | SWITCHGEAR | GIC-AN-12W-18-60V | GIC | _ | NA | Nos |  | Inventory | 12 WINDO ANNUNCIATOR, SMALL WINDOW, AUX. SUPPLY:-18-60V, TYPE-AD2D14SP, SIZE-138X138mm WITH RS485 PORT,
8021 | 14 WINDOW ANNUNCIATOR, SMALL WINDOW, AUX. SUPPLY:-18-60V, TYPE-AD2D14SP, SIZE-138X138mm WITH RS485 PORT, NORMAL SCAN, WITH FG (-VE) | ANNUNCIATOR | SWITCHGEAR | GIC-AN-14W-18-60V | GIC | _ | NA | Nos |  | Inventory | 14 WINDOW ANNUNCIATOR, SMALL WINDOW, AUX. SUPPLY:-18-60V, TYPE-AD2D14SP, SIZE-138X138mm WITH RS485 PORT
8022 | 14 WINDOW ANNUNCIATOR, SMALL WINDOW, AUX. SUPPLY:-90-270V AC/DC, TYPE-AU2D14SP, SIZE-138X138mm WITH RS485 PORT, NORMAL SCAN, WITH FG (-VE) | ANNUNCIATOR | SWITCHGEAR | GIC-AN-14W-90-270V | GIC | _ | NA | Nos |  | Inventory | 14 WINDOW ANNUNCIATOR, SMALL WINDOW, AUX. SUPPLY:-90-270V AC/DC, TYPE-AU2D14SP, SIZE-138X138mm WITH RS485 PORT
8023 | 14 WINDOW ANNUNCIATOR, SMALL WINDOW, AUX. SUPPLY:-90-270V AC/DC, TYPE-AU2D14SP, SIZE-138X138mm, NORMAL SCAN, WITH FG (-VE) | ANNUNCIATOR | SWITCHGEAR | GIC-AN-14W-90-270V_WITHOUT_RS485 | GIC | _ | NA | Nos |  | Inventory | 14 WINDOW ANNUNCIATOR, SMALL WINDOW, AUX. SUPPLY:-90-270V AC/DC, TYPE-AU2D14SP, SIZE-138X138mm, NORMAL SCAN, WITH FG (-VE)
8024 | 16 WINDOW ANNUNCIATOR, SMALL WINDOW, AUX. SUPPLY:-18-60V AC/DC, TYPE-AD2D16S, SIZE-138X138mm WITH RS485 PORT, NORMAL SCAN, WITH FG (-VE) | ANNUNCIATOR | SWITCHGEAR | GIC-AN-16W-18-60V | GIC | _ | NA | Nos |  | Inventory | 16 WINDOW ANNUNCIATOR, SMALL WINDOW, AUX. SUPPLY:-18-60V AC/DC, TYPE-AD2D16S, SIZE-138X138mm WITH RS485 PORT, NORMAL SCAN, WITH FG (-VE)
8025 | 16 WINDOW ANNUNCIATOR, SMALL WINDOW, AUX. SUPPLY:-90-270V AC/DC, TYPE-AU2D16S, SIZE-138X138mm WITH RS485 PORT, NORMAL SCAN, WITH FG (-VE) | ANNUNCIATOR | SWITCHGEAR | GIC-AN-16W-90-270V | GIC | _ | NA | Nos |  | Inventory | 16 WINDOW ANNUNCIATOR, SMALL WINDOW, AUX. SUPPLY:-90-270V AC/DC, TYPE-AU2D16S, SIZE-138X138mm WITH RS485 PORT, NORMAL SCAN, WITH FG (-VE)
8026 | 16 WINDOW ANNUNCIATOR, SMALL WINDOW, AUX. SUPPLY:-90-270V AC/DC, TYPE-AU2D16S, SIZE-138X138mm, NORMAL SCAN, WITH FG (-VE) | ANNUNCIATOR | SWITCHGEAR | GIC-AN-16W-90-270V-WITHOUT-RS485 | GIC | _ | NA | Nos |  | Inventory | 16 WINDOW ANNUNCIATOR, SMALL WINDOW, AUX. SUPPLY:-90-270V AC/DC, TYPE-AU2D16S, SIZE-138X138mm
8027 | 18 WINDOW ANNUNCIATOR, SMALL WINDOW, AUX. SUPPLY:-90-270V AC/DC, NORMAL SCAN, WITH FG (-VE) | ANNUNCIATOR | SWITCHGEAR | GIC-AN-18W-90-270V-WITHOUT-RS485 | GIC | _ | NA | Nos |  | Inventory | 18 WINDOW ANNUNCIATOR, SMALL WINDOW, AUX. SUPPLY:-90-270V AC/DC, NORMAL SCAN, WITH FG (-VE)
8028 | 22 WINDOW ANNUNCIATOR,WITH RS485 PORT, SMALL WINDOW, AUX. SUPPLY:-90-270V AC/DC, TYPE-AU3D22SP, SIZE-210X138mm, NORMAL SCAN, WITH FG (-VE) | ANNUNCIATOR | SWITCHGEAR | GIC-AN-22W-90-270V | GIC | _ | NA | Nos |  | Inventory | 22 WINDOW ANNUNCIATOR,WITH RS485 PORT, SMALL WINDOW, AUX. SUPPLY:-90-270V AC/DC, TYPE-AU3D22SP, SIZE-210X138mm, NORMAL SCAN, WITH FG (-VE)
8029 | 24-WINDOW ALARM ANNUNCIATOR (30), FOR BOTH TRIP & NONTRIP ALARM, WITH BUILT IN, ACCEPT, RESET, TEST PUSH BUTTONS, AUX. VOLTAGE: 110V DC, WITH RS485 PORT. | ANNUNCIATOR | SWITCHGEAR | GIC-AN-24W-90-270V | GIC | - | - | Nos. |  | Inventory | 24-WINDOW ALARM ANNUNCIATOR (30), FOR BOTH TRIP & NONTRIP ALARM, WITH BUILT IN, ACCEPT, RESET, TEST PUSH BUTTONS, AUX. VOLTAGE: 110V DC, WITH RS485 PORT.
7400 | 3.5Ton Electric Forklift | CAPITAL GOODS | TOOLS | EVX35_MAX_AC_HVT2100_72V516AHBATTERY | KION | - | - | Nos |  | Inventory | 3.5Ton Electric Forklift
8759 | HOUR METER , Supply-90 - 264 VAC | METER | SWITCHGEAR | LA25F1 | GIC | _ | NA | Nos |  | Inventory | HOUR METER , Supply-90 - 264 VAC
7402 | EXPORT WOODEN BOX EXPORT-102X41X94 | PACKING MATERIAL | PACKING | EX-BOX-102X41X94 | REPUTED | _ | NA | Nos |  | Inventory | EXPORT WOODEN BOX EXPORT-102X41X94
7403 | EXPORT WOODEN BOX EXPORT 104x31x94 | PACKING MATERIAL | PACKING | EX-BOX-104X31X94 | REPUTED | _ | NA | Nos |  | Inventory | EXPORT WOODEN BOX EXPORT 104x31x94
7404 | EXPORT WOODEN BOX EXPORT 106x35x94 | PACKING MATERIAL | PACKING | EX-BOX-106X35X94 | REPUTED | _ | NA | Nos |  | Inventory | EXPORT WOODEN BOX EXPORT 106x35x94
7405 | EXPORT WOODEN BOX EXPORT-108X47X28 | PACKING MATERIAL | PACKING | EX-BOX-108X47X28 | REPUTED | _ | NA | Nos |  | Inventory | EXPORT WOODEN BOX EXPORT-108X47X28
7406 | EXPORT WOODEN BOX EXPORT 110X31X94 | PACKING MATERIAL | PACKING | EX-BOX-110X31X94 | REPUTED | _ | NA | Nos |  | Inventory | EXPORT WOODEN BOX EXPORT 110X31X94
7407 | EXPORT WOODEN BOX EXPORT-110x41x94 | PACKING MATERIAL | PACKING | EX-BOX-110X41X94 | REPUTED | _ | NA | Nos |  | Inventory | EXPORT WOODEN BOX EXPORT-110x41x94
7408 | EXPORT WOODEN BOX EXPORT-110X42X94 | PACKING MATERIAL | PACKING | EX-BOX-110X42X94 | REPUTED | _ | NA | Nos |  | Inventory | EXPORT WOODEN BOX EXPORT-110X42X94
7409 | EXPORT WOODEN BOX EXPORT-110X47X103 | PACKING MATERIAL | PACKING | EX-BOX-110X47X103 | REPUTED | _ | NA | Nos |  | Inventory | EXPORT WOODEN BOX EXPORT-110X47X103
7410 | EXPORT WOODEN BOX EXPORT-110X47X105 | PACKING MATERIAL | PACKING | EX-BOX-110X47X105 | REPUTED | _ | NA | Nos |  | Inventory | EXPORT WOODEN BOX EXPORT-110X47X105
7411 | EXPORT WOODEN BOX EXPORT-110X47X94 | PACKING MATERIAL | PACKING | EX-BOX-110X47X94 | REPUTED | _ | NA | Nos |  | Inventory | EXPORT WOODEN BOX EXPORT-110X47X94
7412 | EXPORT WOODEN BOX EXPORT-110X51X94 | PACKING MATERIAL | PACKING | EX-BOX-110X51X94 | REPUTED | _ | NA | Nos |  | Inventory | EXPORT WOODEN BOX EXPORT-110X51X94
7413 | EXPORT WOODEN BOX EXPORT 110X55X94 | PACKING MATERIAL | PACKING | EX-BOX-110X55X94 | REPUTED | _ | NA | Nos |  | Inventory | EXPORT WOODEN BOX EXPORT 110X55X94
7414 | EXPORT WOODEN BOX EXPORT 114X35X90 | PACKING MATERIAL | PACKING | EX-BOX-114X35X90 | REPUTED | _ | NA | Nos |  | Inventory | EXPORT WOODEN BOX EXPORT 114X35X90
7415 | EXPORT WOODEN BOX EXPORT 116x57x91 | PACKING MATERIAL | PACKING | EX-BOX-116X57X91 | REPUTED | _ | NA | Nos |  | Inventory | EXPORT WOODEN BOX EXPORT 116x57x91
7416 | EXPORT WOODEN BOX EXPORT 117X76X94 | PACKING MATERIAL | PACKING | EX-BOX-117X76X94 | REPUTED | _ | NA | Nos |  | Inventory | EXPORT WOODEN BOX EXPORT 117X76X94
7417 | EXPORT WOODEN BOX EXPORT-118X40X94 | PACKING MATERIAL | PACKING | EX-BOX-118X40X94 | REPUTED | _ | NA | Nos |  | Inventory | EXPORT WOODEN BOX EXPORT-118X40X94
7418 | EXPORT WOODEN BOX EXPORT-118X41X94 | PACKING MATERIAL | PACKING | EX-BOX-118X41X94 | REPUTED | _ | NA | Nos |  | Inventory | EXPORT WOODEN BOX EXPORT-118X41X94
7419 | EXPORT WOODEN BOX EXPORT-118X42X104 | PACKING MATERIAL | PACKING | EX-BOX-118X42X104 | REPUTED | _ | NA | Nos |  | Inventory | EXPORT WOODEN BOX EXPORT-118X42X104
7420 | EXPORT WOODEN BOX EXPORT 118X47X94 | PACKING MATERIAL | PACKING | EX-BOX-118X47X94 | REPUTED | _ | NA | Nos |  | Inventory | EXPORT WOODEN BOX EXPORT 118X47X94
7421 | EXPORT WOODEN BOX EXPORT 122x31x94 | PACKING MATERIAL | PACKING | EX-BOX-122X31X94 | REPUTED | _ | NA | Nos |  | Inventory | EXPORT WOODEN BOX EXPORT 122x31x94
7422 | EXPORT WOODEN BOX EXPORT 122x42X104 | PACKING MATERIAL | PACKING | EX-BOX-122X42X104 | REPUTED | _ | NA | Nos |  | Inventory | EXPORT WOODEN BOX EXPORT 122x42X104
7423 | EXPORT WOODEN BOX EXPORT 122x48x94 | PACKING MATERIAL | PACKING | EX-BOX-122X48X94 | REPUTED | _ | NA | Nos |  | Inventory | EXPORT WOODEN BOX EXPORT 122x48x94
7424 | EXPORT WOODEN BOX EXPORT 122x56x94 | PACKING MATERIAL | PACKING | EX-BOX-122X56X94 | REPUTED | _ | NA | Nos |  | Inventory | EXPORT WOODEN BOX EXPORT 122x56x94
7425 | EXPORT WOODEN BOX EXPORT 122X71X93 | PACKING MATERIAL | PACKING | EX-BOX-122X71X93 | REPUTED | _ | NA | Nos |  | Inventory | EXPORT WOODEN BOX EXPORT 122X71X93
7426 | EXPORT WOODEN BOX EXPORT 122X76X94 | PACKING MATERIAL | PACKING | EX-BOX-122X76X94 | REPUTED | _ | NA | Nos |  | Inventory | EXPORT WOODEN BOX EXPORT 122X76X94
7427 | EXPORT WOODEN BOX EXPORT 122x34X94 | PACKING MATERIAL | PACKING | EX-BOX-126X34X94 | REPUTED | _ | NA | Nos |  | Inventory | EXPORT WOODEN BOX EXPORT 122x34X94
7428 | EXPORT WOODEN BOX EXPORT 12X22X5 | PACKING MATERIAL | PACKING | EX-BOX-12X22X5 | REPUTED | _ | NA | Nos |  | Inventory | EXPORT WOODEN BOX EXPORT 12X22X5
7429 | EXPORT WOODEN BOX EXPORT-130X41X94 | PACKING MATERIAL | PACKING | EX-BOX-130X41X94 | REPUTED | _ | NA | Nos |  | Inventory | EXPORT WOODEN BOX EXPORT-130X41X94
7430 | EXPORT WOODEN BOX EXPORT-130X42X104 | PACKING MATERIAL | PACKING | EX-BOX-130X42X104 | REPUTED | _ | NA | Nos |  | Inventory | EXPORT WOODEN BOX EXPORT-130X42X104
7431 | EXPORT WOODEN BOX EXPORT-130X43X94 | PACKING MATERIAL | PACKING | EX-BOX-130X43X94 | REPUTED | _ | NA | Nos |  | Inventory | EXPORT WOODEN BOX EXPORT-130X43X94
7432 | EXPORT WOODEN BOX EXPORT 130X48X94 | PACKING MATERIAL | PACKING | EX-BOX-130X48X94 | REPUTED | _ | NA | Nos |  | Inventory | EXPORT WOODEN BOX EXPORT 130X48X94
7433 | EXPORT WOODEN BOX EXPORT-130X51X94 | PACKING MATERIAL | PACKING | EX-BOX-130X51X94 | REPUTED | _ | NA | Nos |  | Inventory | EXPORT WOODEN BOX EXPORT-130X51X94
7434 | EXPORT WOODEN BOX EXPORT 132X31X77 | PACKING MATERIAL | PACKING | EX-BOX-132X31X77 | REPUTED | _ | NA | Nos |  | Inventory | EXPORT WOODEN BOX EXPORT 132X31X77
7435 | EXPORT WOODEN BOX EXPORT-134X41X93 | PACKING MATERIAL | PACKING | EX-BOX-134X41X93 | REPUTED | _ | NA | Nos |  | Inventory | EXPORT WOODEN BOX EXPORT-134X41X93
7436 | EXPORT WOODEN BOX EXPORT-134X41X94 | PACKING MATERIAL | PACKING | EX-BOX-134X41X94 | REPUTED | _ | NA | Nos |  | Inventory | EXPORT WOODEN BOX EXPORT-134X41X94
7437 | EXPORT WOODEN BOX EXPORT-142X41X94 | PACKING MATERIAL | PACKING | EX-BOX-142X41X94 | REPUTED | _ | NA | Nos |  | Inventory | EXPORT WOODEN BOX EXPORT-142X41X94
7438 | EXPORT WOODEN BOX EXPORT-150X41X93 | PACKING MATERIAL | PACKING | EX-BOX-150X41X93 | REPUTED | _ | NA | Nos |  | Inventory | EXPORT WOODEN BOX EXPORT-150X41X93
7439 | EXPORT WOODEN BOX EXPORT-150X41X94 | PACKING MATERIAL | PACKING | EX-BOX-150X41X94 | REPUTED | _ | NA | Nos |  | Inventory | EXPORT WOODEN BOX EXPORT-150X41X94
7440 | EXPORT WOODEN BOX EXPORT 154X77X93 | PACKING MATERIAL | PACKING | EX-BOX-154X77X93 | REPUTED | _ | NA | Nos |  | Inventory | EXPORT WOODEN BOX EXPORT 154X77X93
7441 | EXPORT WOODEN BOX EXPORT 15X25X13 | PACKING MATERIAL | PACKING | EX-BOX-15X25X13 | REPUTED | _ | NA | Nos |  | Inventory | EXPORT WOODEN BOX EXPORT 15X25X13
7442 | EXPORT WOODEN BOX EXPORT-161X41X94 | PACKING MATERIAL | PACKING | EX-BOX-161X41X94 | REPUTED | _ | NA | Nos |  | Inventory | EXPORT WOODEN BOX EXPORT-161X41X94
7443 | EXPORT WOODEN BOX EXPORT -180X42X94 | PACKING MATERIAL | PACKING | EX-BOX-180X42X94 | REPUTED | _ | NA | Nos |  | Inventory | EXPORT WOODEN BOX EXPORT -180X42X94
7444 | EXPORT WOODEN BOX EXPORT-180x50x94 | PACKING MATERIAL | PACKING | EX-BOX-180X50X94 | REPUTED | _ | NA | Nos |  | Inventory | EXPORT WOODEN BOX EXPORT-180x50x94
7445 | EXPORT WOODEN BOX EXPORT -18X18X20 | PACKING MATERIAL | PACKING | EX-BOX-18X18X20 | REPUTED | _ | NA | Nos |  | Inventory | EXPORT WOODEN BOX EXPORT -18X18X20
7446 | EXPORT WOODEN BOX EXPORT -20X13X19 | PACKING MATERIAL | PACKING | EX-BOX-20X13X19 | REPUTED | _ | NA | Nos |  | Inventory | EXPORT WOODEN BOX EXPORT -20X13X19
7447 | EXPORT WOODEN BOX EXPORT - 20X42X18 | PACKING MATERIAL | PACKING | EX-BOX-20X42X18 | REPUTED | _ | NA | Nos |  | Inventory | EXPORT WOODEN BOX EXPORT - 20X42X18
7448 | EXPORT WOODEN BOX EXPORT -22X40X15 | PACKING MATERIAL | PACKING | EX-BOX-22X40X15 | REPUTED | _ | NA | Nos |  | Inventory | EXPORT WOODEN BOX EXPORT -22X40X15
7449 | EXPORT WOODEN BOX EXPORT -23X12X23 | PACKING MATERIAL | PACKING | EX-BOX-23X12X23 | REPUTED | _ | NA | Nos |  | Inventory | EXPORT WOODEN BOX EXPORT -23X12X23
7450 | EXPORT WOODEN BOX EXPORT -23X18X14 | PACKING MATERIAL | PACKING | EX-BOX-23X18X14 | REPUTED | _ | NA | Nos |  | Inventory | EXPORT WOODEN BOX EXPORT -23X18X14
7451 | EXPORT WOODEN BOX EXPORT -23X39X14 | PACKING MATERIAL | PACKING | EX-BOX-23X39X14 | REPUTED | _ | NA | Nos |  | Inventory | EXPORT WOODEN BOX EXPORT -23X39X14
7452 | EXPORT WOODEN BOX EXPORT -23X81X21 | PACKING MATERIAL | PACKING | EX-BOX-23X81X21 | REPUTED | _ | NA | Nos |  | Inventory | EXPORT WOODEN BOX EXPORT -23X81X21
7453 | EXPORT WOODEN BOX EXPORT 24X37X10 | PACKING MATERIAL | PACKING | EX-BOX-24X37X10 | REPUTED | _ | NA | Nos |  | Inventory | EXPORT WOODEN BOX EXPORT 24X37X10
7454 | EXPORT WOODEN BOX EXPORT 24X55X20 | PACKING MATERIAL | PACKING | EX-BOX-24X55X20 | REPUTED | _ | NA | Nos |  | Inventory | EXPORT WOODEN BOX EXPORT 24X55X20
7455 | EXPORT WOODEN BOX EXPORT-25X31X27 | PACKING MATERIAL | PACKING | EX-BOX-25X31X27 | REPUTED | _ | NA | Nos |  | Inventory | EXPORT WOODEN BOX EXPORT-25X31X27
7456 | EXPORT WOODEN BOX EXPORT-25X31X29 | PACKING MATERIAL | PACKING | EX-BOX-25X31X29 | REPUTED | _ | NA | Nos |  | Inventory | EXPORT WOODEN BOX EXPORT-25X31X29
7457 | EXPORT WOODEN BOX EXPORT-25X32X30 | PACKING MATERIAL | PACKING | EX-BOX-25X32X30 | REPUTED | _ | NA | Nos |  | Inventory | EXPORT WOODEN BOX EXPORT-25X32X30
7458 | EXPORT WOODEN BOX EXPORT-25X41X41 | PACKING MATERIAL | PACKING | EX-BOX-25X41X41 | REPUTED | _ | NA | Nos |  | Inventory | EXPORT WOODEN BOX EXPORT-25X41X41
7459 | EX-BOX-25X48X10- EXPORT WOODEN BOX - PACKING MATERIAL | PACKING MATERIAL | PACKING | EX-BOX-25X48X10 | REPUTED | _ | NA | Nos |  | Inventory | EX-BOX-25X48X10- EXPORT WOODEN BOX - PACKING MATERIAL
7460 | EXPORT WOODEN BOX EXPORT 26X26X24 | PACKING MATERIAL | PACKING | EX-BOX-26X26X24 | REPUTED | _ | NA | Nos |  | Inventory | EXPORT WOODEN BOX EXPORT 26X26X24
7461 | EXPORT WOODEN BOX EXPORT 26X30X11 | PACKING MATERIAL | PACKING | EX-BOX-26X30X11 | REPUTED | _ | NA | Nos |  | Inventory | EXPORT WOODEN BOX EXPORT 26X30X11
7462 | EXPORT WOODEN BOX EXPORT 26X30X43 | PACKING MATERIAL | PACKING | EX-BOX-26X30X43 | REPUTED | _ | NA | Nos |  | Inventory | EXPORT WOODEN BOX EXPORT 26X30X43
7463 | EXPORT WOODEN BOX EXPORT -28X12X14 | PACKING MATERIAL | PACKING | EX-BOX-28X12X14 | REPUTED | _ | NA | Nos |  | Inventory | EXPORT WOODEN BOX EXPORT -28X12X14
7464 | EXPORT WOODEN BOX EXPORT-28X29X49 | PACKING MATERIAL | PACKING | EX-BOX-28X29X49 | REPUTED | _ | NA | Nos |  | Inventory | EXPORT WOODEN BOX EXPORT-28X29X49
7465 | EXPORT WOODEN BOX EXPORT-28X32X30 | PACKING MATERIAL | PACKING | EX-BOX-28X32X30 | REPUTED | _ | NA | Nos |  | Inventory | EXPORT WOODEN BOX EXPORT-28X32X30
7466 | EXPORT WOODEN BOX EXPORT-28X32X50 | PACKING MATERIAL | PACKING | EX-BOX-28X32X50 | REPUTED | _ | NA | Nos |  | Inventory | EXPORT WOODEN BOX EXPORT-28X32X50
7467 | EXPORT WOODEN BOX EXPORT-28X34X31 | PACKING MATERIAL | PACKING | EX-BOX-28X34X31 | REPUTED | _ | NA | Nos |  | Inventory | EXPORT WOODEN BOX EXPORT-28X34X31
7468 | EXPORT WOODEN BOX EXPORT-28X41X52 | PACKING MATERIAL | PACKING | EX-BOX-28X41X52 | REPUTED | _ | NA | Nos |  | Inventory | EXPORT WOODEN BOX EXPORT-28X41X52
7469 | EXPORT WOODEN BOX EXPORT-28X77X88 | PACKING MATERIAL | PACKING | EX-BOX-28X77X88 | REPUTED | _ | NA | Nos |  | Inventory | EXPORT WOODEN BOX EXPORT-28X77X88
7470 | EXPORT WOODEN BOX EXPORT-29X23X36 | PACKING MATERIAL | PACKING | EX-BOX-29X23X36 | REPUTED | _ | NA | Nos |  | Inventory | EXPORT WOODEN BOX EXPORT-29X23X36
7471 | EXPORT WOODEN BOX EXPORT 30X25X49 | PACKING MATERIAL | PACKING | EX-BOX-30X25X49 | REPUTED | - | - | Nos |  | Inventory | EXPORT WOODEN BOX EXPORT 30X25X49
7472 | EXPORT WOODEN BOX EXPORT-30X40X47 | PACKING MATERIAL | PACKING | EX-BOX-30X40X47 | REPUTED | _ | NA | Nos |  | Inventory | EXPORT WOODEN BOX EXPORT-30X40X47
7473 | EXPORT WOODEN BOX EXPORT-30X47X12 | PACKING MATERIAL | PACKING | EX-BOX-30X47X12 | REPUTED | _ | NA | Nos |  | Inventory | EXPORT WOODEN BOX EXPORT-30X47X12
7474 | EXPORT WOODEN BOX EXPORT 30X55X30 | PACKING MATERIAL | PACKING | EX-BOX-30X55X30 | REPUTED | - | - | Nos |  | Inventory | EXPORT WOODEN BOX EXPORT 30X55X30
7475 | EXPORT WOODEN BOX EXPORT-31X34X33 | PACKING MATERIAL | PACKING | EX-BOX-31X34X33 | REPUTED | _ | NA | Nos |  | Inventory | EXPORT WOODEN BOX EXPORT-31X34X33
7476 | EXPORT WOODEN BOX EXPORT-31X36X23 | PACKING MATERIAL | PACKING | EX-BOX-31X36X23 | REPUTED | _ | NA | Nos |  | Inventory | EXPORT WOODEN BOX EXPORT-31X36X23
7477 | EXPORT WOODEN BOX EXPORT-32X33X32 | PACKING MATERIAL | PACKING | EX-BOX-32X33X32 | REPUTED | _ | NA | Nos |  | Inventory | EXPORT WOODEN BOX EXPORT-32X33X32
7478 | EXPORT WOODEN BOX EXPORT-32X40X35 | PACKING MATERIAL | PACKING | EX-BOX-32X40X35 | REPUTED | _ | NA | Nos |  | Inventory | EXPORT WOODEN BOX EXPORT-32X40X35
7479 | EXPORT WOODEN BOX EXPORT-32X40X47 | PACKING MATERIAL | PACKING | EX-BOX-32X40X47 | REPUTED | _ | NA | Nos |  | Inventory | EXPORT WOODEN BOX EXPORT-32X40X47
7480 | EXPORT WOODEN BOX EXPORT-32X40X60 | PACKING MATERIAL | PACKING | EX-BOX-32X40X60 | REPUTED | _ | NA | Nos |  | Inventory | EXPORT WOODEN BOX EXPORT-32X40X60
7481 | EXPORT WOODEN BOX EXPORT-32X53X27 | PACKING MATERIAL | PACKING | EX-BOX-32X53X27 | REPUTED | _ | NA | Nos |  | Inventory | EXPORT WOODEN BOX EXPORT-32X53X27
7482 | EXPORT WOODEN BOX EXPORT-32X53X66 | PACKING MATERIAL | PACKING | EX-BOX-32X53X66 | REPUTED | _ | NA | Nos |  | Inventory | EXPORT WOODEN BOX EXPORT-32X53X66
7483 | EXPORT WOODEN BOX EXPORT-33X41X37 | PACKING MATERIAL | PACKING | EX-BOX-33X41X37 | REPUTED | _ | NA | Nos |  | Inventory | EXPORT WOODEN BOX EXPORT-33X41X37
7484 | EXPORT WOODEN BOX EXPORT-33X41X47 | PACKING MATERIAL | PACKING | EX-BOX-33X41X47 | REPUTED | _ | NA | Nos |  | Inventory | EXPORT WOODEN BOX EXPORT-33X41X47
7485 | EXPORT WOODEN BOX EXPORT -34X12X14 | PACKING MATERIAL | PACKING | EX-BOX-34X12X14 | REPUTED | _ | NA | Nos |  | Inventory | EXPORT WOODEN BOX EXPORT -34X12X14
7486 | EXPORT WOODEN BOX EXPORT-34X42X41-ABB VCB -SPARE-JOB NO-3321 | PACKING MATERIAL | PACKING | EX-BOX-34X42X41 | REPUTED | _ | NA | Nos |  | Inventory | EXPORT WOODEN BOX EXPORT-34X42X41-ABB VCB -SPARE-JOB NO-3321
7487 | EXPORT WOODEN BOX EXPORT-35X33X20 | PACKING MATERIAL | PACKING | EX-BOX-35X33X20 | REPUTED | _ | NA | Nos |  | Inventory | EXPORT WOODEN BOX EXPORT-35X33X20
7488 | EXPORT WOODEN BOX EXPORT-35X35X16 | PACKING MATERIAL | PACKING | EX-BOX-35X35X16 | REPUTED | _ | NA | Nos |  | Inventory | EXPORT WOODEN BOX EXPORT-35X35X16
7489 | EXPORT WOODEN BOX EXPORT-35X35X20 | PACKING MATERIAL | PACKING | EX-BOX-35X35X20 | REPUTED | _ | NA | Nos |  | Inventory | EXPORT WOODEN BOX EXPORT-35X35X20
7490 | EXPORT WOODEN BOX EXPORT-35X35X24 | PACKING MATERIAL | PACKING | EX-BOX-35X35X24 | REPUTED | _ | NA | Nos |  | Inventory | EXPORT WOODEN BOX EXPORT-35X35X24
7491 | EXPORT WOODEN BOX EXPORT-35X35X39 | PACKING MATERIAL | PACKING | EX-BOX-35X35X39 | REPUTED | _ | NA | Nos |  | Inventory | EXPORT WOODEN BOX EXPORT-35X35X39
7492 | EXPORT WOODEN BOX EXPOR-35X37X30 | PACKING MATERIAL | PACKING | EX-BOX-35X37X30 | REPUTED | _ | NA | Nos |  | Inventory | EXPORT WOODEN BOX EXPOR-35X37X30
7493 | EXPORT WOODEN BOX EXPORT-35WX37DX39H | PACKING MATERIAL | PACKING | EX-BOX-35X37X39 | REPUTED | _ | NA | Nos |  | Inventory | EXPORT WOODEN BOX EXPORT-35WX37DX39H
7494 | EXPORT WOODEN BOX EXPOR-35X37X46 | PACKING MATERIAL | PACKING | EX-BOX-35X37X46 | REPUTED | _ | NA | Nos |  | Inventory | EXPORT WOODEN BOX EXPOR-35X37X46
7495 | EXPORT WOODEN BOX EXPORT-35X39X19 | PACKING MATERIAL | PACKING | EX-BOX-35X39X19 | REPUTED | _ | NA | Nos |  | Inventory | EXPORT WOODEN BOX EXPORT-35X39X19
7496 | EXPORT WOODEN BOX EXPORT-35X39X42--FOR 33KV VCB | PACKING MATERIAL | PACKING | EX-BOX-35X39X42-33KVVCB | REPUTED | _ | NA | Nos |  | Inventory | EXPORT WOODEN BOX EXPORT-35X39X42--FOR 33KV VCB
7497 | EXPORT WOODEN BOX EXPORT-35X39X50 | PACKING MATERIAL | PACKING | EX-BOX-35X39X50 | REPUTED | _ | NA | Nos |  | Inventory | EXPORT WOODEN BOX EXPORT-35X39X50
7498 | EXPORT WOODEN BOX EXPORT-35X40X12 | PACKING MATERIAL | PACKING | EX-BOX-35X40X12 | REPUTED | _ | NA | Nos |  | Inventory | EXPORT WOODEN BOX EXPORT-35X40X12
7499 | EXPORT WOODEN BOX EXPORT-35X40X14 | PACKING MATERIAL | PACKING | EX-BOX-35X40X14 | REPUTED | _ | NA | Nos |  | Inventory | EXPORT WOODEN BOX EXPORT-35X40X14
7500 | EXPORT WOODEN BOX EXPORT-35X40X18 | PACKING MATERIAL | PACKING | EX-BOX-35X40X18 | REPUTED | _ | NA | Nos |  | Inventory | EXPORT WOODEN BOX EXPORT-35X40X18
7501 | _ PACKING MATERIAL | PACKING MATERIAL | PACKING | EX-BOX-35X41X46 | REPUTED | _ | NA | Nos |  | Inventory | _ PACKING MATERIAL
7502 | EXPORT WOODEN BOX EXPOR-35X45X41 | PACKING MATERIAL | PACKING | EX-BOX-35X45X41 | REPUTED | _ | NA | Nos |  | Inventory | EXPORT WOODEN BOX EXPOR-35X45X41
7503 | EX-BOX-35X49X40- EXPORT WOODEN BOX - PACKING MATERIAL | PACKING MATERIAL | PACKING | EX-BOX-35X49X40 | REPUTED | _ | NA | Nos |  | Inventory | EX-BOX-35X49X40- EXPORT WOODEN BOX - PACKING MATERIAL
7504 | EXPORT WOODEN BOX EXPORT-36X28X35 | PACKING MATERIAL | PACKING | EX-BOX-36X28X35 | REPUTED | _ | NA | Nos |  | Inventory | EXPORT WOODEN BOX EXPORT-36X28X35
7505 | EXPORT WOODEN BOX EXPORT-36X33X33 | PACKING MATERIAL | PACKING | EX-BOX-36X33X33 | REPUTED | _ | NA | Nos |  | Inventory | EXPORT WOODEN BOX EXPORT-36X33X33
7506 | EXPORT WOODEN BOX EXPORT-36X39X18 | PACKING MATERIAL | PACKING | EX-BOX-36X39X18 | REPUTED | _ | NA | Nos |  | Inventory | EXPORT WOODEN BOX EXPORT-36X39X18
7507 | EXPORT WOODEN BOX EXPORT-36X40X88 | PACKING MATERIAL | PACKING | EX-BOX-36X40X88 | REPUTED | _ | NA | Nos |  | Inventory | EXPORT WOODEN BOX EXPORT-36X40X88
7508 | EXPORT WOODEN BOX EXPORT-36X45X42 | PACKING MATERIAL | PACKING | EX-BOX-36X45X42 | REPUTED | _ | NA | Nos |  | Inventory | EXPORT WOODEN BOX EXPORT-36X45X42
7509 | EXPORT WOODEN BOX EXPORT-37LX35WX39H | PACKING MATERIAL | PACKING | EX-BOX-37X35X39 | REPUTED | _ | NA | Nos |  | Inventory | EXPORT WOODEN BOX EXPORT-37LX35WX39H
7510 | EXPORT WOODEN BOX EXPORT-37X46X40 | PACKING MATERIAL | PACKING | EX-BOX-37X46X40 | REPUTED | _ | NA | Nos |  | Inventory | EXPORT WOODEN BOX EXPORT-37X46X40
7511 | EXPORT WOODEN BOX EXPORT -37X47X41 | PACKING MATERIAL | PACKING | EX-BOX-37X47X41 | REPUTED | _ | NA | Nos |  | Inventory | EXPORT WOODEN BOX EXPORT -37X47X41
7512 | EXPORT WOODEN BOX EXPORT -39X12X16 | PACKING MATERIAL | PACKING | EX-BOX-39X12X16 | REPUTED | _ | NA | Nos |  | Inventory | EXPORT WOODEN BOX EXPORT -39X12X16
7513 | EXPORT WOODEN BOX EXPORT-39WX35DX34H | PACKING MATERIAL | PACKING | EX-BOX-39X35X34 | REPUTED | _ | NA | Nos |  | Inventory | EXPORT WOODEN BOX EXPORT-39WX35DX34H
7514 | EXPORT WOODEN BOX EXPORT-39X40X26 | PACKING MATERIAL | PACKING | EX-BOX-39X40X26 | REPUTED | _ | NA | Nos |  | Inventory | EXPORT WOODEN BOX EXPORT-39X40X26
7515 | EXPORT WOODEN BOX EXPORT -39X44X16 | PACKING MATERIAL | PACKING | EX-BOX-39X44X16 | REPUTED | _ | NA | Nos |  | Inventory | EXPORT WOODEN BOX EXPORT -39X44X16
7516 | EXPORT WOODEN BOX EXPORT-39X51XX14 | PACKING MATERIAL | PACKING | EX-BOX-39X51XX14 | REPUTED | _ | NA | Nos |  | Inventory | EXPORT WOODEN BOX EXPORT-39X51XX14
7517 | EXPORT WOODEN BOX EXPORT -40X40X36 | PACKING MATERIAL | PACKING | EX-BOX-40X40X36 | REPUTED | _ | NA | Nos |  | Inventory | EXPORT WOODEN BOX EXPORT -40X40X36
7518 | EXPORT WOODEN BOX EXPORT-40X41X93 | PACKING MATERIAL | PACKING | EX-BOX-40X41X93 | REPUTED | _ | NA | Nos |  | Inventory | EXPORT WOODEN BOX EXPORT-40X41X93
7519 | EXPORT WOODEN BOX EXPORT 40X46X24 | PACKING MATERIAL | PACKING | EX-BOX-40X46X24 | REPUTED | _ | NA | Nos |  | Inventory | EXPORT WOODEN BOX EXPORT 40X46X24
7520 | EXPORT WOODEN BOX EXPORT-40X72X89 | PACKING MATERIAL | PACKING | EX-BOX-40X72X89 | REPUTED | _ | NA | Nos |  | Inventory | EXPORT WOODEN BOX EXPORT-40X72X89
7521 | EXPORT WOODEN BOX EXPORT 41X37X90 | PACKING MATERIAL | PACKING | EX-BOX-41X37X90 | REPUTED | _ | NA | Nos |  | Inventory | EXPORT WOODEN BOX EXPORT 41X37X90
7522 | EXPORT WOODEN BOX EXPORT 41X42X88 | PACKING MATERIAL | PACKING | EX-BOX-41X42X88 | REPUTED | _ | NA | Nos |  | Inventory | EXPORT WOODEN BOX EXPORT 41X42X88
7523 | EXPORT WOODEN BOX EXPORT-41X45X38 | PACKING MATERIAL | PACKING | EX-BOX-41X45X38 | REPUTED | _ | NA | Nos |  | Inventory | EXPORT WOODEN BOX EXPORT-41X45X38
7524 | EXPORT WOODEN BOX EXPORT-42X36X22 | PACKING MATERIAL | PACKING | EX-BOX-42X36X22 | REPUTED | _ | NA | Nos |  | Inventory | EXPORT WOODEN BOX EXPORT-42X36X22
7525 | EXPORT WOODEN BOX EXPORT-43X31X94 | PACKING MATERIAL | PACKING | EX-BOX-43X31X94 | REPUTED | _ | NA | Nos |  | Inventory | EXPORT WOODEN BOX EXPORT-43X31X94
7526 | EXPORT WOODEN BOX EXPORT-43X36X41 | PACKING MATERIAL | PACKING | EX-BOX-43X36X41 | REPUTED | _ | NA | Nos |  | Inventory | EXPORT WOODEN BOX EXPORT-43X36X41
7527 | EXPORT WOODEN BOX EXPORT-43X36X60 | PACKING MATERIAL | PACKING | EX-BOX-43X36X60 | REPUTED | _ | NA | Nos |  | Inventory | EXPORT WOODEN BOX EXPORT-43X36X60
7528 | EXPORT WOODEN BOX EXPORT 43X86X94 | PACKING MATERIAL | PACKING | EX-BOX-43X86X94 | REPUTED | _ | NA | Nos |  | Inventory | EXPORT WOODEN BOX EXPORT 43X86X94
7529 | EXPORT WOODEN BOX EXPORT-45X47X64 | PACKING MATERIAL | PACKING | EX-BOX-45X47X64 | REPUTED | _ | NA | Nos |  | Inventory | EXPORT WOODEN BOX EXPORT-45X47X64
7530 | EXPORT WOODEN BOX EXPORT 47X37X94 | PACKING MATERIAL | PACKING | EX-BOX-47X37X94 | REPUTED | _ | NA | Nos |  | Inventory | EXPORT WOODEN BOX EXPORT 47X37X94
7531 | EXPORT WOODEN BOX EXPORT-47X43X65 | PACKING MATERIAL | PACKING | EX-BOX-47X43X65 | REPUTED | _ | NA | Nos |  | Inventory | EXPORT WOODEN BOX EXPORT-47X43X65
7532 | EXPORT WOODEN BOX EXPORT 47X47X67 | PACKING MATERIAL | PACKING | EX-BOX-47X47X67 | REPUTED | _ | NA | Nos |  | Inventory | EXPORT WOODEN BOX EXPORT 47X47X67
7533 | EXPORT WOODEN BOX EXPORT-47X88X105 | PACKING MATERIAL | PACKING | EX-BOX-47X88X105 | REPUTED | _ | NA | Nos |  | Inventory | EXPORT WOODEN BOX EXPORT-47X88X105
7534 | EXPORT WOODEN BOX EXPORT-48X31X25 | PACKING MATERIAL | PACKING | EX-BOX-48X31X25 | REPUTED | _ | NA | Nos |  | Inventory | EXPORT WOODEN BOX EXPORT-48X31X25
7535 | EXPORT WOODEN BOX EXPORT-48X31X94 | PACKING MATERIAL | PACKING | EX-BOX-48X31X94 | REPUTED | _ | NA | Nos |  | Inventory | EXPORT WOODEN BOX EXPORT-48X31X94
7536 | EXPORT WOODEN BOX EXPORT 48X88X94 | PACKING MATERIAL | PACKING | EX-BOX-48X88X94 | REPUTED | _ | NA | Nos |  | Inventory | EXPORT WOODEN BOX EXPORT 48X88X94
7537 | EXPORT WOODEN BOX EXPORT-49X35X37 | PACKING MATERIAL | PACKING | EX-BOX-49X35X37 | REPUTED | _ | NA | Nos |  | Inventory | EXPORT WOODEN BOX EXPORT-49X35X37
7538 | EXPORT WOODEN BOX EXPORT-50X36X86 | PACKING MATERIAL | PACKING | EX-BOX-50X36X86 | REPUTED | _ | NA | Nos |  | Inventory | EXPORT WOODEN BOX EXPORT-50X36X86
7539 | EXPORT WOODEN BOX EXPORT-50X52X52 | PACKING MATERIAL | PACKING | EX-BOX-50X52X52 | REPUTED | _ | NA | Nos |  | Inventory | EXPORT WOODEN BOX EXPORT-50X52X52
7540 | EXPORT WOODEN BOX EXPORT-50X52X58 | PACKING MATERIAL | PACKING | EX-BOX-50X52X58 | REPUTED | _ | NA | Nos |  | Inventory | EXPORT WOODEN BOX EXPORT-50X52X58
7541 | EXPORT WOODEN BOX EXPORT-50x88x94 | PACKING MATERIAL | PACKING | EX-BOX-50X88X94 | REPUTED | _ | NA | Nos |  | Inventory | EXPORT WOODEN BOX EXPORT-50x88x94
7542 | EXPORT WOODEN BOX EXPORT-51X31X25 | PACKING MATERIAL | PACKING | EX-BOX-51X31X25 | REPUTED | _ | NA | Nos |  | Inventory | EXPORT WOODEN BOX EXPORT-51X31X25
7543 | EXPORT WOODEN BOX EXPORT-51X32X94 | PACKING MATERIAL | PACKING | EX-BOX-51X32X94 | REPUTED | _ | NA | Nos |  | Inventory | EXPORT WOODEN BOX EXPORT-51X32X94
7544 | EXPORT WOODEN BOX EXPORT 52X86X94 | PACKING MATERIAL | PACKING | EX-BOX-52X86X94 | REPUTED | _ | NA | Nos |  | Inventory | EXPORT WOODEN BOX EXPORT 52X86X94
7545 | EXPORT WOODEN BOX EXPORT-53X43X44 | PACKING MATERIAL | PACKING | EX-BOX-53X43X44 | REPUTED | _ | NA | Nos |  | Inventory | EXPORT WOODEN BOX EXPORT-53X43X44
7546 | EXPORT WOODEN BOX EXPORT-53X53X55 | PACKING MATERIAL | PACKING | EX-BOX-53X53X55 | REPUTED | _ | NA | Nos |  | Inventory | EXPORT WOODEN BOX EXPORT-53X53X55
7547 | EXPORT WOODEN BOX EXPORT-55X43X53 | PACKING MATERIAL | PACKING | EX-BOX-55X43X53 | REPUTED | _ | NA | Nos |  | Inventory | EXPORT WOODEN BOX EXPORT-55X43X53
7548 | EXPORT WOODEN BOX EXPORT-55X45X45 | PACKING MATERIAL | PACKING | EX-BOX-55X45X45 | REPUTED | _ | NA | Nos |  | Inventory | EXPORT WOODEN BOX EXPORT-55X45X45
7549 | EXPORT WOODEN BOX EXPORT 55X46X45 | PACKING MATERIAL | PACKING | EX-BOX-55X46X45 | REPUTED | _ | NA | Nos |  | Inventory | EXPORT WOODEN BOX EXPORT 55X46X45
7550 | export box-55X67X94 | PACKING MATERIAL | PACKING | EX-BOX-55X67X94 | REPUTED | - | NA | Nos |  | Inventory | export box-55X67X94
7551 | EXPORT WOODEN BOX EXPORT-56X24X52 | PACKING MATERIAL | PACKING | EX-BOX-56X24X52 | REPUTED | _ | NA | Nos |  | Inventory | EXPORT WOODEN BOX EXPORT-56X24X52
7552 | EXPORT WOODEN BOX EXPORT-56X30X52 | PACKING MATERIAL | PACKING | EX-BOX-56X30X52 | REPUTED | _ | NA | Nos |  | Inventory | EXPORT WOODEN BOX EXPORT-56X30X52
7553 | EXPORT WOODEN BOX EXPORT-56X45X52 | PACKING MATERIAL | PACKING | EX-BOX-56X45X52 | REPUTED | _ | NA | Nos |  | Inventory | EXPORT WOODEN BOX EXPORT-56X45X52
7554 | EXPORT WOODEN BOX EXPORT-56X52X12 | PACKING MATERIAL | PACKING | EX-BOX-56X52X12 | REPUTED | _ | NA | Nos |  | Inventory | EXPORT WOODEN BOX EXPORT-56X52X12
7555 | EXPORT WOODEN BOX EXPORT-56X52X14 | PACKING MATERIAL | PACKING | EX-BOX-56X52X14 | REPUTED | _ | NA | Nos |  | Inventory | EXPORT WOODEN BOX EXPORT-56X52X14
7556 | EXPORT WOODEN BOX EXPORT-56X52X24 | PACKING MATERIAL | PACKING | EX-BOX-56X52X24 | REPUTED | _ | NA | Nos |  | Inventory | EXPORT WOODEN BOX EXPORT-56X52X24
7557 | EXPORT WOODEN BOX EXPORT-56X52X32 | PACKING MATERIAL | PACKING | EX-BOX-56X52X32 | REPUTED | _ | NA | Nos |  | Inventory | EXPORT WOODEN BOX EXPORT-56X52X32
7558 | EXPORT WOODEN BOX EXPORT-56X52X55 | PACKING MATERIAL | PACKING | EX-BOX-56X52X55 | REPUTED | _ | NA | Nos |  | Inventory | EXPORT WOODEN BOX EXPORT-56X52X55
7559 | EXPORT WOODEN BOX EXPORT-56X55X52 | PACKING MATERIAL | PACKING | EX-BOX-56X55X52 | REPUTED | _ | NA | Nos |  | Inventory | EXPORT WOODEN BOX EXPORT-56X55X52
7560 | EXPORT WOODEN BOX EXPORT-56X71X52 | PACKING MATERIAL | PACKING | EX-BOX-56X71X52 | REPUTED | _ | NA | Nos |  | Inventory | EXPORT WOODEN BOX EXPORT-56X71X52
7561 | EXPORT WOODEN BOX EXPORT-56x88x94 | PACKING MATERIAL | PACKING | EX-BOX-56X88X94 | REPUTED | _ | NA | Nos |  | Inventory | EXPORT WOODEN BOX EXPORT-56x88x94
7562 | EXPORT WOODEN BOX EXPORT-58X49X50 | PACKING MATERIAL | PACKING | EX-BOX-58X49X50 | REPUTED | _ | NA | Nos |  | Inventory | EXPORT WOODEN BOX EXPORT-58X49X50
7563 | EX-BOX-61X67X94 | PACKING MATERIAL | PACKING | EX-BOX-61X67X94 | REPUTED | - | NA | Nos |  | Inventory | EX-BOX-61X67X94
7564 | EXPORT WOODEN BOX EXPORT 63X43X78 | PACKING MATERIAL | PACKING | EX-BOX-63X43X78 | REPUTED | - | - | Nos |  | Inventory | EXPORT WOODEN BOX EXPORT 63X43X78
7565 | EXPORT WOODEN BOX EXPORT 67x31x88 | PACKING MATERIAL | PACKING | EX-BOX-67X31X88 | REPUTED | _ | NA | Nos |  | Inventory | EXPORT WOODEN BOX EXPORT 67x31x88
7566 | EXPORT WOODEN BOX EXPORT 67x31x90 | PACKING MATERIAL | PACKING | EX-BOX-67X31X90 | REPUTED | _ | NA | Nos |  | Inventory | EXPORT WOODEN BOX EXPORT 67x31x90
7567 | EXPORT WOODEN BOX EXPORT 67X31X94 | PACKING MATERIAL | PACKING | EX-BOX-67X31X94 | REPUTED | _ | NA | Nos |  | Inventory | EXPORT WOODEN BOX EXPORT 67X31X94
7568 | EXPORT WOODEN BOX EXPORT 67X34X94 | PACKING MATERIAL | PACKING | EX-BOX-67X34X94 | REPUTED | _ | NA | Nos |  | Inventory | EXPORT WOODEN BOX EXPORT 67X34X94
7569 | EXPORT WOODEN BOX EXPORT 67X36X93 | PACKING MATERIAL | PACKING | EX-BOX-67X36X93 | REPUTED | _ | NA | Nos |  | Inventory | EXPORT WOODEN BOX EXPORT 67X36X93
7570 | EXPORT WOODEN BOX EXPORT 67X36X94 | PACKING MATERIAL | PACKING | EX-BOX-67X36X94 | REPUTED | _ | NA | Nos |  | Inventory | EXPORT WOODEN BOX EXPORT 67X36X94
7571 | EXPORT WOODEN BOX EXPORT 67X37X94 | PACKING MATERIAL | PACKING | EX-BOX-67X37X94 | REPUTED | _ | NA | Nos |  | Inventory | EXPORT WOODEN BOX EXPORT 67X37X94
7572 | EXPORT WOODEN BOX EXPORT- 67X39X94 | PACKING MATERIAL | PACKING | EX-BOX-67X39X94 | REPUTED | _ | NA | Nos |  | Inventory | EXPORT WOODEN BOX EXPORT- 67X39X94
7573 | EXPORT WOODEN BOX EXPORT-67X40X94 | PACKING MATERIAL | PACKING | EX-BOX-67X40X94 | REPUTED | _ | NA | Nos |  | Inventory | EXPORT WOODEN BOX EXPORT-67X40X94
7574 | EXPORT WOODEN BOX EXPORT-67X43X45 | PACKING MATERIAL | PACKING | EX-BOX-67X43X45 | REPUTED | _ | NA | Nos |  | Inventory | EXPORT WOODEN BOX EXPORT-67X43X45
7575 | EXPORT WOODEN BOX EXPORT -67X47X47 | PACKING MATERIAL | PACKING | EX-BOX-67X47X47 | REPUTED | _ | NA | Nos |  | Inventory | EXPORT WOODEN BOX EXPORT -67X47X47
7576 | EXPORT WOODEN BOX EXPORT 67x57x88 | PACKING MATERIAL | PACKING | EX-BOX-67X57X88 | REPUTED | _ | NA | Nos |  | Inventory | EXPORT WOODEN BOX EXPORT 67x57x88
7577 | EXPORT WOODEN BOX EXPORT 67x57x90 | PACKING MATERIAL | PACKING | EX-BOX-67X57X90 | REPUTED | _ | NA | Nos |  | Inventory | EXPORT WOODEN BOX EXPORT 67x57x90
7578 | EXPORT WOODEN BOX EXPORT 67x57x94 | PACKING MATERIAL | PACKING | EX-BOX-67X57X94 | REPUTED | _ | NA | Nos |  | Inventory | EXPORT WOODEN BOX EXPORT 67x57x94
7579 | EXPORT WOODEN BOX EXPORT-67X59X77 | PACKING MATERIAL | PACKING | EX-BOX-67X59X77 | REPUTED | _ | NA | Nos |  | Inventory | EXPORT WOODEN BOX EXPORT-67X59X77
7580 | EXPORT WOODEN BOX EXPORT-67X59X90 | PACKING MATERIAL | PACKING | EX-BOX-67X59X90 | REPUTED | _ | NA | Nos |  | Inventory | EXPORT WOODEN BOX EXPORT-67X59X90
7581 | EXPORT WOODEN BOX EXPORT-67X59X94 | PACKING MATERIAL | PACKING | EX-BOX-67X59X94 | REPUTED | _ | NA | Nos |  | Inventory | EXPORT WOODEN BOX EXPORT-67X59X94
7582 | EXPORT WOODEN BOX EXPORT-67x67x94 | PACKING MATERIAL | PACKING | EX-BOX-67X67X94 | REPUTED | _ | NA | Nos |  | Inventory | EXPORT WOODEN BOX EXPORT-67x67x94
7583 | EXPORT WOODEN BOX EXPORT 69X51X88 | PACKING MATERIAL | PACKING | EX-BOX-69X51X88 | REPUTED | - | - | Nos |  | Inventory | EXPORT WOODEN BOX EXPORT 69X51X88
7584 | EXPORT WOODEN BOX EXPORT 71X26X94 | PACKING MATERIAL | PACKING | EX-BOX-71X26X94 | REPUTED | _ | NA | Nos |  | Inventory | EXPORT WOODEN BOX EXPORT 71X26X94
7585 | EXPORT WOODEN BOX EXPORT 71X31X88 | PACKING MATERIAL | PACKING | EX-BOX-71X31X88 | REPUTED | _ | NA | Nos |  | Inventory | EXPORT WOODEN BOX EXPORT 71X31X88
7586 | EXPORT WOODEN BOX EXPORT 71X31X94 | PACKING MATERIAL | PACKING | EX-BOX-71X31X94 | REPUTED | _ | NA | Nos |  | Inventory | EXPORT WOODEN BOX EXPORT 71X31X94
7587 | EXPORT WOODEN BOX EXPORT-72X44X45 | PACKING MATERIAL | PACKING | EX-BOX-72X44X45 | REPUTED | _ | NA | Nos |  | Inventory | EXPORT WOODEN BOX EXPORT-72X44X45
7588 | EXPORT WOODEN BOX EXPORT-72x67x94 | PACKING MATERIAL | PACKING | EX-BOX-72X67X94 | REPUTED | _ | NA | Nos |  | Inventory | EXPORT WOODEN BOX EXPORT-72x67x94
7589 | EXPORT WOODEN BOX EXPORT 73x41x94 | PACKING MATERIAL | PACKING | EX-BOX-73X41X94 | REPUTED | _ | NA | Nos |  | Inventory | EXPORT WOODEN BOX EXPORT 73x41x94
7590 | EXPORT WOODEN BOX EXPORT-80X16X9 | PACKING MATERIAL | PACKING | EX-BOX-80X16X9 | REPUTED | _ | NA | Nos |  | Inventory | EXPORT WOODEN BOX EXPORT-80X16X9
7591 | EXPORT WOODEN BOX EXPORT 80X67X94 | PACKING MATERIAL | PACKING | EX-BOX-80X67X94 | REPUTED | _ | NA | Nos |  | Inventory | EXPORT WOODEN BOX EXPORT 80X67X94
7592 | EXPORT WOODEN BOX EXPORT 81x31x94 | PACKING MATERIAL | PACKING | EX-BOX-81X31X94 | REPUTED | _ | NA | Nos |  | Inventory | EXPORT WOODEN BOX EXPORT 81x31x94
7593 | EXPORT WOODEN BOX EXPORT 81x41x94 | PACKING MATERIAL | PACKING | EX-BOX-81X41X94 | REPUTED | _ | NA | Nos |  | Inventory | EXPORT WOODEN BOX EXPORT 81x41x94
7594 | EXPORT WOODEN BOX EXPORT-83X32X90 | PACKING MATERIAL | PACKING | EX-BOX-83X32X90 | REPUTED | _ | NA | Nos |  | Inventory | EXPORT WOODEN BOX EXPORT-83X32X90
7595 | EXPORT WOODEN BOX EXPORT-83X32X94 | PACKING MATERIAL | PACKING | EX-BOX-83X32X94 | REPUTED | _ | NA | Nos |  | Inventory | EXPORT WOODEN BOX EXPORT-83X32X94
7596 | EXPORT WOODEN BOX EXPORT-83X35X94 | PACKING MATERIAL | PACKING | EX-BOX-83X35X94 | REPUTED | _ | NA | Nos |  | Inventory | EXPORT WOODEN BOX EXPORT-83X35X94
7597 | EXPORT WOODEN BOX EXPORT-83X57X80 | PACKING MATERIAL | PACKING | EX-BOX-83X57X80 | REPUTED | _ | NA | Nos |  | Inventory | EXPORT WOODEN BOX EXPORT-83X57X80
7598 | EXPORT WOODEN BOX EXPORT 83x57x90 | PACKING MATERIAL | PACKING | EX-BOX-83X57X90 | REPUTED | _ | NA | Nos |  | Inventory | EXPORT WOODEN BOX EXPORT 83x57x90
7599 | EXPORT WOODEN BOX EXPORT 83x57x95 | PACKING MATERIAL | PACKING | EX-BOX-83X57X95 | REPUTED | _ | NA | Nos |  | Inventory | EXPORT WOODEN BOX EXPORT 83x57x95
7600 | EXPORT WOODEN BOX EXPORT-83X63X94 | PACKING MATERIAL | PACKING | EX-BOX-83X63X94 | REPUTED | _ | NA | Nos |  | Inventory | EXPORT WOODEN BOX EXPORT-83X63X94
7601 | EXPORT WOODEN BOX EXPORT 85X31X75 | PACKING MATERIAL | PACKING | EX-BOX-85X31X75 | REPUTED | _ | NA | Nos |  | Inventory | EXPORT WOODEN BOX EXPORT 85X31X75
7602 | EXPORT WOODEN BOX EXPORT-87x31x94 | PACKING MATERIAL | PACKING | EX-BOX-87X31X94 | REPUTED | _ | NA | Nos |  | Inventory | EXPORT WOODEN BOX EXPORT-87x31x94
7603 | EXPORT WOODEN BOX EXPORT-87x35x94 | PACKING MATERIAL | PACKING | EX-BOX-87X35X94 | REPUTED | _ | NA | Nos |  | Inventory | EXPORT WOODEN BOX EXPORT-87x35x94
7604 | EXPORT WOODEN BOX EXPORT-87x39x94 | PACKING MATERIAL | PACKING | EX-BOX-87X39X94 | REPUTED | _ | NA | Nos |  | Inventory | EXPORT WOODEN BOX EXPORT-87x39x94
7605 | EXPORT WOODEN BOX EXPORT-87x43x94 | PACKING MATERIAL | PACKING | EX-BOX-87X43X94 | REPUTED | _ | NA | Nos |  | Inventory | EXPORT WOODEN BOX EXPORT-87x43x94
7606 | EXPORT WOODEN BOX EXPORT-87x57x94 | PACKING MATERIAL | PACKING | EX-BOX-87X57X94 | REPUTED | _ | NA | Nos |  | Inventory | EXPORT WOODEN BOX EXPORT-87x57x94
7607 | EXPORT WOODEN BOX EXPORT-87x61x94 | PACKING MATERIAL | PACKING | EX-BOX-87X61X94 | REPUTED | _ | NA | Nos |  | Inventory | EXPORT WOODEN BOX EXPORT-87x61x94
7608 | EXPORT WOODEN BOX EXPORT-87x67x94 | PACKING MATERIAL | PACKING | EX-BOX-87X67X94 | REPUTED | _ | NA | Nos |  | Inventory | EXPORT WOODEN BOX EXPORT-87x67x94
7609 | EXPORT WOODEN BOX EXPORT-89X47X28 | PACKING MATERIAL | PACKING | EX-BOX-89X47X28 | REPUTED | _ | NA | Nos |  | Inventory | EXPORT WOODEN BOX EXPORT-89X47X28
7610 | EXPORT WOODEN BOX EXPORT 90x31x94 | PACKING MATERIAL | PACKING | EX-BOX-90X31X94 | REPUTED | _ | NA | Nos |  | Inventory | EXPORT WOODEN BOX EXPORT 90x31x94
7611 | EXPORT WOODEN BOX EXPORT-91X42X104 | PACKING MATERIAL | PACKING | EX-BOX-91X42X104 | REPUTED | _ | NA | Nos |  | Inventory | EXPORT WOODEN BOX EXPORT-91X42X104
7612 | EXPORT WOODEN BOX EXPORT-91X42X94 | PACKING MATERIAL | PACKING | EX-BOX-91X42X94 | REPUTED | _ | NA | Nos |  | Inventory | EXPORT WOODEN BOX EXPORT-91X42X94
7613 | EXPORT WOODEN BOX EXPORT-91X47X94 | PACKING MATERIAL | PACKING | EX-BOX-91X47X94 | REPUTED | _ | NA | Nos |  | Inventory | EXPORT WOODEN BOX EXPORT-91X47X94
7614 | EXPORT WOODEN BOX EXPORT-92X42X94 | PACKING MATERIAL | PACKING | EX-BOX-92X42X94 | REPUTED | _ | NA | Nos |  | Inventory | EXPORT WOODEN BOX EXPORT-92X42X94
7615 | EXPORT WOODEN BOX EXPORT-93X31X86 | PACKING MATERIAL | PACKING | EX-BOX-93X31X86 | REPUTED | _ | NA | Nos |  | Inventory | EXPORT WOODEN BOX EXPORT-93X31X86
7616 | EXPORT WOODEN BOX EXPORT-93X36X86 | PACKING MATERIAL | PACKING | EX-BOX-93X36X86 | REPUTED | _ | NA | Nos |  | Inventory | EXPORT WOODEN BOX EXPORT-93X36X86
7617 | EXPORT WOODEN BOX EXPORT-93X41X94 | PACKING MATERIAL | PACKING | EX-BOX-93X41X94 | REPUTED | _ | NA | Nos |  | Inventory | EXPORT WOODEN BOX EXPORT-93X41X94
7618 | EXPORT WOODEN BOX EXPORT-93X55X86 | PACKING MATERIAL | PACKING | EX-BOX-93X55X86 | REPUTED | _ | NA | Nos |  | Inventory | EXPORT WOODEN BOX EXPORT-93X55X86
7619 | EXPORT WOODEN BOX EXPORT-94X37X94 | PACKING MATERIAL | PACKING | EX-BOX-94X37X94 | REPUTED | _ | NA | Nos |  | Inventory | EXPORT WOODEN BOX EXPORT-94X37X94
7620 | EXPORT WOODEN BOX EXPORT-94X39X94 | PACKING MATERIAL | PACKING | EX-BOX-94X39X94 | REPUTED | _ | NA | Nos |  | Inventory | EXPORT WOODEN BOX EXPORT-94X39X94
7621 | EXPORT WOODEN BOX EXPORT-94X45X92 | PACKING MATERIAL | PACKING | EX-BOX-94X45X92 | REPUTED | _ | NA | Nos |  | Inventory | EXPORT WOODEN BOX EXPORT-94X45X92
7622 | EXPORT WOODEN BOX EXPORT-94X63X94 | PACKING MATERIAL | PACKING | EX-BOX-94X63X94 | REPUTED | _ | NA | Nos |  | Inventory | EXPORT WOODEN BOX EXPORT-94X63X94
7623 | EXPORT WOODEN BOX EXPORT 98X26X94 | PACKING MATERIAL | PACKING | EX-BOX-98X26X94 | REPUTED | _ | NA | Nos |  | Inventory | EXPORT WOODEN BOX EXPORT 98X26X94
7624 | EXPORT WOODEN BOX EXPORT 98X31X94 | PACKING MATERIAL | PACKING | EX-BOX-98X31X94 | REPUTED | _ | NA | Nos |  | Inventory | EXPORT WOODEN BOX EXPORT 98X31X94
7625 | EXPORT WOODEN BOX EXPORT- 98X55X96 | PACKING MATERIAL | PACKING | EX-BOX-98X55X96 | REPUTED | _ | NA | Nos |  | Inventory | EXPORT WOODEN BOX EXPORT- 98X55X96
7626 | EXPORT WOODEN BOX EXPORT-98X63X94 | PACKING MATERIAL | PACKING | EX-BOX-98X63X94 | REPUTED | _ | NA | Nos |  | Inventory | EXPORT WOODEN BOX EXPORT-98X63X94
7627 | EXPORT WOODEN BOX EXPORT-99X40X94 | PACKING MATERIAL | PACKING | EX-BOX-99X40X94 | REPUTED | _ | NA | Nos |  | Inventory | EXPORT WOODEN BOX EXPORT-99X40X94
7628 | WOODEN PALLET EXPORT 102X41 | PACKING MATERIAL | PACKING | EX-PALLET-102X41 | REPUTED | _ | NA | Nos |  | Inventory | WOODEN PALLET EXPORT 102X41
7629 | WOODEN PALLET EXPORT 106X35 | PACKING MATERIAL | PACKING | EX-PALLET-106X35 | REPUTED | _ | NA | Nos |  | Inventory | WOODEN PALLET EXPORT 106X35
7630 | WOODEN PALLET EXPORT 108X47 | PACKING MATERIAL | PACKING | EX-PALLET-108X47 | REPUTED | _ | NA | Nos |  | Inventory | WOODEN PALLET EXPORT 108X47
7631 | WOODEN PALLET EXPORT 110X31 | PACKING MATERIAL | PACKING | EX-PALLET-110X31 | REPUTED | _ | NA | Nos |  | Inventory | WOODEN PALLET EXPORT 110X31
7632 | WOODEN PALLET EXPORT 110X41 | PACKING MATERIAL | PACKING | EX-PALLET-110X41 | REPUTED | _ | NA | Nos |  | Inventory | WOODEN PALLET EXPORT 110X41
7633 | WOODEN PALLET EXPORT-110X42 | PACKING MATERIAL | PACKING | EX-PALLET-110X42 | REPUTED | _ | NA | Nos |  | Inventory | WOODEN PALLET EXPORT-110X42
7634 | WOODEN PALLET EXPORT-110X47 | PACKING MATERIAL | PACKING | EX-PALLET-110X47 | REPUTED | _ | NA | Nos |  | Inventory | WOODEN PALLET EXPORT-110X47
7635 | WOODEN PALLET EXPORT-110X51 | PACKING MATERIAL | PACKING | EX-PALLET-110X51 | REPUTED | _ | NA | Nos |  | Inventory | WOODEN PALLET EXPORT-110X51
7636 | WOODEN PALLET EXPORT-110X55 | PACKING MATERIAL | PACKING | EX-PALLET-110X55 | REPUTED | _ | NA | Nos |  | Inventory | WOODEN PALLET EXPORT-110X55
7637 | WOODEN PALLET EXPORT 114X35 | PACKING MATERIAL | PACKING | EX-PALLET-114X35 | REPUTED | _ | NA | Nos |  | Inventory | WOODEN PALLET EXPORT 114X35
7638 | WOODEN PALLET EXPORT 117X76 | PACKING MATERIAL | PACKING | EX-PALLET-117X76 | REPUTED | _ | NA | Nos |  | Inventory | WOODEN PALLET EXPORT 117X76
7639 | WOODEN PALLET EXPORT-118X37 | PACKING MATERIAL | PACKING | EX-PALLET-118X37 | REPUTED | _ | NA | Nos |  | Inventory | WOODEN PALLET EXPORT-118X37
7640 | WOODEN PALLET EXPORT-118X40 | PACKING MATERIAL | PACKING | EX-PALLET-118X40 | REPUTED | _ | NA | Nos |  | Inventory | WOODEN PALLET EXPORT-118X40
7641 | WOODEN PALLET EXPORT-118X41 | PACKING MATERIAL | PACKING | EX-PALLET-118X41 | REPUTED | _ | NA | Nos |  | Inventory | WOODEN PALLET EXPORT-118X41
7642 | WOODEN PALLET EXPORT-118X42 | PACKING MATERIAL | PACKING | EX-PALLET-118X42 | REPUTED | _ | NA | Nos |  | Inventory | WOODEN PALLET EXPORT-118X42
7643 | WOODEN PALLET EXPORT-118X47 | PACKING MATERIAL | PACKING | EX-PALLET-118X47 | REPUTED | _ | NA | Nos |  | Inventory | WOODEN PALLET EXPORT-118X47
7644 | WOODEN PALLET EXPORT 122X31 | PACKING MATERIAL | PACKING | EX-PALLET-122X31 | REPUTED | _ | NA | Nos |  | Inventory | WOODEN PALLET EXPORT 122X31
7645 | WOODEN PALLET EXPORT 122X42 | PACKING MATERIAL | PACKING | EX-PALLET-122X42 | REPUTED | _ | NA | Nos |  | Inventory | WOODEN PALLET EXPORT 122X42
7646 | WOODEN PALLET EXPORT 122X48 | PACKING MATERIAL | PACKING | EX-PALLET-122X48 | REPUTED | _ | NA | Nos |  | Inventory | WOODEN PALLET EXPORT 122X48
7647 | WOODEN PALLET EXPORT 122X56 | PACKING MATERIAL | PACKING | EX-PALLET-122X56 | REPUTED | _ | NA | Nos |  | Inventory | WOODEN PALLET EXPORT 122X56
7648 | WOODEN PALLET EXPORT 122X71 | PACKING MATERIAL | PACKING | EX-PALLET-122X71 | REPUTED | _ | NA | Nos |  | Inventory | WOODEN PALLET EXPORT 122X71
7649 | WOODEN PALLET EXPORT 122X75 | PACKING MATERIAL | PACKING | EX-PALLET-122X75 | REPUTED | _ | NA | Nos |  | Inventory | WOODEN PALLET EXPORT 122X75
7650 | WOODEN PALLET EXPORT 122X76 | PACKING MATERIAL | PACKING | EX-PALLET-122X76 | REPUTED | _ | NA | Nos |  | Inventory | WOODEN PALLET EXPORT 122X76
7651 | WOODEN PALLET EXPORT 126X34 | PACKING MATERIAL | PACKING | EX-PALLET-126X34 | REPUTED | _ | NA | Nos |  | Inventory | WOODEN PALLET EXPORT 126X34
7652 | WOODEN PALLET EXPORT 12X22 | PACKING MATERIAL | PACKING | EX-PALLET-12X22 | REPUTED | _ | NA | Nos |  | Inventory | WOODEN PALLET EXPORT 12X22
7653 | WOODEN PALLET EXPORT 130X41 | PACKING MATERIAL | PACKING | EX-PALLET-130X41 | REPUTED | _ | NA | Nos |  | Inventory | WOODEN PALLET EXPORT 130X41
7654 | WOODEN PALLET EXPORT 130X42 | PACKING MATERIAL | PACKING | EX-PALLET-130X42 | REPUTED | _ | NA | Nos |  | Inventory | WOODEN PALLET EXPORT 130X42
7655 | WOODEN PALLET EXPORT 130X43 | PACKING MATERIAL | PACKING | EX-PALLET-130X43 | REPUTED | _ | NA | Nos |  | Inventory | WOODEN PALLET EXPORT 130X43
7656 | WOODEN PALLET EXPORT 130X48 | PACKING MATERIAL | PACKING | EX-PALLET-130X48 | REPUTED | _ | NA | Nos |  | Inventory | WOODEN PALLET EXPORT 130X48
7657 | WOODEN PALLET EXPORT-130X51 | PACKING MATERIAL | PACKING | EX-PALLET-130X51 | REPUTED | _ | NA | Nos |  | Inventory | WOODEN PALLET EXPORT-130X51
7658 | WOODEN PALLET EXPORT 132X31 | PACKING MATERIAL | PACKING | EX-PALLET-132X31 | REPUTED | _ | NA | Nos |  | Inventory | WOODEN PALLET EXPORT 132X31
7659 | WOODEN PALLET EXPORT 134X41 | PACKING MATERIAL | PACKING | EX-PALLET-134X41 | REPUTED | _ | NA | Nos |  | Inventory | WOODEN PALLET EXPORT 134X41
7660 | WOODEN PALLET EXPORT 142X41 | PACKING MATERIAL | PACKING | EX-PALLET-142X41 | REPUTED | _ | NA | Nos |  | Inventory | WOODEN PALLET EXPORT 142X41
7661 | WOODEN PALLET EXPORT 150X41 | PACKING MATERIAL | PACKING | EX-PALLET-150X41 | REPUTED | _ | NA | Nos |  | Inventory | WOODEN PALLET EXPORT 150X41
7662 | WOODEN PALLET EXPORT 154X77 | PACKING MATERIAL | PACKING | EX-PALLET-154X77 | REPUTED | _ | NA | Nos |  | Inventory | WOODEN PALLET EXPORT 154X77
7663 | WOODEN PALLET EXPORT-15X25 | PACKING MATERIAL | PACKING | EX-PALLET-15X25 | REPUTED | _ | NA | Nos |  | Inventory | WOODEN PALLET EXPORT-15X25
7664 | WOODEN PALLET EXPORT 161X41 | PACKING MATERIAL | PACKING | EX-PALLET-161X41 | REPUTED | _ | NA | Nos |  | Inventory | WOODEN PALLET EXPORT 161X41
7665 | WOODEN PALLET EXPORT-180X42 | PACKING MATERIAL | PACKING | EX-PALLET-180X42 | REPUTED | _ | NA | Nos |  | Inventory | WOODEN PALLET EXPORT-180X42
7666 | WOODEN PALLET EXPORT-180X50 | PACKING MATERIAL | PACKING | EX-PALLET-180X50 | REPUTED | _ | NA | Nos |  | Inventory | WOODEN PALLET EXPORT-180X50
7667 | WOODEN PALLET EXPORT-18X18 | PACKING MATERIAL | PACKING | EX-PALLET-18X18 | REPUTED | _ | NA | Nos |  | Inventory | WOODEN PALLET EXPORT-18X18
7668 | EXPORT WOODEN PALLET - EXPORT - 20X13 | PACKING MATERIAL | PACKING | EX-PALLET-20X13 | REPUTED | _ | NA | Nos |  | Inventory | EXPORT WOODEN PALLET - EXPORT - 20X13
7669 | EXPORT WOODEN PALLET - EXPORT - 20X42 | PACKING MATERIAL | PACKING | EX-PALLET-20X42 | REPUTED | _ | NA | Nos |  | Inventory | EXPORT WOODEN PALLET - EXPORT - 20X42
7670 | WOODEN PALLET EXPORT-22X40 | PACKING MATERIAL | PACKING | EX-PALLET-22X40 | REPUTED | _ | NA | Nos |  | Inventory | WOODEN PALLET EXPORT-22X40
7671 | WOODEN PALLET EXPORT-23X12 | PACKING MATERIAL | PACKING | EX-PALLET-23X12 | REPUTED | _ | NA | Nos |  | Inventory | WOODEN PALLET EXPORT-23X12
7672 | WOODEN PALLET EXPORT-23X18 | PACKING MATERIAL | PACKING | EX-PALLET-23X18 | REPUTED | _ | NA | Nos |  | Inventory | WOODEN PALLET EXPORT-23X18
7673 | WOODEN PALLET EXPORT-23X39 | PACKING MATERIAL | PACKING | EX-PALLET-23X39 | REPUTED | _ | NA | Nos |  | Inventory | WOODEN PALLET EXPORT-23X39
7674 | WOODEN PALLET EXPORT-23X81 | PACKING MATERIAL | PACKING | EX-PALLET-23X81 | REPUTED | _ | NA | Nos |  | Inventory | WOODEN PALLET EXPORT-23X81
7675 | WOODEN PALLET EXPORT 24X37 | PACKING MATERIAL | PACKING | EX-PALLET-24X37 | REPUTED | - | - | Nos |  | Inventory | WOODEN PALLET EXPORT 24X37
7676 | WOODEN PALLET EXPORT 24X55 | PACKING MATERIAL | PACKING | EX-PALLET-24X55 | REPUTED | - | - | Nos |  | Inventory | WOODEN PALLET EXPORT 24X55
7677 | WOODEN PALLET EXPORT25X31 | PACKING MATERIAL | PACKING | EX-PALLET-25X31 | REPUTED | _ | NA | Nos |  | Inventory | WOODEN PALLET EXPORT25X31
7678 | WOODEN PALLET EXPORT25X32 | PACKING MATERIAL | PACKING | EX-PALLET-25X32 | REPUTED | _ | NA | Nos |  | Inventory | WOODEN PALLET EXPORT25X32
7679 | WOODEN PALLET EXPORT-25X41 | PACKING MATERIAL | PACKING | EX-PALLET-25X41 | REPUTED | - | - | Nos |  | Inventory | WOODEN PALLET EXPORT-25X41
7680 | EXPORT WOODEN PALLET EXPORT-25X48 | PACKING MATERIAL | PACKING | EX-PALLET-25X48 | REPUTED | _ | NA | Nos |  | Inventory | EXPORT WOODEN PALLET EXPORT-25X48
7681 | WOODEN PALLET EXPORT-26X26 | PACKING MATERIAL | PACKING | EX-PALLET-26X26 | REPUTED | _ | NA | Nos |  | Inventory | WOODEN PALLET EXPORT-26X26
7682 | WOODEN PALLET EXPORT-26X30 | PACKING MATERIAL | PACKING | EX-PALLET-26X30 | REPUTED | _ | NA | Nos |  | Inventory | WOODEN PALLET EXPORT-26X30
7683 | WOODEN PALLET EXPORT-28X12 | PACKING MATERIAL | PACKING | EX-PALLET-28X12 | REPUTED | _ | NA | Nos |  | Inventory | WOODEN PALLET EXPORT-28X12
7684 | WOODEN PALLET EXPORT-28x29 | PACKING MATERIAL | PACKING | EX-PALLET-28X29 | REPUTED | _ | NA | Nos |  | Inventory | WOODEN PALLET EXPORT-28x29
7685 | WOODEN PALLET EXPORT-28x32 | PACKING MATERIAL | PACKING | EX-PALLET-28X32 | REPUTED | _ | NA | Nos |  | Inventory | WOODEN PALLET EXPORT-28x32
7686 | WOODEN PALLET EXPORT-28x34 | PACKING MATERIAL | PACKING | EX-PALLET-28X34 | REPUTED | _ | NA | Nos |  | Inventory | WOODEN PALLET EXPORT-28x34
7687 | WOODEN PALLET EXPORT-28x41 | PACKING MATERIAL | PACKING | EX-PALLET-28X41 | REPUTED | _ | NA | Nos |  | Inventory | WOODEN PALLET EXPORT-28x41
7688 | WOODEN PALLET EXPORT-28x77 | PACKING MATERIAL | PACKING | EX-PALLET-28X77 | REPUTED | _ | NA | Nos |  | Inventory | WOODEN PALLET EXPORT-28x77
7689 | WOODEN PALLET EXPORT-29X23 | PACKING MATERIAL | PACKING | EX-PALLET-29X23 | REPUTED | _ | NA | Nos |  | Inventory | WOODEN PALLET EXPORT-29X23
7690 | WOODEN PALLET EXPORT 30X25 | PACKING MATERIAL | PACKING | EX-PALLET-30X25 | REPUTED | - | - | Nos |  | Inventory | WOODEN PALLET EXPORT 30X25
7691 | WOODEN PALLET EXPORT 30X40 | PACKING MATERIAL | PACKING | EX-PALLET-30X40 | REPUTED | _ | NA | Nos |  | Inventory | WOODEN PALLET EXPORT 30X40
7692 | WOODEN PALLET EXPORT-30X47 | PACKING MATERIAL | PACKING | EX-PALLET-30X47 | REPUTED | _ | NA | Nos |  | Inventory | WOODEN PALLET EXPORT-30X47
7693 | WOODEN PALLET EXPORT 30X55 | PACKING MATERIAL | PACKING | EX-PALLET-30X55 | REPUTED | - | - | Nos |  | Inventory | WOODEN PALLET EXPORT 30X55
7694 | WOODEN PALLET EXPORT-31X34 | PACKING MATERIAL | PACKING | EX-PALLET-31X34 | REPUTED | _ | NA | Nos |  | Inventory | WOODEN PALLET EXPORT-31X34
7695 | WOODEN PALLET EXPORT-31X36 | PACKING MATERIAL | PACKING | EX-PALLET-31X36 | REPUTED | _ | NA | Nos |  | Inventory | WOODEN PALLET EXPORT-31X36
7696 | WOODEN PALLET EXPORT-32X33 | PACKING MATERIAL | PACKING | EX-PALLET-32X33 | REPUTED | _ | NA | Nos |  | Inventory | WOODEN PALLET EXPORT-32X33
7697 | WOODEN PALLET EXPORT-32X53 | PACKING MATERIAL | PACKING | EX-PALLET-32X53 | REPUTED | _ | NA | Nos |  | Inventory | WOODEN PALLET EXPORT-32X53
7698 | WOODEN PALLET EXPORT-33X41 | PACKING MATERIAL | PACKING | EX-PALLET-33X41 | REPUTED | _ | NA | Nos |  | Inventory | WOODEN PALLET EXPORT-33X41
7699 | WOODEN PALLET EXPORT-34X12 | PACKING MATERIAL | PACKING | EX-PALLET-34X12 | REPUTED | _ | NA | Nos |  | Inventory | WOODEN PALLET EXPORT-34X12
7700 | BREAKER ABB TSPL-EX-PALLET-34X42 FOR 3321-SPARE | PACKING MATERIAL | PACKING | EX-PALLET-34X42 | REPUTED | _ | NA | Nos |  | Inventory | BREAKER ABB TSPL-EX-PALLET-34X42 FOR 3321-SPARE
7701 | WOODEN PALLET EXPORT-35X33 | PACKING MATERIAL | PACKING | EX-PALLET-35X33 | REPUTED | - | - | Nos |  | Inventory | WOODEN PALLET EXPORT-35X33
7702 | EXPORT PALLET-35 X 35 | PACKING MATERIAL | PACKING | EX-PALLET-35X35 | REPUTED | - | - | Nos |  | Inventory | EXPORT PALLET-35 X 35
7703 | WOODEN PALLET EXPORT-35X37 | PACKING MATERIAL | PACKING | EX-PALLET-35X37 | REPUTED | _ | NA | Nos |  | Inventory | WOODEN PALLET EXPORT-35X37
7704 | WOODEN PALLET EXPORT-35X39 | PACKING MATERIAL | PACKING | EX-PALLET-35X39 | REPUTED | _ | NA | Nos |  | Inventory | WOODEN PALLET EXPORT-35X39
7705 | EXPORT WOODEN PALLET EXPORT-35X39--FOR 33KV VCB | PACKING MATERIAL | PACKING | EX-PALLET-35X39-33KVVCB | REPUTED | _ | NA | Nos |  | Inventory | EXPORT WOODEN PALLET EXPORT-35X39--FOR 33KV VCB
7706 | WOODEN PALLET EXPORT-35X40 | PACKING MATERIAL | PACKING | EX-PALLET-35X40 | REPUTED | _ | NA | Nos |  | Inventory | WOODEN PALLET EXPORT-35X40
7707 | _ PACKING MATERIAL NA | PACKING MATERIAL | PACKING | EX-PALLET-35X41 | REPUTED | _ | NA | Nos |  | Inventory | _ PACKING MATERIAL NA
7708 | WOODEN PALLET EXPORT-35X45 | PACKING MATERIAL | PACKING | EX-PALLET-35X45 | REPUTED | _ | NA | Nos |  | Inventory | WOODEN PALLET EXPORT-35X45
7709 | WOODEN PALLET EXPORT-35X49 | PACKING MATERIAL | PACKING | EX-PALLET-35X49 | REPUTED | _ | NA | Nos |  | Inventory | WOODEN PALLET EXPORT-35X49
7710 | WOODEN PALLET EXPORT-36X28 | PACKING MATERIAL | PACKING | EX-PALLET-36X28 | REPUTED | _ | NA | Nos |  | Inventory | WOODEN PALLET EXPORT-36X28
7711 | WOODEN PALLET EXPORT-36X33 | PACKING MATERIAL | PACKING | EX-PALLET-36X33 | REPUTED | _ | NA | Nos |  | Inventory | WOODEN PALLET EXPORT-36X33
7712 | WOODEN PALLET EXPORT-36X39 | PACKING MATERIAL | PACKING | EX-PALLET-36X39 | REPUTED | - | - | Nos |  | Inventory | WOODEN PALLET EXPORT-36X39
7713 | WOODEN PALLET EXPORT-36X40 | PACKING MATERIAL | PACKING | EX-PALLET-36X40 | REPUTED | - | - | Nos |  | Inventory | WOODEN PALLET EXPORT-36X40
7714 | WOODEN PALLET EXPORT-36X45 | PACKING MATERIAL | PACKING | EX-PALLET-36X45 | REPUTED | - | - | Nos |  | Inventory | WOODEN PALLET EXPORT-36X45
7715 | WOODEN PALLET EXPORT-37X35 | PACKING MATERIAL | PACKING | EX-PALLET-37X35 | REPUTED | _ | NA | Nos |  | Inventory | WOODEN PALLET EXPORT-37X35
7716 | WOODEN PALLET EXPORT-37X46 | PACKING MATERIAL | PACKING | EX-PALLET-37X46 | REPUTED | - | - | Nos |  | Inventory | WOODEN PALLET EXPORT-37X46
7717 | WOODEN PALLET EXPORT-37X47 | PACKING MATERIAL | PACKING | EX-PALLET-37X47 | REPUTED | _ | NA | Nos |  | Inventory | WOODEN PALLET EXPORT-37X47
7718 | WOODEN PALLET EXPORT-39X12 | PACKING MATERIAL | PACKING | EX-PALLET-39X12 | REPUTED | _ | NA | Nos |  | Inventory | WOODEN PALLET EXPORT-39X12
7719 | WOODEN PALLET EXPORT-39X35 | PACKING MATERIAL | PACKING | EX-PALLET-39X35 | REPUTED | _ | NA | Nos |  | Inventory | WOODEN PALLET EXPORT-39X35
7720 | WOODEN PALLET EXPORT-39X40 | PACKING MATERIAL | PACKING | EX-PALLET-39X40 | REPUTED | _ | NA | Nos |  | Inventory | WOODEN PALLET EXPORT-39X40
7721 | WOODEN PALLET EXPORT-39X44 | PACKING MATERIAL | PACKING | EX-PALLET-39X44 | REPUTED | _ | NA | Nos |  | Inventory | WOODEN PALLET EXPORT-39X44
7722 | WOODEN PALLET EXPORT-39X51 | PACKING MATERIAL | PACKING | EX-PALLET-39X51 | REPUTED | _ | NA | Nos |  | Inventory | WOODEN PALLET EXPORT-39X51
7723 | WOODEN PALLET EXPORT-40X40 | PACKING MATERIAL | PACKING | EX-PALLET-40X40 | REPUTED | _ | NA | Nos |  | Inventory | WOODEN PALLET EXPORT-40X40
7724 | WOODEN PALLET EXPORT-40X41 | PACKING MATERIAL | PACKING | EX-PALLET-40X41 | REPUTED | _ | NA | Nos |  | Inventory | WOODEN PALLET EXPORT-40X41
7725 | WOODEN PALLET EXPORT-40X46 | PACKING MATERIAL | PACKING | EX-PALLET-40X46 | REPUTED | _ | NA | Nos |  | Inventory | WOODEN PALLET EXPORT-40X46
7726 | WOODEN PALLET EXPORT-40X72 | PACKING MATERIAL | PACKING | EX-PALLET-40X72 | REPUTED | _ | NA | Nos |  | Inventory | WOODEN PALLET EXPORT-40X72
7727 | WOODEN PALLET EXPORT 41X37 | PACKING MATERIAL | PACKING | EX-PALLET-41X37 | REPUTED | _ | NA | Nos |  | Inventory | WOODEN PALLET EXPORT 41X37
7728 | WOODEN PALLET EXPORT-41X42 | PACKING MATERIAL | PACKING | EX-PALLET-41X42 | REPUTED | _ | NA | Nos |  | Inventory | WOODEN PALLET EXPORT-41X42
7729 | WOODEN PALLET EXPORT-41X45 | PACKING MATERIAL | PACKING | EX-PALLET-41X45 | REPUTED | _ | NA | Nos |  | Inventory | WOODEN PALLET EXPORT-41X45
7730 | WOODEN PALLET EXPORT-42X36 | PACKING MATERIAL | PACKING | EX-PALLET-42X36 | REPUTED | _ | NA | Nos |  | Inventory | WOODEN PALLET EXPORT-42X36
7731 | WOODEN PALLET EXPORT 43X31 | PACKING MATERIAL | PACKING | EX-PALLET-43X31 | REPUTED | - | - | Nos |  | Inventory | WOODEN PALLET EXPORT 43X31
7732 | WOODEN PALLET EXPORT 43X36 | PACKING MATERIAL | PACKING | EX-PALLET-43X36 | REPUTED | - | - | Nos |  | Inventory | WOODEN PALLET EXPORT 43X36
7733 | WOODEN PALLET EXPORT 43X86 | PACKING MATERIAL | PACKING | EX-PALLET-43X86 | REPUTED | - | - | Nos |  | Inventory | WOODEN PALLET EXPORT 43X86
7734 | WOODEN PALLET EXPORT-45X47 | PACKING MATERIAL | PACKING | EX-PALLET-45X47 | REPUTED | _ | NA | Nos |  | Inventory | WOODEN PALLET EXPORT-45X47
7735 | WOODEN PALLET EXPORT-47X43 | PACKING MATERIAL | PACKING | EX-PALLET-47X43 | REPUTED | _ | NA | Nos |  | Inventory | WOODEN PALLET EXPORT-47X43
7736 | WOODEN PALLET EXPORT 47X47 | PACKING MATERIAL | PACKING | EX-PALLET-47X47 | REPUTED | _ | NA | Nos |  | Inventory | WOODEN PALLET EXPORT 47X47
7737 | WOODEN PALLET EXPORT-47X88 | PACKING MATERIAL | PACKING | EX-PALLET-47X88 | REPUTED | _ | NA | Nos |  | Inventory | WOODEN PALLET EXPORT-47X88
7738 | WOODEN PALLET EXPORT- 48X31 | PACKING MATERIAL | PACKING | EX-PALLET-48X31 | REPUTED | _ | NA | Nos |  | Inventory | WOODEN PALLET EXPORT- 48X31
7739 | WOODEN PALLET EXPORT 48X88 | PACKING MATERIAL | PACKING | EX-PALLET-48X88 | REPUTED | _ | NA | Nos |  | Inventory | WOODEN PALLET EXPORT 48X88
7740 | WOODEN PALLET EXPORT-49X35 | PACKING MATERIAL | PACKING | EX-PALLET-49X35 | REPUTED | - | - | Nos |  | Inventory | WOODEN PALLET EXPORT-49X35
7741 | WOODEN PALLET EXPORT-50X36 | PACKING MATERIAL | PACKING | EX-PALLET-50X36 | REPUTED | _ | NA | Nos |  | Inventory | WOODEN PALLET EXPORT-50X36
7742 | WOODEN PALLET EXPORT-50X52 | PACKING MATERIAL | PACKING | EX-PALLET-50X52 | REPUTED | _ | NA | Nos |  | Inventory | WOODEN PALLET EXPORT-50X52
7743 | WOODEN PALLET EXPORT 50X88 | PACKING MATERIAL | PACKING | EX-PALLET-50X88 | REPUTED | _ | NA | Nos |  | Inventory | WOODEN PALLET EXPORT 50X88
7744 | WOODEN PALLET EXPORT51X31 | PACKING MATERIAL | PACKING | EX-PALLET-51X31 | REPUTED | _ | NA | Nos |  | Inventory | WOODEN PALLET EXPORT51X31
7745 | WOODEN PALLET EXPORT51X32 | PACKING MATERIAL | PACKING | EX-PALLET-51X32 | REPUTED | _ | NA | Nos |  | Inventory | WOODEN PALLET EXPORT51X32
7746 | WOODEN PALLET EXPORT 52X86 | PACKING MATERIAL | PACKING | EX-PALLET-52X86 | REPUTED | - | - | Nos |  | Inventory | WOODEN PALLET EXPORT 52X86
7747 | WOODEN PALLET EXPORT 53X53 | PACKING MATERIAL | PACKING | EX-PALLET-53X53 | REPUTED | _ | NA | Nos |  | Inventory | WOODEN PALLET EXPORT 53X53
7748 | WOODEN PALLET EXPORT-55X43 | PACKING MATERIAL | PACKING | EX-PALLET-55X43 | REPUTED | _ | NA | Nos |  | Inventory | WOODEN PALLET EXPORT-55X43
7749 | WOODEN PALLET EXPORT-55X45 | PACKING MATERIAL | PACKING | EX-PALLET-55X45 | REPUTED | _ | NA | Nos |  | Inventory | WOODEN PALLET EXPORT-55X45
7750 | WOODEN PALLET EXPORT 55X46 | PACKING MATERIAL | PACKING | EX-PALLET-55X46 | REPUTED | _ | NA | Nos |  | Inventory | WOODEN PALLET EXPORT 55X46
7751 | WOODEN PALLET EXPORT-55X67 | PACKING MATERIAL | PACKING | EX-PALLET-55X67 | REPUTED | _ | NA | Nos |  | Inventory | WOODEN PALLET EXPORT-55X67
7752 | WOODEN PALLET EXPORT 56X24 | PACKING MATERIAL | PACKING | EX-PALLET-56X24 | REPUTED | _ | NA | Nos |  | Inventory | WOODEN PALLET EXPORT 56X24
7753 | WOODEN PALLET EXPORT-56X30 | PACKING MATERIAL | PACKING | EX-PALLET-56X30 | REPUTED | _ | NA | Nos |  | Inventory | WOODEN PALLET EXPORT-56X30
7754 | WOODEN PALLET EXPORT-56X45 | PACKING MATERIAL | PACKING | EX-PALLET-56X45 | REPUTED | _ | NA | Nos |  | Inventory | WOODEN PALLET EXPORT-56X45
7755 | WOODEN PALLET EXPORT 56X52 | PACKING MATERIAL | PACKING | EX-PALLET-56X52 | REPUTED | _ | NA | Nos |  | Inventory | WOODEN PALLET EXPORT 56X52
7756 | WOODEN PALLET EXPORT 56X55 | PACKING MATERIAL | PACKING | EX-PALLET-56X55 | REPUTED | _ | NA | Nos |  | Inventory | WOODEN PALLET EXPORT 56X55
7757 | WOODEN PALLET EXPORT 56X71 | PACKING MATERIAL | PACKING | EX-PALLET-56X71 | REPUTED | _ | NA | Nos |  | Inventory | WOODEN PALLET EXPORT 56X71
7758 | WOODEN PALLET EXPORT 56X88 | PACKING MATERIAL | PACKING | EX-PALLET-56X88 | REPUTED | _ | NA | Nos |  | Inventory | WOODEN PALLET EXPORT 56X88
7759 | WOODEN PALLET EXPORT-58X49 | PACKING MATERIAL | PACKING | EX-PALLET-58X49 | REPUTED | - | - | Nos |  | Inventory | WOODEN PALLET EXPORT-58X49
7760 | WOODEN PALLET EXPORT-61X67 | PACKING MATERIAL | PACKING | EX-PALLET-61X67 | REPUTED | _ | NA | Nos |  | Inventory | WOODEN PALLET EXPORT-61X67
7761 | WOODEN PALLET EXPORT 63X43 | PACKING MATERIAL | PACKING | EX-PALLET-63X43 | REPUTED | - | - | Nos |  | Inventory | WOODEN PALLET EXPORT 63X43
7762 | WOODEN PALLET EXPORT 67X31 | PACKING MATERIAL | PACKING | EX-PALLET-67X31 | REPUTED | _ | NA | Nos |  | Inventory | WOODEN PALLET EXPORT 67X31
7763 | WOODEN PALLET EXPORT 67X34 | PACKING MATERIAL | PACKING | EX-PALLET-67X34 | REPUTED | _ | NA | Nos |  | Inventory | WOODEN PALLET EXPORT 67X34
7764 | WOODEN PALLET EXPORT 67X36 | PACKING MATERIAL | PACKING | EX-PALLET-67X36 | REPUTED | _ | NA | Nos |  | Inventory | WOODEN PALLET EXPORT 67X36
7765 | WOODEN PALLET EXPORT 67X37 | PACKING MATERIAL | PACKING | EX-PALLET-67X37 | REPUTED | _ | NA | Nos |  | Inventory | WOODEN PALLET EXPORT 67X37
7766 | WOODEN PALLET EXPORT 67X39 | PACKING MATERIAL | PACKING | EX-PALLET-67X39 | REPUTED | _ | NA | Nos |  | Inventory | WOODEN PALLET EXPORT 67X39
7767 | WOODEN PALLET EXPORT-67X40 | PACKING MATERIAL | PACKING | EX-PALLET-67X40 | REPUTED | _ | NA | Nos |  | Inventory | WOODEN PALLET EXPORT-67X40
7768 | WOODEN PALLET EXPORT-67X43 | PACKING MATERIAL | PACKING | EX-PALLET-67X43 | REPUTED | _ | NA | Nos |  | Inventory | WOODEN PALLET EXPORT-67X43
7769 | WOODEN PALLET EXPORT 67x47 | PACKING MATERIAL | PACKING | EX-PALLET-67X47 | REPUTED | _ | NA | Nos |  | Inventory | WOODEN PALLET EXPORT 67x47
7770 | WOODEN PALLET EXPORT-67X57 | PACKING MATERIAL | PACKING | EX-PALLET-67X57 | REPUTED | _ | NA | Nos |  | Inventory | WOODEN PALLET EXPORT-67X57
7771 | WOODEN PALLET EXPORT67X59 | PACKING MATERIAL | PACKING | EX-PALLET-67X59 | REPUTED | _ | NA | Nos |  | Inventory | WOODEN PALLET EXPORT67X59
7772 | WOODEN PALLET EXPORT 67X67 | PACKING MATERIAL | PACKING | EX-PALLET-67X67 | REPUTED | _ | NA | Nos |  | Inventory | WOODEN PALLET EXPORT 67X67
7773 | WOODEN PALLET EXPORT 69X51 | PACKING MATERIAL | PACKING | EX-PALLET-69X51 | REPUTED | - | - | Nos |  | Inventory | WOODEN PALLET EXPORT 69X51
7774 | WOODEN PALLET EXPORT-71X26 | PACKING MATERIAL | PACKING | EX-PALLET-71X26 | REPUTED | _ | NA | Nos |  | Inventory | WOODEN PALLET EXPORT-71X26
7775 | WOODEN PALLET EXPORT-71X31 | PACKING MATERIAL | PACKING | EX-PALLET-71X31 | REPUTED | _ | NA | Nos |  | Inventory | WOODEN PALLET EXPORT-71X31
7776 | WOODEN PALLET EXPORT-72X44 | PACKING MATERIAL | PACKING | EX-PALLET-72X44 | REPUTED | _ | NA | Nos |  | Inventory | WOODEN PALLET EXPORT-72X44
7777 | WOODEN PALLET EXPORT 72X67 | PACKING MATERIAL | PACKING | EX-PALLET-72X67 | REPUTED | _ | NA | Nos |  | Inventory | WOODEN PALLET EXPORT 72X67
7778 | WOODEN PALLET EXPORT-80x16 | PACKING MATERIAL | PACKING | EX-PALLET-80X16 | REPUTED | _ | NA | Nos |  | Inventory | WOODEN PALLET EXPORT-80x16
7779 | WOODEN PALLET EXPORT 80X67 | PACKING MATERIAL | PACKING | EX-PALLET-80X67 | REPUTED | - | - | Nos |  | Inventory | WOODEN PALLET EXPORT 80X67
7780 | WOODEN PALLET EXPORT-83X32 | PACKING MATERIAL | PACKING | EX-PALLET-83X32 | REPUTED | _ | NA | Nos |  | Inventory | WOODEN PALLET EXPORT-83X32
7781 | WOODEN PALLET EXPORT-83X35 | PACKING MATERIAL | PACKING | EX-PALLET-83X35 | REPUTED | _ | NA | Nos |  | Inventory | WOODEN PALLET EXPORT-83X35
7782 | WOODEN PALLET EXPORT-83X57 | PACKING MATERIAL | PACKING | EX-PALLET-83X57 | REPUTED | _ | NA | Nos |  | Inventory | WOODEN PALLET EXPORT-83X57
7783 | WOODEN PALLET EXPORT-83X63 | PACKING MATERIAL | PACKING | EX-PALLET-83X63 | REPUTED | _ | NA | Nos |  | Inventory | WOODEN PALLET EXPORT-83X63
7784 | WOODEN PALLET EXPORT 85X31 | PACKING MATERIAL | PACKING | EX-PALLET-85X31 | REPUTED | _ | NA | Nos |  | Inventory | WOODEN PALLET EXPORT 85X31
7785 | WOODEN PALLET EXPORT 87X31 | PACKING MATERIAL | PACKING | EX-PALLET-87X31 | REPUTED | _ | NA | Nos |  | Inventory | WOODEN PALLET EXPORT 87X31
7786 | WOODEN PALLET EXPORT 87X35 | PACKING MATERIAL | PACKING | EX-PALLET-87X35 | REPUTED | _ | NA | Nos |  | Inventory | WOODEN PALLET EXPORT 87X35
7787 | WOODEN PALLET EXPORT 87X39 | PACKING MATERIAL | PACKING | EX-PALLET-87X39 | REPUTED | _ | NA | Nos |  | Inventory | WOODEN PALLET EXPORT 87X39
7788 | WOODEN PALLET EXPORT 87X43 | PACKING MATERIAL | PACKING | EX-PALLET-87X43 | REPUTED | _ | NA | Nos |  | Inventory | WOODEN PALLET EXPORT 87X43
7789 | WOODEN PALLET EXPORT 87X57 | PACKING MATERIAL | PACKING | EX-PALLET-87X57 | REPUTED | _ | NA | Nos |  | Inventory | WOODEN PALLET EXPORT 87X57
7790 | WOODEN PALLET EXPORT 87X61 | PACKING MATERIAL | PACKING | EX-PALLET-87X61 | REPUTED | _ | NA | Nos |  | Inventory | WOODEN PALLET EXPORT 87X61
7791 | WOODEN PALLET EXPORT 87X67 | PACKING MATERIAL | PACKING | EX-PALLET-87X67 | REPUTED | _ | NA | Nos |  | Inventory | WOODEN PALLET EXPORT 87X67
7792 | WOODEN PALLET EXPORT 89X47 | PACKING MATERIAL | PACKING | EX-PALLET-89X47 | REPUTED | _ | NA | Nos |  | Inventory | WOODEN PALLET EXPORT 89X47
7793 | WOODEN PALLET EXPORT-91X42 | PACKING MATERIAL | PACKING | EX-PALLET-91X42 | REPUTED | _ | NA | Nos |  | Inventory | WOODEN PALLET EXPORT-91X42
7794 | WOODEN PALLET EXPORT-91X47 | PACKING MATERIAL | PACKING | EX-PALLET-91X47 | REPUTED | _ | NA | Nos |  | Inventory | WOODEN PALLET EXPORT-91X47
7795 | WOODEN PALLET EXPORT-92X42 | PACKING MATERIAL | PACKING | EX-PALLET-92X42 | REPUTED | _ | NA | Nos |  | Inventory | WOODEN PALLET EXPORT-92X42
7796 | WOODEN PALLET EXPORT-93X31 | PACKING MATERIAL | PACKING | EX-PALLET-93X31 | REPUTED | _ | NA | Nos |  | Inventory | WOODEN PALLET EXPORT-93X31
7797 | WOODEN PALLET EXPORT-93X36 | PACKING MATERIAL | PACKING | EX-PALLET-93X36 | REPUTED | _ | NA | Nos |  | Inventory | WOODEN PALLET EXPORT-93X36
7798 | WOODEN PALLET EXPORT-93X41 | PACKING MATERIAL | PACKING | EX-PALLET-93X41 | REPUTED | _ | NA | Nos |  | Inventory | WOODEN PALLET EXPORT-93X41
7799 | WOODEN PALLET EXPORT-93X55 | PACKING MATERIAL | PACKING | EX-PALLET-93X55 | REPUTED | _ | NA | Nos |  | Inventory | WOODEN PALLET EXPORT-93X55
7800 | WOODEN PALLET EXPORT-94X37 | PACKING MATERIAL | PACKING | EX-PALLET-94X37 | REPUTED | _ | NA | Nos |  | Inventory | WOODEN PALLET EXPORT-94X37
7801 | WOODEN PALLET EXPORT-94X39 | PACKING MATERIAL | PACKING | EX-PALLET-94X39 | REPUTED | _ | NA | Nos |  | Inventory | WOODEN PALLET EXPORT-94X39
7802 | WOODEN PALLET EXPORT- 94X45 | PACKING MATERIAL | PACKING | EX-PALLET-94X45 | REPUTED | _ | NA | Nos |  | Inventory | WOODEN PALLET EXPORT- 94X45
7803 | WOODEN PALLET EXPORT-94X63 | PACKING MATERIAL | PACKING | EX-PALLET-94X63 | REPUTED | _ | NA | Nos |  | Inventory | WOODEN PALLET EXPORT-94X63
7804 | WOODEN PALLET EXPORT 98X26 | PACKING MATERIAL | PACKING | EX-PALLET-98X26 | REPUTED | _ | NA | Nos |  | Inventory | WOODEN PALLET EXPORT 98X26
7805 | WOODEN PALLET EXPORT 98X31 | PACKING MATERIAL | PACKING | EX-PALLET-98X31 | REPUTED | _ | NA | Nos |  | Inventory | WOODEN PALLET EXPORT 98X31
7806 | WOODEN PALLET EXPORT 98X47 | PACKING MATERIAL | PACKING | EX-PALLET-98X47 | REPUTED | _ | NA | Nos |  | Inventory | WOODEN PALLET EXPORT 98X47
7807 | WOODEN PALLET EXPORT 98X55 | PACKING MATERIAL | PACKING | EX-PALLET-98X55 | REPUTED | _ | NA | Nos |  | Inventory | WOODEN PALLET EXPORT 98X55
7808 | WOODEN PALLET EXPORT-98X63 | PACKING MATERIAL | PACKING | EX-PALLET-98X63 | REPUTED | _ | NA | Nos |  | Inventory | WOODEN PALLET EXPORT-98X63
7809 | WOODEN PALLET EXPORT-99X40 | PACKING MATERIAL | PACKING | EX-PALLET-99X40 | REPUTED | _ | NA | Nos |  | Inventory | WOODEN PALLET EXPORT-99X40
7810 | EXPORT WOODEN BOX WITH PALLET EXPORT-118X90X45 | PACKING MATERIAL | PACKING | EX-PALLET-BOX-118X90X45 | REPUTED | _ | NA | Nos |  | Inventory | EXPORT WOODEN BOX WITH PALLET EXPORT-118X90X45
7811 | EXPORT WOODEN BOX WITH PALLET EXPORT-60X44X31 | PACKING MATERIAL | PACKING | EX-PALLET-BOX-60X44X31 | REPUTED | _ | NA | Nos |  | Inventory | EXPORT WOODEN BOX WITH PALLET EXPORT-60X44X31
7812 | EXPORT WOODEN BOX WITH PALLET EXPORT-60X44X40 | PACKING MATERIAL | PACKING | EX-PALLET-BOX-60X44X40 | REPUTED | _ | NA | Nos |  | Inventory | EXPORT WOODEN BOX WITH PALLET EXPORT-60X44X40
7813 | EXPORT WOODEN BOX WITH PALLET EXPORT-68X56X48 | PACKING MATERIAL | PACKING | EX-PALLET-BOX-68X56X48 | REPUTED | _ | NA | Nos |  | Inventory | EXPORT WOODEN BOX WITH PALLET EXPORT-68X56X48
7814 | EXPORT WOODEN BOX WITH PALLET EXPORT-73X56X40 | PACKING MATERIAL | PACKING | EX-PALLET-BOX-73X56X40 | REPUTED | _ | NA | Nos |  | Inventory | EXPORT WOODEN BOX WITH PALLET EXPORT-73X56X40
7815 | EXPORT WOODEN BOX WITH PALLET EXPORT-95X46X35 | PACKING MATERIAL | PACKING | EX-PALLET-BOX-95X46X35 | REPUTED | _ | NA | Nos |  | Inventory | EXPORT WOODEN BOX WITH PALLET EXPORT-95X46X35
7816 | EXPORT WOODEN BOX WITH PALLET EXPORT-99X72X40 | PACKING MATERIAL | PACKING | EX-PALLET-BOX-99X72X40 | REPUTED | _ | NA | Nos |  | Inventory | EXPORT WOODEN BOX WITH PALLET EXPORT-99X72X40
7817 | EXPORT WOODEN BOX EXPORT-87x43x43 | PACKING MATERIAL | PACKING | EX-WOODEN-BOX-87X43X43 | REPUTED | _ | NA | Nos |  | Inventory | EXPORT WOODEN BOX EXPORT-87x43x43
10658 | LVM, TYPE-MD7 1BH, 3 PHASE, 4 WIRE, DIN RAIL MOUNT, 240V AC, UV/OV WITH SELECTABLE ON DELAY (0.5 TO 15 Sec.) 1 C/O CONTACT. | RELAY | SWITCHGEAR | MD71BH | GIC | _ | NA | Nos |  | Inventory | LVM, TYPE-MD7 1BH, 3 PHASE, 4 WIRE, DIN RAIL MOUNT, 240V AC, UV/OV WITH SELECTABLE ON DELAY (0.5 TO 15 Sec.) 1 C/O CONTACT.
7819 | COOLING FAN (EXHAUST FAN) ,8 INCH ,SUITABLE , AUX VTG. 230VAC | BROUGHTOUT | ACCESSORIES | EXHAUST_FAN_8INCH | REXNORD | - | - | Nos |  | Non Inventory | COOLING FAN (EXHAUST FAN) ,8 INCH ,SUITABLE , AUX VTG. 230VAC
7820 | 12MM EYE BOLT | MS HARD | HARDWARE & ACCESSORIES | EYE BOLT 12MM | REPUTED | BOLT | NA | Nos | None | Inventory | 12MM EYE BOLT
7821 | Direct rotary handle black in colour for CVS MCCB, Frame size CVS100BS | MCCB Accessories | LV_Switchgear | EZAROTDS | SCHNEIDER | 0 | Rotary Handle | Nos. | None | Inventory | Direct rotary handle black in colour for CVS MCCB, Frame size CVS100BS
7822 | Extended rotary handle black in colour for CVS MCCB, Frame size CVS100BS | MCCB Accessories | LV_Switchgear | EZAROTE | SCHNEIDER | 0 | Rotary Handle | Nos. | None | Inventory | Extended rotary handle black in colour for CVS MCCB, Frame size CVS100BS
7823 | Shunt Coil/Release 24V DC for CVS MCCB, Frame size CVS100BS | MCCB Accessories | LV_Switchgear | EZASHT024DC | SCHNEIDER | 0 | Shunt | Nos. | None | Inventory | Shunt Coil/Release 24V DC for CVS MCCB, Frame size CVS100BS
7824 | Shunt Coil/Release 48V DC for CVS MCCB, Frame size CVS100BS | MCCB Accessories | LV_Switchgear | EZASHT048DC | SCHNEIDER | 0 | Shunt | Nos. | None | Inventory | Shunt Coil/Release 48V DC for CVS MCCB, Frame size CVS100BS
7825 | Shunt Coil/Release 100-130V AC for CVS MCCB, Frame size CVS100BS | MCCB Accessories | LV_Switchgear | EZASHT100AC | SCHNEIDER | 0 | Shunt | Nos. | None | Inventory | Shunt Coil/Release 100-130V AC for CVS MCCB, Frame size CVS100BS
7826 | Shunt Coil/Release 200-277V AC for CVS MCCB, Frame size CVS100BS | MCCB Accessories | LV_Switchgear | EZASHT200AC | SCHNEIDER | 0 | Shunt | Nos. | None | Inventory | Shunt Coil/Release 200-277V AC for CVS MCCB, Frame size CVS100BS
7827 | Shunt Coil/Release 380-480V AC for CVS MCCB, Frame size CVS100BS | MCCB Accessories | LV_Switchgear | EZASHT380AC | SCHNEIDER | 0 | Shunt | Nos. | None | Inventory | Shunt Coil/Release 380-480V AC for CVS MCCB, Frame size CVS100BS
7828 | TP Extended spreader terminals kit for CVS MCCB, Frame size CVS100BS, 3pcs. | MCCB Accessories | LV_Switchgear | EZASPDR3P | SCHNEIDER | 0 | Spreaders | Nos. | None | Inventory | TP Extended spreader terminals kit for CVS MCCB, Frame size CVS100BS, 3pcs.
7829 | FP Extended spreader terminals kit for CVS MCCB, Frame size CVS100BS, 4pcs. | MCCB Accessories | LV_Switchgear | EZASPDR4P | SCHNEIDER | 0 | Spreaders | Nos. | None | Inventory | FP Extended spreader terminals kit for CVS MCCB, Frame size CVS100BS, 4pcs.
7830 | Trip contact 1C/O SD for CVS MCCB, Frame size CVS100BS | MCCB Accessories | LV_Switchgear | EZAUX01 | SCHNEIDER | 0 | Aux./Trip Contact | Nos. | None | Inventory | Trip contact 1C/O SD for CVS MCCB, Frame size CVS100BS
7831 | Auxiliary contact 1C/O OF for CVS MCCB, Frame size CVS100BS | MCCB Accessories | LV_Switchgear | EZAUX10 | SCHNEIDER | 0 | Aux./Trip Contact | Nos. | None | Inventory | Auxiliary contact 1C/O OF for CVS MCCB, Frame size CVS100BS
7832 | Auxiliary contact 1NO + Trip indication contact 1NC for CVS MCCB, Frame size CVS100BS | MCCB Accessories | LV_Switchgear | EZAUX11 | SCHNEIDER | 0 | Aux./Trip Contact | Nos. | None | Inventory | Auxiliary contact 1NO + Trip indication contact 1NC for CVS MCCB, Frame size CVS100BS
10676 | LVM, TYPE-MG73B9, 3 PHASE, 4 WIRE, DIN RAIL MOUNT, 240V AC, UV/OV WITH SELECTABLE ON DELAY (0.5 TO 15 Sec.) 2 C/O CONTACT. | RELAY | SWITCHGEAR | MG73B9 | GIC | _ | NA | Nos |  | Inventory | LVM, TYPE-MG73B9, 3 PHASE, 4 WIRE, DIN RAIL MOUNT, 240V AC, UV/OV WITH SELECTABLE ON DELAY (0.5 TO 15 Sec.) 2 C/O CONTACT.
16563 | DIGITAL HOUR METER RESSETABLE,AUX. Supply-85-265V AC/DC WITH RELAY OUTPUT | METER | SWITCHGEAR | Z2221N0G2FT00 | GIC | _ | NA | Nos | None | Inventory | DIGITAL HOUR METER RESSETABLE,AUX. Supply-85-265V AC/DC WITH RELAY OUTPUT
7835 | FABRICATION CHARGES WITHOUT MATERIALS 12% gst | CRCA | METAL | FABRICATION-CHARGES-12% | REPUTED | - | - | KGS |  | Non Inventory | FABRICATION CHARGES WITHOUT MATERIALS 12% gst
7836 | FABRICATION CHARGES WITHOUT MATERIALS | CRCA | METAL | FABRICATION-CHARGES-18% | REPUTED | - | - | KGS |  | Non Inventory | FABRICATION CHARGES WITHOUT MATERIALS
7837 | FABRICATION CHARGES WITH SHEETS WITHOUT POWDER COATING | CRCA | METAL | FABRICATION-WITH-SHEET-WITHOUT-PC | REPUTED | - | - | KGS |  | Non Inventory | FABRICATION CHARGES WITH SHEETS WITHOUT POWDER COATING
8030 | THERMOSTAT, SETTING : 00-60 DEG. CEN. 20A, 230V AC, 50 HZ. | THERMOSTAT | SWITCHGEAR | GIR-THERMOSTAT-20A-230V | GIRISH EGO | - | - | Nos. |  | Inventory | THERMOSTAT, SETTING : 00-60 DEG. CEN. 20A, 230V AC, 50 HZ.
7839 | AIRCIRCULATORS OSCILLATING TYPE, 750MM 30" PEDESTAL FAN | CAPITAL GOODS | TOOLS | FAN-30-PED | ALMONARD | - | - | Nos |  | Non Inventory | AIRCIRCULATORS OSCILLATING TYPE, 750MM 30" PEDESTAL FAN
3317 | FIBER ARM FOR ISOLATOR, DRG NO - 4-1UVC-8015 | LBS/ISO | SWITCHGEAR | 4-1UVC-8015 | GLASSFIBRE | _ | NA | Nos | None | Inventory | FIBER ARM FOR ISOLATOR, DRG NO - 4-1UVC-8015
3318 | FIBER BLOCK FOR ISOLATOR, DRG NO - 4-1UVC-8016 | LBS/ISO | SWITCHGEAR | 4-1UVC-8016 | GLASSFIBRE | _ | NA | Nos | None | Inventory | FIBER BLOCK FOR ISOLATOR, DRG NO - 4-1UVC-8016
5205 | CTD I/P 110V DC, O/P 110V DC | POWER PACK | SWITCHGEAR | CAPACITOR TRIP DEVICE | GOGATE | _ | NA | Nos | None | Inventory | CTD I/P 110V DC, O/P 110V DC
7843 | LOCKING BAR GUIDE FOR 11KV PANEL | DOOR LOCK | ACCESSORIES | FB006-LOCKINGBAR-GUIDE | ARIHANT | _ | NA | Nos |  | Inventory | LOCKING BAR GUIDE FOR 11KV PANEL
8391 | 6 Inch Fan, Aux Voltage 230VAC, HI-COOL | FAN | SWITCHGEAR | HIC-17A230HBAC-M | HICOOL | _ | NA | Nos |  | Inventory | 6 Inch Fan, Aux Voltage 230VAC, HI-COOL
8392 | 10 Inch Fan, Aux Voltage 230VAC, HI-COOL | FAN | SWITCHGEAR | HIC-280A230HBAC-M | HICOOL | _ | NA | Nos |  | Inventory | 10 Inch Fan, Aux Voltage 230VAC, HI-COOL
4980 | 26-PORT GIGABIT ETHERNET SWITCH (20 x GE TX POE+ PORTS, 4 x GE COMBO/POE+ PORTS, 2 x GE SFP SLOTS),MANAGED , IPV6, FANLESS DESIGN. | ETHERNET SWITCH | SWITCHGEAR | BN3049-2O4C20TTM9MS | HI-SCOM | - | - | Nos. |  | Inventory | 26-PORT GIGABIT ETHERNET SWITCH (20 x GE TX POE+ PORTS, 4 x GE COMBO/POE+ PORTS, 2 x GE SFP SLOTS),MANAGED , IPV6, FANLESS DESIGN.
8423 | FAST ETHERNET SWITCH SFP/LC TRANSCEIVER. | ETHERNET SWITCH | SWITCHGEAR | HS-GSFP-LX/LC | HI-SCOM | - | - | Nos. |  | Inventory | FAST ETHERNET SWITCH SFP/LC TRANSCEIVER.
8424 | FAST ETHERNET MULTIMODULE SFP/LC TRANSCEIVER | SFP MODULE | SWITCHGEAR | HS-GSFP-SX/LC | HI-SCOM | - | - | Nos. |  | Inventory | FAST ETHERNET MULTIMODULE SFP/LC TRANSCEIVER
7849 | U STRIP EPDM GASKET BLACK COLOUR-MAKE -ARIHANT-FD 0922 | Gasket | ACCESSORIES | FD-0922-U-STRIP-EPDM | ARIHANT | _ | NA | MTRS |  | Inventory | U STRIP EPDM GASKET BLACK COLOUR-MAKE -ARIHANT-FD 0922
7850 | FEMALE SOCKET LUG & GUID LOCK | LUG | WIRE & ACCESSORIES | FEMALE-LUG_GUID_LOCK | REPUTED | _ | NA | Nos |  | Inventory | FEMALE SOCKET LUG & GUID LOCK
7851 | RAW MATERIAL | PACKING MATERIAL | PACKING | FEVIQUICK | REPUTED | _ | NA | Nos |  | Inventory | RAW MATERIAL
20 | 1.5SQ.MM_COMBIFLEX_LUGS SUITABLE FOR RHGX20 CASE | RELAY | SWITCHGEAR | 1.5SQ.MM_COMBIFLEX_LUGS | Hitachi | _ | NA | Nos |  | Inventory | 1.5SQ.MM_COMBIFLEX_LUGS SUITABLE FOR RHGX20 CASE
115 | 6.6 KVAR , MPP CAPACITOR, CYLINDRICAL TYPE, HD CAPACITOR @ 525V | CAPACITOR | SWITCHGEAR | 1HYC414008-102-1 | Hitachi | 6.6kVAR | - | Nos. |  | Inventory | 6.6 KVAR , MPP CAPACITOR, CYLINDRICAL TYPE, HD CAPACITOR @ 525V
7854 | 63A TP ISOLATOR @800V AC | MCCB | LV_Switchgear | FGS0638003P | L&T | 32A | - | Nos. |  | Inventory | 63A TP ISOLATOR @800V AC
7855 | 160A TP ON LOAD SD ISOLATOR,AC21B @800V AC | MCCB | LV_Switchgear | FGS160-8003P | L&T | - | - | Nos. |  | Inventory | 160A TP ON LOAD SD ISOLATOR,AC21B @800V AC
7856 | Segregation kit,W=600mm, 200x900(HxD)mm | ArTuK | LV PANEL | FH1020-1 | ABB | - | - | KGS |  | Inventory | Segregation kit,W=600mm, 200x900(HxD)mm
7857 | Segregation kit,W=600mm, 300x900(HxD)mm | ArTuK | LV PANEL | FH1030-1 | ABB | - | - | KGS |  | Inventory | Segregation kit,W=600mm, 300x900(HxD)mm
7858 | Segregation kit,W=600mm, 400x900(HxD)mm | ArTuK | LV PANEL | FH1040-1 | ABB | - | - | KGS |  | Inventory | Segregation kit,W=600mm, 400x900(HxD)mm
7859 | Segregation kit,W=600mm, 500x900(HxD)mm | ArTuK | LV PANEL | FH1050-1 | ABB | - | - | KGS |  | Inventory | Segregation kit,W=600mm, 500x900(HxD)mm
7860 | Segregation kit,W=600mm, 600x900(HxD)mm | ArTuK | LV PANEL | FH1060-1 | ABB | - | - | KGS |  | Inventory | Segregation kit,W=600mm, 600x900(HxD)mm
7861 | Segregation kit,W=600mm, 700x900(HxD)mm | ArTuK | LV PANEL | FH1070-1 | ABB | - | - | KGS |  | Inventory | Segregation kit,W=600mm, 700x900(HxD)mm
7862 | Segregation kit,W=600mm, 800x900(HxD)mm | ArTuK | LV PANEL | FH1080-1 | ABB | - | - | KGS |  | Inventory | Segregation kit,W=600mm, 800x900(HxD)mm
7863 | Segregation kit Emax E4/E6 withdrawable,1000x900(WxD)mm | ArTuK | LV PANEL | FH3191-1 | ABB | - | - | KGS |  | Inventory | Segregation kit Emax E4/E6 withdrawable,1000x900(WxD)mm
7864 | Segregation kit Emax E6 withdrawable,1200x900(WxD)mm | ArTuK | LV PANEL | FH3191/2-1 | ABB | - | - | KGS |  | Inventory | Segregation kit Emax E6 withdrawable,1200x900(WxD)mm
7865 | Segregation kit Emax E1-E2-E3 withdrawable,600x900(HxD)mm | ArTuK | LV PANEL | FH3691-1 | ABB | - | - | KGS |  | Inventory | Segregation kit Emax E1-E2-E3 withdrawable,600x900(HxD)mm
7866 | Segregation kit Emax E1-E2-E3 withdrawable,800x900(HxD)mm | ArTuK | LV PANEL | FH3966-1 | ABB | - | - | KGS |  | Inventory | Segregation kit Emax E1-E2-E3 withdrawable,800x900(HxD)mm
7867 | FINGER INSULATOR ONE BUS, SIZE: 70X50 | INSULATOR | BUSBAR & ACCESSORIES | FINGER-INSU-1-BUS-70X50 | REPUTED | _ | NA | Nos |  | Inventory | FINGER INSULATOR ONE BUS, SIZE: 70X50
7868 | FINGER INSULATOR TWO BUS, SIZE: 70X60 | INSULATOR | BUSBAR & ACCESSORIES | FINGER-INSU-2-BUS-70X60 | REPUTED | _ | NA | Nos |  | Inventory | FINGER INSULATOR TWO BUS, SIZE: 70X60
7869 | FINGER INSULATOR THREE BUS, SIZE: 80X70 | INSULATOR | BUSBAR & ACCESSORIES | FINGER-INSU-3-BUS-80X70 | REPUTED | _ | NA | Nos |  | Inventory | FINGER INSULATOR THREE BUS, SIZE: 80X70
116 | 12.5 KVAR , MPP CAPACITOR, CYLINDRICAL TYPE, HD CAPACITOR @ 525V | CAPACITOR | SWITCHGEAR | 1HYC414008-105-1 | Hitachi | 12.5kVAr | - | Nos. |  | Inventory | 12.5 KVAR , MPP CAPACITOR, CYLINDRICAL TYPE, HD CAPACITOR @ 525V
117 | 25 KVAR , MPP CAPACITOR, CYLINDRICAL TYPE, HD CAPACITOR @ 525V | CAPACITOR | SWITCHGEAR | 1HYC414008-112-1 | Hitachi | 25kVAr | - | Nos. |  | Inventory | 25 KVAR , MPP CAPACITOR, CYLINDRICAL TYPE, HD CAPACITOR @ 525V
118 | 33.1 KVAR , MPP CAPACITOR, CYLINDRICAL TYPE, HD CAPACITOR @ 525V | CAPACITOR | SWITCHGEAR | 1HYC414008-113-1 | Hitachi | 33.3kVAr | - | Nos. |  | Inventory | 33.1 KVAR , MPP CAPACITOR, CYLINDRICAL TYPE, HD CAPACITOR @ 525V
7873 | COPPER FIX PLATE SIZE: 80X75MM, FOR 33KV VD4 | CU BUSBAR | BUSBAR & ACCESSORIES | FIX-PLATE-80X75MM | REPUTED | _ | NA | Nos | None | Inventory | COPPER FIX PLATE SIZE: 80X75MM, FOR 33KV VD4
7874 | Flap disc x 4 inch dia-120 | Welding ACC | ACCESSORIES | FLAP DISC X 4 INCH DIA-120 | REPUTED | _ | NA | Nos | None | Inventory | Flap disc x 4 inch dia-120
7875 | Flap disc x 4 inch dia-80 | Welding ACC | ACCESSORIES | FLAP DISC X 4 INCH DIA-80 | REPUTED | _ | NA | Nos | None | Inventory | Flap disc x 4 inch dia-80
7876 | Flap disc x 5 inch dia-120 | Welding ACC | ACCESSORIES | FLAP DISC X 5 INCH DIA-120 | REPUTED | _ | NA | Nos | None | Inventory | Flap disc x 5 inch dia-120
7877 | Flap disc x 5 inch dia-80 | Welding ACC | ACCESSORIES | FLAP DISC X 5 INCH DIA-80 | REPUTED | _ | NA | Nos | None | Inventory | Flap disc x 5 inch dia-80
7878 | Flap disc x 4 inch dia-60 | Welding ACC | ACCESSORIES | FLAP DISC-4 INCH DIA-60 | REPUTED | _ | NA | Nos | None | Inventory | Flap disc x 4 inch dia-60
7879 | Flap disc x 5 inch dia-60 | Welding ACC | ACCESSORIES | FLAP DISC-5 INCN DIA-60 | REPUTED | _ | NA | Nos | None | Inventory | Flap disc x 5 inch dia-60
7880 | FLEXIBLE PIPE 3/4 50M | BROUGHTOUT | WIRE & ACCESSORIES | FLEXIBLE PIPE 3/4 50M | REPUTED | _ | NA | Nos | None | Inventory | FLEXIBLE PIPE 3/4 50M
7881 | Flovel logo, size- 150mmX40mm (WxH), SS Material. | DANGER BOARD | ACCESSORIES | FLOVEL-LOGO | REPUTED | - | NA | Nos |  | Inventory | Flovel logo, size- 150mmX40mm (WxH), SS Material.
7882 | SPD, 1 L-N/PE type-1+2, 50kA. | SPD | LV_Switchgear | FLT+CTRL0.9 | PHOENIX | - | - | Nos |  | Inventory | SPD, 1 L-N/PE type-1+2, 50kA.
7883 | SPD, N-PE, type-1+2, 100kA. | SPD | LV_Switchgear | FLT100N/PE | PHOENIX | - | - | Nos |  | Inventory | SPD, N-PE, type-1+2, 100kA.
7884 | 6 inch fan 115V AC+ filter IP-55 | EXH FAN | LV_Switchgear | FN15U115VD5-100 | REWA | - | - | Nos. |  | Inventory | 6 inch fan 115V AC+ filter IP-55
7885 | 6 inch fan 230V AC+ filter IP-55 | EXH FAN | LV_Switchgear | FN15U230VD5-100 | REWA | - | - | Nos. |  | Inventory | 6 inch fan 230V AC+ filter IP-55
7886 | 8 inch fan 230V AC+ filter IP-55 | MCCB | LV_Switchgear | FN20U230VD5-100 | REWA | _ | - | Nos. |  | Inventory | 8 inch fan 230V AC+ filter IP-55
7887 | FOAM GASCKET 30X6MM Make : Perfect | Gasket | ACCESSORIES | FOAM GASCKET 30X6MM | REPUTED | _ | NA | MTRS | None | Inventory | FOAM GASCKET 30X6MM Make : Perfect
7888 | FOAM 10MM, 1400MM, | PACKING MATERIAL | PACKING | FOAM-10MM | REPUTED | _ | NA | MTRS |  | Inventory | FOAM 10MM, 1400MM,
7889 | PAKING ROLL | PACKING MATERIAL | PACKING | FOR_PACKING | REPUTED | _ | NA | Nos |  | Inventory | PAKING ROLL
7890 | Fork - 1800 mm Long in Lieu of Std 1200 mm (Set of 2) | CAPITAL GOODS | TOOLS | FORK-1800MM | KION | - | - | SET |  | Non Inventory | Fork - 1800 mm Long in Lieu of Std 1200 mm (Set of 2)
7891 | Fork Extension 2000 mm (Set of 2) | CAPITAL GOODS | TOOLS | FORK-EXT-2000 | KION | - | - | SET |  | Non Inventory | Fork Extension 2000 mm (Set of 2)
7892 | Fork Extension 3000 mm (Set of 2) | CAPITAL GOODS | TOOLS | FORK-EXT-3000 | KION | - | - | SET |  | Non Inventory | Fork Extension 3000 mm (Set of 2)
7893 | FORK EXTENTION 2000MM (SET OF 2) | CAPITAL GOODS | TOOLS | FORK-EXTENTION | KION | - | - | Nos |  | Inventory | FORK EXTENTION 2000MM (SET OF 2)
7894 | FORK LIFT BALANCE PLATE DETAILS SIZES AS PER THE DRG NO - 4-3VD-28701 | C CHANNEL | METAL | FORK-LIFT-BALANCE-PLATE | BALBIR | _ | NA | Nos |  | Non Inventory | FORK LIFT BALANCE PLATE DETAILS SIZES AS PER THE DRG NO - 4-3VD-28701
7895 | FORK TYPE BUSBAR LINK FOR DP MCB-DP 6 MOD | MCB Accessories | LV_Switchgear | FORKB/B-MCB-DP-6MOD | REPUTED | 0 | - | Nos. |  | Inventory | FORK TYPE BUSBAR LINK FOR DP MCB-DP 6 MOD
7896 | FOAM 20MM, 1400MM, | PACKING MATERIAL | PACKING | FORM-20MM | REPUTED | _ | NA | MTRS |  | Inventory | FOAM 20MM, 1400MM,
128 | 20 KVAR, 7% DETUNED REACTOR , ALUMINUM WOUND | REACTOR | SWITCHGEAR | 1HYC418000-1284-MP | Hitachi | - | - | Nos |  | Inventory | 20 KVAR, 7% DETUNED REACTOR , ALUMINUM WOUND
129 | 5 KVAR, 7% DETUNED REACTOR , ALUMINUM WOUND | REACTOR | SWITCHGEAR | 1HYC418000-1299-MP | Hitachi | - | - | Nos |  | Inventory | 5 KVAR, 7% DETUNED REACTOR , ALUMINUM WOUND
132 | 10 KVAR, 7% DETUNED REACTOR , ALUMINUM WOUND | REACTOR | SWITCHGEAR | 1HYC418000-1314-MP | Hitachi | - | - | Nos |  | Inventory | 10 KVAR, 7% DETUNED REACTOR , ALUMINUM WOUND
146 | MULTIPLIER RELAY FOR BREAKER CONTACTS, TYPE : RXMVF21, COMBIFLEX MOUNTING, SIZE : 2S, 12C, LATCH RELAY, ELECTRICAL RESET, CONTACTS : 7NO + 7NC, AUX. VOLTAGE : 110VDC | RELAY | SWITCHGEAR | 1MRK030401-AN | Hitachi | _ | NA | Nos |  | Inventory | MULTIPLIER RELAY FOR BREAKER CONTACTS, TYPE : RXMVF21, COMBIFLEX MOUNTING, SIZE : 2S, 12C, LATCH RELAY, ELECTRICAL RESET, CONTACTS : 7NO + 7NC, AUX. VOLTAGE : 110VDC
160 | TRIP CIRCUIT SUPERVISION RELAY, TYPE: TSR-B, CONTACTS : 1 NO+2 NC, AUX.VOLTAGE :110V DC ORDER CODE: 1MYN569339-A , | RELAY | SWITCHGEAR | 1MYN569339-A | Hitachi | _ | NA | Nos |  | Inventory | TRIP CIRCUIT SUPERVISION RELAY, TYPE: TSR-B, CONTACTS : 1 NO+2 NC, AUX.VOLTAGE :110V DC ORDER CODE: 1MYN569339-A ,
7902 | FRP_ROD-197X16MM DIA(OUTER),INNER DIA-10MM FOR ArTu K PANEL | FRP | BUSBAR & ACCESSORIES | FRP_ROD-197X16MM | REPUTED | - | - | Nos |  | Inventory | FRP_ROD-197X16MM DIA(OUTER),INNER DIA-10MM FOR ArTu K PANEL
2475 | 2.5SQ.MM_COMBIFLEX_LUGS SUITABLE FOR RHGX20 CASE | RELAY | SWITCHGEAR | 2.5SQ.MM_COMBIFLEX_LUGS | Hitachi | _ | NA | Nos |  | Inventory | 2.5SQ.MM_COMBIFLEX_LUGS SUITABLE FOR RHGX20 CASE
7904 | 10X300 FULL THREAD BOLT | MS HARD | HARDWARE & ACCESSORIES | FULL-THR-10X300 | REPUTED | BOLT | NA | Nos |  | Inventory | 10X300 FULL THREAD BOLT
7905 | 8X12 FULL THREAD GRUB SCREW | MS HARD | HARDWARE & ACCESSORIES | FULL-THR-GRUB-8X12 | REPUTED | BOLT | NA | Nos |  | Inventory | 8X12 FULL THREAD GRUB SCREW
7906 | 10X25 FULL THREAD BOLT UNBRACO | MS HARD | HARDWARE & ACCESSORIES | FULL-THR-UNBRA-10X25 | REPUTED | BOLT | NA | Nos | None | Inventory | 10X25 FULL THREAD BOLT UNBRACO
7907 | 10X30 FULL THREAD BOLT UNBRACO | MS HARD | HARDWARE & ACCESSORIES | FULL-THR-UNBRA-10X30 | REPUTED | BOLT | NA | Nos | None | Inventory | 10X30 FULL THREAD BOLT UNBRACO
7908 | 10X40 FULL THREAD BOLT UNBRACO | MS HARD | HARDWARE & ACCESSORIES | FULL-THR-UNBRA-10X40 | REPUTED | BOLT | NA | Nos | None | Inventory | 10X40 FULL THREAD BOLT UNBRACO
7909 | 10X50 FULL THREAD BOLT UNBRACO | MS HARD | HARDWARE & ACCESSORIES | FULL-THR-UNBRA-10X50 | REPUTED | BOLT | NA | Nos | None | Inventory | 10X50 FULL THREAD BOLT UNBRACO
7910 | 10X75 FULL THREAD BOLT UNBRACO | MS HARD | HARDWARE & ACCESSORIES | FULL-THR-UNBRA-10X75 | REPUTED | BOLT | NA | Nos | None | Inventory | 10X75 FULL THREAD BOLT UNBRACO
7911 | 12X25 FULL THREAD BOLT UNBRACO | MS HARD | HARDWARE & ACCESSORIES | FULL-THR-UNBRA-12X25 | REPUTED | BOLT | NA | Nos | None | Inventory | 12X25 FULL THREAD BOLT UNBRACO
7912 | 12X30 FULL THREAD BOLT UNBRACO | MS HARD | HARDWARE & ACCESSORIES | FULL-THR-UNBRA-12X30 | REPUTED | BOLT | NA | Nos | None | Inventory | 12X30 FULL THREAD BOLT UNBRACO
7913 | 12X40 FULL THREAD BOLT UNBRACO | MS HARD | HARDWARE & ACCESSORIES | FULL-THR-UNBRA-12X40 | REPUTED | BOLT | NA | Nos | None | Inventory | 12X40 FULL THREAD BOLT UNBRACO
7914 | 12X50 FULL THREAD BOLT UNBRACO | MS HARD | HARDWARE & ACCESSORIES | FULL-THR-UNBRA-12X50 | REPUTED | BOLT | NA | Nos | None | Inventory | 12X50 FULL THREAD BOLT UNBRACO
7915 | 12X60 FULL THREAD BOLT UNBRACO | MS HARD | HARDWARE & ACCESSORIES | FULL-THR-UNBRA-12X60 | REPUTED | BOLT | NA | Nos | None | Inventory | 12X60 FULL THREAD BOLT UNBRACO
7916 | 12X70 FULL THREAD BOLT UNBRACO | MS HARD | HARDWARE & ACCESSORIES | FULL-THR-UNBRA-12X70 | REPUTED | BOLT | NA | Nos | None | Inventory | 12X70 FULL THREAD BOLT UNBRACO
7917 | 6X15 FULL THREAD BOLT UNBRACO | MS HARD | HARDWARE & ACCESSORIES | FULL-THR-UNBRA-6X15 | REPUTED | BOLT | NA | Nos | None | Inventory | 6X15 FULL THREAD BOLT UNBRACO
7918 | 6X20 FULL THREAD BOLT UNBRACO | MS HARD | HARDWARE & ACCESSORIES | FULL-THR-UNBRA-6X20 | REPUTED | BOLT | NA | Nos | None | Inventory | 6X20 FULL THREAD BOLT UNBRACO
7919 | 6X30 FULL THREAD BOLT UNBRACO | MS HARD | HARDWARE & ACCESSORIES | FULL-THR-UNBRA-6X30 | REPUTED | BOLT | NA | Nos | None | Inventory | 6X30 FULL THREAD BOLT UNBRACO
7920 | 8X20 FULL THREAD BOLT UNBRACO | MS HARD | HARDWARE & ACCESSORIES | FULL-THR-UNBRA-8X20 | REPUTED | BOLT | NA | Nos | None | Inventory | 8X20 FULL THREAD BOLT UNBRACO
7921 | 8X50 FULL THREAD BOLT UNBRACO | MS HARD | HARDWARE & ACCESSORIES | FULL-THR-UNBRA-8X50 | REPUTED | BOLT | NA | Nos | None | Inventory | 8X50 FULL THREAD BOLT UNBRACO
7922 | INK RIBBIN BLACK LETWIN | FERULES TUBE | WIRE & ACCESSORIES | FURREL-TUBE | TRISHUL | _ | NA | MTRS | None | Inventory | INK RIBBIN BLACK LETWIN
8610 | RESISTOR UNIT FOR RXMVB4 TRIP RELAY , TYPE : RXTMA , WITH 8*47 OHMS, 5W, RESISTORS, AUX VOLTAGE :110V DC. | RELAY | SWITCHGEAR | INRK711-008-AA | Hitachi | _ | NA | Nos |  | Inventory | RESISTOR UNIT FOR RXMVB4 TRIP RELAY , TYPE : RXTMA , WITH 8*47 OHMS, 5W, RESISTORS, AUX VOLTAGE :110V DC.
13963 | REB 670, BUS DIFFERENTIAL PROTECTION RELAY (50LBB,87BB,) FLUSH MOUNTING, AUX. VOLTAGE: 110V DC, CONTACTS: 80 BI, 24 BO, In: 1A, WITH IEC 61850 COMMUNICATION WITH RJ45 PORT : IED CODE:REB670*2.2-A31X03-C07C11-B1X0-EE-CB-B-A1A1-CD1AD1D1D1D1XXXXX-PXXXXXXXXXXXXX | RELAY | SWITCHGEAR | REB670*2.2-A31X03-C07C11-B1X0-EE-CB-B-A1A1-CD1AD1D1D1D1XXXXX-PXXXXXXXXXXXXX | Hitachi | _ | NA | Nos |  | Inventory | REB 670, BUS DIFFERENTIAL PROTECTION RELAY (50LBB,87BB,) FLUSH MOUNTING, AUX. VOLTAGE: 110V DC, CONTACTS: 80 BI, 24 BO, In: 1A, WITH IEC 61850 COMMUNICATION WITH RJ45 PORT : IED CODE:REB670*2.2-A31X03-C07C11-B1X0-EE-CB-B-A1A1-CD1AD1D1D1D1XXXXX-PXXXXXXXXXXXXX
13964 | REB670 RELAY | RELAY | SWITCHGEAR | REB670-2.2-A31X03-C07C11H05-B1X0-EC-CB-B-A1A1-CD1AD1D1D1AXXXXX-KXXXXXXXXXXXXX | Hitachi | _ | NA | Nos |  | Inventory | REB670 RELAY
14048 | Bay control, REC670, A30, Single breaker 1MRK004814-AG, Order Code :REC670*2.2-A30X00-A02C51D02E01F01H04-B1X0-BB-CB-B-A6-CD1AD1ARD1AR-KXXXXXXXXXXY | RELAY | SWITCHGEAR | REC670*2.2-A30X00-A02C51D02E01F01H04-B1X0-BB-CB-B-A6-CD1AD1ARD1AR-KXXXXXXXXXXY | Hitachi | _ | NA | Nos |  | Inventory | Bay control, REC670, A30, Single breaker 1MRK004814-AG, Order Code :REC670*2.2-A30X00-A02C51D02E01F01H04-B1X0-BB-CB-B-A6-CD1AD1ARD1AR-KXXXXXXXXXXY
14052 | TYPE: RED670, NUMERICAL LINE DIFFERENTIAL PROTECTION RELAY (87L), FLUSH MOUNTING, CONTACTS: 16 BI + 24 BO, AUX. VOLTAGE: 220V DC, In: 1A, WITH FIBRE OPTIC PORT AND IEC61850 ON RJ45 PORT | RELAY | SWITCHGEAR | RED670 | Hitachi | _ | NA | Nos |  | Inventory | TYPE: RED670, NUMERICAL LINE DIFFERENTIAL PROTECTION RELAY (87L), FLUSH MOUNTING, CONTACTS: 16 BI + 24 BO, AUX. VOLTAGE: 220V DC, In: 1A, WITH FIBRE OPTIC PORT AND IEC61850 ON RJ45 PORT
14090 | TYPE: REL650, 3P, MULTIFUNCTION PROTECTION RELAY, FUNCTIONS: (50+51+50N+51N+21L+67+67N+27+59), FLUSH MOUNTING, AUX. VOLTAGE: 110V DC, In: 1A, FREQ.: 50 HZ, COMMUNICABLE TYPE WITH PROTOCOL IEC61850 | RELAY | SWITCHGEAR | REL650*1.1-A11X00-X00-B1X0-BE-SA-AX0-SA3-AAXX-B | Hitachi | - | - | Nos. |  | Inventory | TYPE: REL650, 3P, MULTIFUNCTION PROTECTION RELAY, FUNCTIONS: (50+51+50N+51N+21L+67+67N+27+59), FLUSH MOUNTING, AUX. VOLTAGE: 110V DC, In: 1A, FREQ.: 50 HZ, COMMUNICABLE TYPE WITH PROTOCOL IEC61850
14091 | TYPE: REL650, 3P, MULTIFUNCTION PROTECTION RELAY, , FLUSH MOUNTING, AUX. VOLTAGE: 110V-250V DC, FREQ.: 50/60 HZ. | RELAY | SWITCHGEAR | REL650*1.1-REL650-1.1-A01X00-X00-B1X0-BE-SA-AX0-SA3-AA-B | Hitachi | - | - | Nos. |  | Inventory | TYPE: REL650, 3P, MULTIFUNCTION PROTECTION RELAY, , FLUSH MOUNTING, AUX. VOLTAGE: 110V-250V DC, FREQ.: 50/60 HZ.
14092 | REL 670, LINE DISTANCE PROTECTION RELAY, NUMERICAL, COMMUNICABLE TYPE, FUNCTIONS: (21L,25,50LBB,50,50N,51,51N,27.1,59.1,27.2, 59.2,67,67N,68,79,81U,81O,81R, ), FLUSH MOUNTING, AUX. VOLTAGE: 110V DC, CONTACTS: 24 BI, 24 BO, In: 1A, IEC 61850 COMMUNICATION WITH RJ45 PORT : IED CODE: REL670*2.2-A42X00-C16F01-B1X0- AE-CB-B-A6-CD1AN1-PXXXXXXXXXXX | RELAY | SWITCHGEAR | REL670*2.2-A42X00-C16F01-B1X0-AE-CB-B-A6-CD1AN1-PXXXXXXXXXXX | Hitachi | _ | NA | Nos |  | Inventory | REL 670, LINE DISTANCE PROTECTION RELAY, NUMERICAL, COMMUNICABLE TYPE, FUNCTIONS: (21L,25,50LBB,50,50N,51,51N,27.1,59.1,27.2, 59.2,67,67N,68,79,81U,81O,81R, ), FLUSH MOUNTING, AUX. VOLTAGE: 110V DC, CONTACTS: 24 BI, 24 BO, In: 1A, IEC 61850 COMMUNICATION WITH RJ45 PORT : IED CODE: REL670*2.2-A42X00-C16F01-B1X0- AE-CB-B-A6-CD1AN1-PXXXXXXXXXXX
14093 | REL670 , Line Distance Protection | RELAY | SWITCHGEAR | REL670-2.2-A42X00-C39E04F01-B1X0-CB-CB-B-A6X0-CD1AXXX-KXXXXXXXXXXXXX | Hitachi | - | - | Nos. |  | Inventory | REL670 , Line Distance Protection
14125 | NUMERICAL, MULTIFUNCTION RELAY, TYPE - RET 650 / EQUI.FUNCTIONS: (50+51+50N+51N+27+59+64R (LOW IMPEDENCE & HIGH IMPEDANCE )+87T(LOW IMPEDENCE)+23/63+50LBB), FLUSH MOUNTING, AUX. VOLTAGE: 110V DC, CONTACTS: 32 BI + 24 BO, In: 1A, WITH IEC61850 PROTOCOL- RJ 45 PORT AND MODBUS PROTOCOL- RS 485 PORT | RELAY | SWITCHGEAR | RET650*2.2-A05X00-X00-B1X0-AE-CB-B-A19-CD1AD1-PXXXXXXXXXGX | Hitachi | _ | NA | Nos |  | Inventory | NUMERICAL, MULTIFUNCTION RELAY, TYPE - RET 650 / EQUI.FUNCTIONS: (50+51+50N+51N+27+59+64R (LOW IMPEDENCE & HIGH IMPEDANCE )+87T(LOW IMPEDENCE)+23/63+50LBB), FLUSH MOUNTING, AUX. VOLTAGE: 110V DC, CONTACTS: 32 BI + 24 BO, In: 1A, WITH IEC61850 PROTOCOL- RJ 45 PORT AND MODBUS PROTOCOL- RS 485 PORT
14126 | Transformer protection relay, RET670, B30, Multi breaker, 2 winding differential, 1MRK004816-BG , Order Code : RET670*2.2-B30X00-A02C05D01D03E01F02-B1X0-CB-CB-B-A3A3-CD1AD1XX-KXXXXXXXXXXXXX | RELAY | SWITCHGEAR | RET670*2.2-B30X00-A02C05D01D03E01F02-B1X0-CB-CB-B-A3A3-CD1AD1XX-KXXXXXXXXXXXXX | Hitachi | _ | NA | Nos |  | Inventory | Transformer protection relay, RET670, B30, Multi breaker, 2 winding differential, 1MRK004816-BG , Order Code : RET670*2.2-B30X00-A02C05D01D03E01F02-B1X0-CB-CB-B-A3A3-CD1AD1XX-KXXXXXXXXXXXXX
14127 | RET 670, TRANSFORMER DIFFERENTIAL PROTECTION RELAY(50+50N+51+51N+27+59+68+25+50LBB+49++67+67N+87T,64R,) FLUSH MOUNTING, AUX. VOLTAGE: 110V DC, CONTACTS: 24 BI, 24 BO, In: 1A, WITH IEC 61850 COMMUNICATION WITH RJ45 PORT ,IED CODE:RET670*2.2-B30X00-C05D03-B1X0-AE-CB-B-A3-CD1AN1-PXXXXXXXXXXX | RELAY | SWITCHGEAR | RET670*2.2-B30X00-C05D03-B1X0-AE-CB-B-A3-CD1AN1-PXXXXXXXXXXX | Hitachi | _ | NA | Nos |  | Inventory | RET 670, TRANSFORMER DIFFERENTIAL PROTECTION RELAY(50+50N+51+51N+27+59+68+25+50LBB+49++67+67N+87T,64R,) FLUSH MOUNTING, AUX. VOLTAGE: 110V DC, CONTACTS: 24 BI, 24 BO, In: 1A, WITH IEC 61850 COMMUNICATION WITH RJ45 PORT ,IED CODE:RET670*2.2-B30X00-C05D03-B1X0-AE-CB-B-A3-CD1AN1-PXXXXXXXXXXX
14128 | RET670 - Transformer Protection relay | RELAY | SWITCHGEAR | RET670-2.2-B30X00-A02C05D01D03E01F02-B1X0-CB-CB-B-A-3A3-CD1AD1XX-KXXXXXXXXXXXXX | Hitachi | _ | NA | Nos |  | Inventory | RET670 - Transformer Protection relay
14151 | RELAY CASE, TYPE : RHGX12, RELAY CASE WITH BASE FOR HOUSING FOLLOWING COMBIFLEX RELAYS | RELAY | SWITCHGEAR | RHGX12-1MYN560004-D | Hitachi | _ | NA | Nos |  | Inventory | RELAY CASE, TYPE : RHGX12, RELAY CASE WITH BASE FOR HOUSING FOLLOWING COMBIFLEX RELAYS
14152 | CASE WITH BASE, OVERALL DIMENSION: 468X446X471.5MM, CUT OUT DIMENSION: 448X190MM | RELAY | SWITCHGEAR | RHGX20 | Hitachi | _ | NA | Nos |  | Inventory | CASE WITH BASE, OVERALL DIMENSION: 468X446X471.5MM, CUT OUT DIMENSION: 448X190MM
14153 | RELAY CASE, TYPE : RHGX20, RELAY CASE WITH BASE FOR HOUSING COMBIFLEX RELAYS | RELAY | SWITCHGEAR | RHGX20-1MYN560004-D | Hitachi | _ | NA | Nos |  | Inventory | RELAY CASE, TYPE : RHGX20, RELAY CASE WITH BASE FOR HOUSING COMBIFLEX RELAYS
14156 | RELAY CASE, TYPE : RHGX8, RELAY CASE WITH BASE FOR HOUSING FOLLOWING COMBIFLEX RELAYS | RELAY | SWITCHGEAR | RHGX8-1MYN560004-D | Hitachi | _ | NA | Nos |  | Inventory | RELAY CASE, TYPE : RHGX8, RELAY CASE WITH BASE FOR HOUSING FOLLOWING COMBIFLEX RELAYS
7940 | GALVANIZING CHARGES THICKNESS 5MM | PLATING | METAL | GALVANIZING-5MM | REPUTED | - | - | KGS |  | Non Inventory | GALVANIZING CHARGES THICKNESS 5MM
7941 | GALVANIZING CHARGES THICKNESS 6MM | PLATING | METAL | GALVANIZING-6MM | REPUTED | - | - | KGS |  | Non Inventory | GALVANIZING CHARGES THICKNESS 6MM
7942 | GAS SUPPRESSING SYSTEM | ArTuK | LV PANEL | GAS-SUPPRESSING | NOVEC | - | - | KGS |  | Inventory | GAS SUPPRESSING SYSTEM
7943 | 11,22,33 KV-630A- 1250A SUITABLE FOR VD4 BREAKER-DIA-35 MM,HEIGHT-67 MM | GATTU | ACCESSORIES | GATTU-1 | TSPL | _ | NA | Nos |  | Inventory | 11,22,33 KV-630A- 1250A SUITABLE FOR VD4 BREAKER-DIA-35 MM,HEIGHT-67 MM
7944 | 33KV 1250A-DIA-35 MM,HEIGHT-110 MM-Drg no-4-3VC-98444 | GATTU | ACCESSORIES | GATTU-1250A-110-LENGTH | TSPL | _ | NA | Nos |  | Inventory | 33KV 1250A-DIA-35 MM,HEIGHT-110 MM-Drg no-4-3VC-98444
7945 | 11KV 1250A 40KA,DIA-35 MM,HEIGHT-93MM | GATTU | ACCESSORIES | GATTU-15 | TSPL | _ | NA | Nos |  | Inventory | 11KV 1250A 40KA,DIA-35 MM,HEIGHT-93MM
7946 | 11KV 1600A,DIA-54 MM,HEIGHT-112 MM | GATTU | ACCESSORIES | GATTU-16 | TSPL | _ | NA | Nos |  | Inventory | 11KV 1600A,DIA-54 MM,HEIGHT-112 MM
7947 | 33KV 1600A-DIA-79 MM,HEIGHT-67 MM | GATTU | ACCESSORIES | GATTU-1600A | TSPL | _ | NA | Nos |  | Inventory | 33KV 1600A-DIA-79 MM,HEIGHT-67 MM
7948 | 33KV 2000A,DIA-79 MM,HEIGHT-110 MM-DRG NO-4-3VC-9842-01 | GATTU | ACCESSORIES | GATTU-2000A-110-LENGHT | TSPL | _ | NA | Nos |  | Inventory | 33KV 2000A,DIA-79 MM,HEIGHT-110 MM-DRG NO-4-3VC-9842-01
7949 | 33KV HPA Make : SAINI ENGG | GATTU | ACCESSORIES | GATTU-33KV-HPA | TSPL | _ | NA | Nos | None | Inventory | 33KV HPA Make : SAINI ENGG
7950 | 11KV 3150A,DIA-109 MM,HEIGHT-111 MM | GATTU | ACCESSORIES | GATTU-394 | TSPL | _ | NA | Nos |  | Inventory | 11KV 3150A,DIA-109 MM,HEIGHT-111 MM
7951 | 11KV 2000A,DIA-79 MM ,HEIGHT-107 MM | GATTU | ACCESSORIES | GATTU-395 | TSPL | _ | NA | Nos |  | Inventory | 11KV 2000A,DIA-79 MM ,HEIGHT-107 MM
14210 | RTXP 18, TEST SWITCH FOR RET 670, SIZE : 4S, 6C, RK-926-115-CM | RELAY | SWITCHGEAR | RK-926-115-CM | Hitachi | _ | NA | Nos |  | Inventory | RTXP 18, TEST SWITCH FOR RET 670, SIZE : 4S, 6C, RK-926-115-CM
14211 | RTXP 18, TEST SWITCH FOR REF615, SIZE : 4S, 6C, | RELAY | SWITCHGEAR | RK-926-115-CV | Hitachi | _ | NA | Nos |  | Inventory | RTXP 18, TEST SWITCH FOR REF615, SIZE : 4S, 6C,
14212 | RTXP 18, TEST SWITCH FOR RET 670, SIZE : 4S, 6C, RK-926-115-DA | RELAY | SWITCHGEAR | RK-926-115-DA | Hitachi | _ | NA | Nos |  | Inventory | RTXP 18, TEST SWITCH FOR RET 670, SIZE : 4S, 6C, RK-926-115-DA
14213 | RTXP 18, TEST SWITCH FOR RET 670, SIZE : 4S, 6C, RK-926-115-DT | RELAY | SWITCHGEAR | RK-926-115-DT | Hitachi | _ | NA | Nos |  | Inventory | RTXP 18, TEST SWITCH FOR RET 670, SIZE : 4S, 6C, RK-926-115-DT
14214 | RXMA, DC FAIL ACCEPT RELAY WITH 2NO+2NC CONTACTS, AUX. VOLTAGE : 230V AC, | RELAY | SWITCHGEAR | RK211052-BS | Hitachi | _ | NA | Nos |  | Inventory | RXMA, DC FAIL ACCEPT RELAY WITH 2NO+2NC CONTACTS, AUX. VOLTAGE : 230V AC,
14215 | 3PH TRIPPING RELAY, TYPE: RXMVB4 (86), CONTACTS: 11NO+3NC HR ,ELECTRICALLY RESET. AUX VOLTAGE :110V DC. | RELAY | SWITCHGEAR | RK251900-XR(403-AN | Hitachi | _ | NA | Nos |  | Inventory | 3PH TRIPPING RELAY, TYPE: RXMVB4 (86), CONTACTS: 11NO+3NC HR ,ELECTRICALLY RESET. AUX VOLTAGE :110V DC.
7958 | Lever Shutter RH for 40KA Make : SMP ENGG. | SHUTTER ASSLY | ACCESSORIES | GCE8003360R0101 | TSPL | - | - | Nos |  | Inventory | Lever Shutter RH for 40KA Make : SMP ENGG.
7959 | Lever Shutter LH for 40KA Make : SMP ENGG. | SHUTTER ASSLY | ACCESSORIES | GCE8003360R0102 | TSPL | - | - | Nos |  | Inventory | Lever Shutter LH for 40KA Make : SMP ENGG.
7960 | Inter Locking Lever for 40KA | SHUTTER ASSLY | ACCESSORIES | GCE8003638-R0103 | TSPL | - | - | Nos |  | Inventory | Inter Locking Lever for 40KA
7961 | Inter Locking Lever -1 for 40KA | SHUTTER ASSLY | ACCESSORIES | GCE8003638-R0104 | TSPL | - | - | Nos |  | Inventory | Inter Locking Lever -1 for 40KA
7962 | PUSH BUTTON FOR OUT DOOR PANEL. | MECH PB | ACCESSORIES | GCE8005230R0101 | PANCHASHIL | _ | NA | Nos |  | Inventory | PUSH BUTTON FOR OUT DOOR PANEL.
7963 | PUSH BUTTON FOR OUT DOOR PANEL | MECH PB | ACCESSORIES | GCE8005230R0102 | PANCHASHIL | _ | NA | Nos |  | Inventory | PUSH BUTTON FOR OUT DOOR PANEL
7964 | BRUSH FOR SCRUBBING MACHINE, PRO AUTO SCRUB R56B. | SHOP | TOOLS | GCOB436233XXXX | REPUTED | - | - | Nos |  | Inventory | BRUSH FOR SCRUBBING MACHINE, PRO AUTO SCRUB R56B.
14216 | RXSF1, 2 ELEMENT RELAY WITH 1NO+2CO SR CONTACTS & HR FLAG, AUX. VOLTAGE : 110V DC, FOR DC SUPERVISION RELAY (80D) | RELAY | SWITCHGEAR | RK271006-AN | Hitachi | _ | NA | Nos |  | Inventory | RXSF1, 2 ELEMENT RELAY WITH 1NO+2CO SR CONTACTS & HR FLAG, AUX. VOLTAGE : 110V DC, FOR DC SUPERVISION RELAY (80D)
14217 | RXSF1, 2 ELEMENT RELAY WITH 3NO SR CONTACTS & HR FLAG,(63T) AUX. VOLTAGE : 110V DC, FOR BUCHOLZ 4TRIP & ALARM | - | SWITCHGEAR | RK271018-AN | Hitachi | _ | NA | Nos |  | Inventory | RXSF1, 2 ELEMENT RELAY WITH 3NO SR CONTACTS & HR FLAG,(63T) AUX. VOLTAGE : 110V DC, FOR BUCHOLZ 4TRIP & ALARM
14218 | Test handle : RTXH18, RK926011-BC | RELAY | SWITCHGEAR | RK926011-BC | Hitachi | _ | NA | Nos |  | Inventory | Test handle : RTXH18, RK926011-BC
8031 | LIMIT SWITCH, ROLLER-PLUNGER TYPE, CONTACTS: 2NO+2NC | LIMIT SWITCH | SWITCHGEAR | GLAA20C | HONEYWELL | - | - | Nos. |  | Inventory | LIMIT SWITCH, ROLLER-PLUNGER TYPE, CONTACTS: 2NO+2NC
8430 | DOOR LIMIT SWITCH WITH 1NO+1NC ELEMENT, AUX. VOLTAGE : 220V DC. | LIMIT SWITCH | SWITCHGEAR | HW-DLS-1NO+1NC | HONEYWELL | - | - | Nos. |  | Inventory | DOOR LIMIT SWITCH WITH 1NO+1NC ELEMENT, AUX. VOLTAGE : 220V DC.
8432 | HYGROSTAT-HONEYWELL, SETTING : 0-75 DEG. CEN. 20A, 230V AC, 50 HZ. DIN RAIL MOUNTING | THERMOSTAT | SWITCHGEAR | HYGROSTAT-HONEYWELL | HONEYWELL | _ | NA | Nos |  | Inventory | HYGROSTAT-HONEYWELL, SETTING : 0-75 DEG. CEN. 20A, 230V AC, 50 HZ. DIN RAIL MOUNTING
14826 | SMOKE DETECTOR. | - | SWITCHGEAR | SMOKE_DETECTOR | HONEYWELL | - | - | Nos. |  | Inventory | SMOKE DETECTOR.
8434 | DIGITAL MULTIFUNCTION METER, MODEL: ICD9501, 3 PHASE, 4 WIRE, 3 ELEMENT, CTR / PTR : PROGRAMMABLE TYPE, ACC. CLASS : 0.2S,In:1A, AUX. VOLTAGE : 110V AC, SIZE : 96mmx96mm. WITH MODBUS PROTOCOL & RS-485 PORT. | METER | SWITCHGEAR | ICD-9501-0.2S-RS485 | ICD | _ | NA | Nos. |  | Inventory | DIGITAL MULTIFUNCTION METER, MODEL: ICD9501, 3 PHASE, 4 WIRE, 3 ELEMENT, CTR / PTR : PROGRAMMABLE TYPE, ACC. CLASS : 0.2S,In:1A, AUX. VOLTAGE : 110V AC, SIZE : 96mmx96mm. WITH MODBUS PROTOCOL & RS-485 PORT.
8543 | 1PH, CONTROL TRANSFORMER, RATING:1KVA, RESIN CAST,PRIMARY :415VAC, SECONDARY : 230 VAC, SHORT TIME RATING | CONTROL TRANSFORMER | SWITCHGEAR | IND-CTRAFO-1KVA-415/230VAC-1PH | Indcoil | 1 KVA | - | Nos |  | Inventory | 1PH, CONTROL TRANSFORMER, RATING:1KVA, RESIN CAST,PRIMARY :415VAC, SECONDARY : 230 VAC, SHORT TIME RATING
8544 | 1PH, CONTROL TRANSFORMER, RATING:250VA, RESIN CAST, PRIMARY :800VAC, SECONDARY : 230 VAC, SHORT TIME RATING 500VA | - | SWITCHGEAR | IND-CTRAFO-250VA-800/230-1PH | Indcoil | 250VA | - | Nos |  | Inventory | 1PH, CONTROL TRANSFORMER, RATING:250VA, RESIN CAST, PRIMARY :800VAC, SECONDARY : 230 VAC, SHORT TIME RATING 500VA
8545 | 1PH, CONTROL TRANSFORMER, RATING:2KVA, RESIN CAST,PRIMARY :415VAC, SECONDARY : 230 VAC, SHORT TIME RATING | CONTROL TRANSFORMER | SWITCHGEAR | IND-CTRAFO-2KVA-415/230VAC-1PH | Indcoil | 2 KVA | - | Nos |  | Inventory | 1PH, CONTROL TRANSFORMER, RATING:2KVA, RESIN CAST,PRIMARY :415VAC, SECONDARY : 230 VAC, SHORT TIME RATING
8546 | 50/5A CL-0.5 10VA, TAPE WOUND | LT CT | SWITCHGEAR | IND-LT-50/5A-TAPE | Indcoil | _ | NA | Nos |  | Inventory | 50/5A CL-0.5 10VA, TAPE WOUND
7977 | 32A-100A TP 3Phase 4wire, Ground fault protection module for frame size CVS100 / NSX100 MCCB | MCCB Accessories | LV_Switchgear | GFP11CT13P | SCHNEIDER | 0 | Ground Fault Protection | Nos. | None | Inventory | 32A-100A TP 3Phase 4wire, Ground fault protection module for frame size CVS100 / NSX100 MCCB
7978 | 32A-100A FP 3Phase 4wire, Ground fault protection module for frame size CVS100 / NSX100 MCCB | MCCB Accessories | LV_Switchgear | GFP11CT14P | SCHNEIDER | 0 | Ground Fault Protection | Nos. | None | Inventory | 32A-100A FP 3Phase 4wire, Ground fault protection module for frame size CVS100 / NSX100 MCCB
7979 | 125A-250A TP 3Phase 4wire, Ground fault protection module for frame size CVS160-250 / NSX160-250 MCCB | MCCB Accessories | LV_Switchgear | GFP12CT23P | SCHNEIDER | 0 | Ground Fault Protection | Nos. | None | Inventory | 125A-250A TP 3Phase 4wire, Ground fault protection module for frame size CVS160-250 / NSX160-250 MCCB
7980 | 125A-250A FP 3Phase 4wire, Ground fault protection module for frame size CVS160-250 / NSX160-250 MCCB | MCCB Accessories | LV_Switchgear | GFP12CT24P | SCHNEIDER | 0 | Ground Fault Protection | Nos. | None | Inventory | 125A-250A FP 3Phase 4wire, Ground fault protection module for frame size CVS160-250 / NSX160-250 MCCB
7981 | 400A-630A TP 3Phase 4wire, Ground fault protection module for frame size CVS400-630 / NSX400-630 MCCB | MCCB Accessories | LV_Switchgear | GFP13CT33P | SCHNEIDER | 0 | Ground Fault Protection | Nos. | None | Inventory | 400A-630A TP 3Phase 4wire, Ground fault protection module for frame size CVS400-630 / NSX400-630 MCCB
7982 | 400A, 3Ph. 4Wire, Ground fault protection Module for Frame size CVS400-630/ NSX 400-630 MCCB | MCCB Accessories | LV_Switchgear | GFP13CT34P | SCHNEIDER | 0 | Ground Fault Protection | Nos. |  | Inventory | 400A, 3Ph. 4Wire, Ground fault protection Module for Frame size CVS400-630/ NSX 400-630 MCCB
7983 | 800A TP 3Phase 4wire, Ground fault protection module for frame size CVS800 MCCB | MCCB Accessories | LV_Switchgear | GFP14CT43P | SCHNEIDER | 0 | Ground Fault Protection | Nos. | None | Inventory | 800A TP 3Phase 4wire, Ground fault protection module for frame size CVS800 MCCB
7984 | 800A FP 3Phase 4wire, Ground fault protection module for frame size CVS800 MCCB | MCCB Accessories | LV_Switchgear | GFP14CT44P | SCHNEIDER | 0 | Ground Fault Protection | Nos. | None | Inventory | 800A FP 3Phase 4wire, Ground fault protection module for frame size CVS800 MCCB
7985 | HDG STRIP 30x6 | GI SHEET | METAL | GI-30X6 | JSW | _ | NA | KGS |  | Inventory | HDG STRIP 30x6
7986 | HDG STRIP | GI SHEET | METAL | GI-50X6 | JSW | _ | NA | KGS |  | Inventory | HDG STRIP
7987 | GI CUTTING CHARGES | GI SHEET | METAL | GI-CUTTING-CHARGES | JSW | - | - | KGS |  | Non Inventory | GI CUTTING CHARGES
7988 | GI Flat as per requirement 40x5 with Nut Bolt (optional as we may give you our 75mm x 6mm strip) | CAPITAL GOODS | TOOLS | GI-FLAT | REPUTED | _ | NA | MTRS |  | Non Inventory | GI Flat as per requirement 40x5 with Nut Bolt (optional as we may give you our 75mm x 6mm strip)
7989 | GI-SHEET-2500X1250X1.2, 120 GSM | GI SHEET | METAL | GI-SHT-2500X1250X1.2 | JSW | - | - | KGS |  | Inventory | GI-SHEET-2500X1250X1.2, 120 GSM
7990 | GI-SHEET-2500X1250X1.5, 275GSM coating without spangles | GI SHEET | METAL | GI-SHT-2500X1250X1.5-275GSM | JSW | - | - | KGS |  | Inventory | GI-SHEET-2500X1250X1.5, 275GSM coating without spangles
7991 | GI-SHEET-2500X1250X1.5, 275GSM coating with spangles | GI SHEET | METAL | GI-SHT-2500X1250X1.5-275GSM-SPANGLES | JSW | - | - | KGS |  | Inventory | GI-SHEET-2500X1250X1.5, 275GSM coating with spangles
7992 | GI-SHEET-2500X1250X1.6, 120 GSM | GI SHEET | METAL | GI-SHT-2500X1250X1.6 | JSW | - | - | KGS |  | Inventory | GI-SHEET-2500X1250X1.6, 120 GSM
7993 | GI-SHEET-2500X1250X2, 120GSM coating without spangles | GI SHEET | METAL | GI-SHT-2500X1250X2-120GSM | JSW | - | - | KGS |  | Inventory | GI-SHEET-2500X1250X2, 120GSM coating without spangles
7994 | GI-SHEET-2500X1250X2.0, 120 GSM | GI SHEET | METAL | GI-SHT-2500X1250X2.0 | JSW | - | - | KGS |  | Inventory | GI-SHEET-2500X1250X2.0, 120 GSM
7995 | GI-SHEET-2500X1250X2.0, 275GSM coating without spangles | GI SHEET | METAL | GI-SHT-2500X1250X2.0-275GSM | JSW | - | - | KGS |  | Inventory | GI-SHEET-2500X1250X2.0, 275GSM coating without spangles
7996 | GI-SHEET-2500X1250X2.5, 120 GSM | GI SHEET | METAL | GI-SHT-2500X1250X2.5 | JSW | - | - | KGS |  | Inventory | GI-SHEET-2500X1250X2.5, 120 GSM
7997 | GI-SHEET-2500X1250X2.5, 275GSM coating without spangles | GI SHEET | METAL | GI-SHT-2500X1250X2.5-275GSM | JSW | - | - | KGS |  | Inventory | GI-SHEET-2500X1250X2.5, 275GSM coating without spangles
7998 | GI-SHEET-2500X1250X3.0, 120 GSM | GI SHEET | METAL | GI-SHT-2500X1250X3.0 | JSW | - | - | KGS |  | Inventory | GI-SHEET-2500X1250X3.0, 120 GSM
7999 | GI-SHEET-2500X1250X3.0, 275GSM coating without spangles | GI SHEET | METAL | GI-SHT-2500X1250X3.0-275GSM | JSW | - | - | KGS |  | Inventory | GI-SHEET-2500X1250X3.0, 275GSM coating without spangles
8000 | GI-SHEET-2500X1250X4.0, 120 GSM | GI SHEET | METAL | GI-SHT-2500X1250X4.0 | JSW | - | - | KGS |  | Inventory | GI-SHEET-2500X1250X4.0, 120 GSM
8001 | GI-SHEET-2600X1250X2.5, 120 GSM | GI SHEET | METAL | GI-SHT-2600X1250X2.5 | JSW | - | - | KGS |  | Inventory | GI-SHEET-2600X1250X2.5, 120 GSM
8002 | GI-SHEET-3000X1250X2.0, 120 GSM | GI SHEET | METAL | GI-SHT-3000X1250X2.0 | JSW | - | - | KGS |  | Inventory | GI-SHEET-3000X1250X2.0, 120 GSM
8003 | GI-SHEET-3000X1250X2.0, 275GSM coating without spangles | GI SHEET | METAL | GI-SHT-3000X1250X2.0-275GSM | JSW | - | - | KGS |  | Inventory | GI-SHEET-3000X1250X2.0, 275GSM coating without spangles
8004 | GI-SHEET-3000X1250X2.0, 275GSM coating with spangles | GI SHEET | METAL | GI-SHT-3000X1250X2.0-275GSM-SPANGLES | JSW | - | - | KGS |  | Inventory | GI-SHEET-3000X1250X2.0, 275GSM coating with spangles
8005 | GI-SHEET-3000X1250X2.5, 120 GSM | GI SHEET | METAL | GI-SHT-3000X1250X2.5 | JSW | - | - | KGS |  | Inventory | GI-SHEET-3000X1250X2.5, 120 GSM
8006 | GI-SHEET-3000X1250X2.5, 275GSM coating without spangles | GI SHEET | METAL | GI-SHT-3000X1250X2.5-275GSM | JSW | - | - | KGS |  | Inventory | GI-SHEET-3000X1250X2.5, 275GSM coating without spangles
8007 | GI-SHEET-3000X1250X2.5, 275GSM coating with spangles | GI SHEET | METAL | GI-SHT-3000X1250X2.5-275GSM-SPANGLES | JSW | - | - | KGS |  | Inventory | GI-SHEET-3000X1250X2.5, 275GSM coating with spangles
8008 | GI-SHEET-3000X1250X3.0, 275GSM coating without spangles | GI SHEET | METAL | GI-SHT-3000X1250X3.0-275GSM | JSW | - | - | KGS |  | Inventory | GI-SHEET-3000X1250X3.0, 275GSM coating without spangles
8009 | GI-SHEET-3000X1250X3.0, 275GSM coating with spangles | GI SHEET | METAL | GI-SHT-3000X1250X3.0-275GSM-SPANGLES | JSW | - | - | KGS |  | Inventory | GI-SHEET-3000X1250X3.0, 275GSM coating with spangles
8010 | GI-SHEET-3000X1500X2, 120 GSM | GI SHEET | METAL | GI-SHT-3000X1500X2 | JSW | - | - | KGS |  | Inventory | GI-SHEET-3000X1500X2, 120 GSM
8011 | GI-SHEET-3000X1500X2.0, 275GSM coating without spangles | GI SHEET | METAL | GI-SHT-3000X1500X2.0-275GSM | JSW | - | - | KGS |  | Inventory | GI-SHEET-3000X1500X2.0, 275GSM coating without spangles
8012 | GI-SHEET-3000X1500X2.0, 275GSM coating with spangles | GI SHEET | METAL | GI-SHT-3000X1500X2.0-275GSM-SPANGLES | JSW | - | - | KGS |  | Inventory | GI-SHEET-3000X1500X2.0, 275GSM coating with spangles
8013 | DOOR-SIEMENS-HINGE-PIN | MS HARD | HARDWARE & ACCESSORIES | GI-SIEMENS-HINGE-PIN. | SIEMENS | - | - | Nos |  | Inventory | DOOR-SIEMENS-HINGE-PIN
8547 | Potential Transformer Ratio : 415/RT3/110/RT3, 15VA, CL-1, Resin Cast 3PH, STAR-STAR | LT CT | SWITCHGEAR | IND-LT-PT-415/RT3/110/RT3-15VA-3PH-CL1 | Indcoil | _ | NA | Nos |  | Inventory | Potential Transformer Ratio : 415/RT3/110/RT3, 15VA, CL-1, Resin Cast 3PH, STAR-STAR
8548 | Potential Transformer 10VA,600/110V AC,(SEC 110V PH-PH,63.5V PH-N) 3PH, CL-0.5, DELTA/STAR | LT CT | SWITCHGEAR | IND-LT-PT-600/110V-3PH | Indcoil | _ | NA | Nos |  | Inventory | Potential Transformer 10VA,600/110V AC,(SEC 110V PH-PH,63.5V PH-N) 3PH, CL-0.5, DELTA/STAR
8549 | Potential Transformer 10VA,630/110V AC,(SEC 110V PH-PH,63.5V PH-N) 3PH, CL-0.5, DELTA/STAR | LT CT | SWITCHGEAR | IND-LT-PT-630/110V-3PH | Indcoil | _ | NA | Nos |  | Inventory | Potential Transformer 10VA,630/110V AC,(SEC 110V PH-PH,63.5V PH-N) 3PH, CL-0.5, DELTA/STAR
8550 | Potential Transformer 660/230V AC, 10VA, CL-1, Resin Cast 1PH, DELTA-STAR | LT CT | SWITCHGEAR | IND-LT-PT-660/230V-1PH | Indcoil | _ | NA | Nos |  | Inventory | Potential Transformer 660/230V AC, 10VA, CL-1, Resin Cast 1PH, DELTA-STAR
8551 | 3 Phase PT, Voltage ratio 660v/R3 / 110v/R3,Acc Cl. - 0.5, Burden - 10 VA, Resin cast,Star / Star,660v side neutral of PT shall not be earthed, Insulation voltage - 1.1kV for both primary & secondary, Power frequency test voltage- 3kV for 1 min,Impulse voltage withstand ability - 8kVp.Rated voltage factor for PT: 1.2 - Continuous, 1.9 - 8 hours. | PT | SWITCHGEAR | IND-LT-PT-660V/R3/110V/R3-3PH | Indcoil | - | - | Nos |  | Inventory | 3 Phase PT, Voltage ratio 660v/R3 / 110v/R3,Acc Cl. - 0.5, Burden - 10 VA, Resin cast,Star / Star,660v side neutral of PT shall not be earthed, Insulation voltage - 1.1kV for both primary & secondary, Power frequency test voltage- 3kV for 1 min,Impulse voltage withstand ability - 8kVp.Rated voltage factor for PT: 1.2 - Continuous, 1.9 - 8 hours.
8552 | Potential Transformer Ratio : 800/110V/RT3, 15VA, CL-0.5, Resin Cast 3PH, DELTA-STAR | LT CT | SWITCHGEAR | IND-LT-PT-800/110/RT3-15VA-3PH-CL0.5 | Indcoil | _ | NA | Nos |  | Inventory | Potential Transformer Ratio : 800/110V/RT3, 15VA, CL-0.5, Resin Cast 3PH, DELTA-STAR
8553 | Potential Transformer Ratio : 800/110V/RT3, 20VA, CL-0.2, Resin Cast 3PH 3 limb, 6.66 VA/Ph, DELTA-STAR | LT CT | SWITCHGEAR | IND-LT-PT-800/110/RT3-20VA-3PH-CL0.2 | Indcoil | _ | NA | Nos |  | Inventory | Potential Transformer Ratio : 800/110V/RT3, 20VA, CL-0.2, Resin Cast 3PH 3 limb, 6.66 VA/Ph, DELTA-STAR
8554 | Potential Transformer Ratio : 800/415V, 15VA, CL-0.5, Resin Cast 3PH, DELTA-STAR | LT CT | SWITCHGEAR | IND-LT-PT-800/415-15VA-3PH-CL0.5 | Indcoil | _ | NA | Nos |  | Inventory | Potential Transformer Ratio : 800/415V, 15VA, CL-0.5, Resin Cast 3PH, DELTA-STAR
8555 | 10/5A, 5VA, CL-1, WPL | LT CT | SWITCHGEAR | IND-LT-RC-10/5A-5VA-CL-1 | Indcoil | _ | NA | Nos |  | Inventory | 10/5A, 5VA, CL-1, WPL
8556 | 100/1A, CL-0.5, 5VA resin cast ID=30mm | LT CT | SWITCHGEAR | IND-LT-RC-100/1A | Indcoil | _ | NA | Nos |  | Inventory | 100/1A, CL-0.5, 5VA resin cast ID=30mm
8557 | LT CT, RESIN CAST, WINDOW TYPE, RATIO:100/5A Acc.Cl: 1, 5VA, ID-30mm. | LT CT | SWITCHGEAR | IND-LT-RC-100/5A-CL-1-5VA | Indcoil | - | - | Nos |  | Inventory | LT CT, RESIN CAST, WINDOW TYPE, RATIO:100/5A Acc.Cl: 1, 5VA, ID-30mm.
8558 | 1400/5A, 10VA, CL-0.2 , RESIN CAST CTs, ID-80x50mm, Max. OD- 200x150, TERMINAL ON SHORTER SIDE | LT CT | SWITCHGEAR | IND-LT-RC-1400/5A-10VA-CL-0.2 | Indcoil | _ | NA | Nos |  | Inventory | 1400/5A, 10VA, CL-0.2 , RESIN CAST CTs, ID-80x50mm, Max. OD- 200x150, TERMINAL ON SHORTER SIDE
8559 | 1400/5A, 10VA, CL-1 , RESIN CAST CTs, ID-80x50mm, Max. OD- 200x150, TERMINAL ON SHORTER SIDE | LT CT | SWITCHGEAR | IND-LT-RC-1400/5A-10VA-CL-1 | Indcoil | _ | NA | Nos |  | Inventory | 1400/5A, 10VA, CL-1 , RESIN CAST CTs, ID-80x50mm, Max. OD- 200x150, TERMINAL ON SHORTER SIDE
8560 | 15/5A, 5VA, CL-1, WPL | LT CT | SWITCHGEAR | IND-LT-RC-15/5A-5VA-CL-1 | Indcoil | _ | NA | Nos |  | Inventory | 15/5A, 5VA, CL-1, WPL
8561 | LT CT, RESIN CAST, WINDOW TYPE, RATIO:150/5A Acc.Cl: 1, 15VA, ID-30mm, terminals on shorter side. | LT CT | SWITCHGEAR | IND-LT-RC-150/5A-CL-1-15VA | Indcoil | - | - | Nos |  | Inventory | LT CT, RESIN CAST, WINDOW TYPE, RATIO:150/5A Acc.Cl: 1, 15VA, ID-30mm, terminals on shorter side.
8562 | 160/5A, 15VA, CL-1 , RESIN CAST CTs, ID-30mm | LT CT | SWITCHGEAR | IND-LT-RC-160/5A | Indcoil | _ | NA | Nos |  | Inventory | 160/5A, 15VA, CL-1 , RESIN CAST CTs, ID-30mm
8563 | 1600/1A, 15VA, CL-0.5s , RESIN CAST CTs, ID-70MMx90MM, TERMINAL ON SHORTER SIDE | LT CT | SWITCHGEAR | IND-LT-RC-1600/1A-15VA-CL-0.5S-ID70X90 | Indcoil | _ | NA | Nos |  | Inventory | 1600/1A, 15VA, CL-0.5s , RESIN CAST CTs, ID-70MMx90MM, TERMINAL ON SHORTER SIDE
8564 | 200/1A, 10VA, CL-0.5 , RESIN CAST CTs, ID-30mm | LT CT | SWITCHGEAR | IND-LT-RC-200/1A | Indcoil | _ | NA | Nos |  | Inventory | 200/1A, 10VA, CL-0.5 , RESIN CAST CTs, ID-30mm
8032 | DC cable gland for 630sqmm x 1 core Al. Arm.XLPE cable ( For Cable OD 41.5 mm ), | GLAND | WIRE & ACCESSORIES | GLAND DC OD- 41.5MM | REPUTED | _ | NA | Nos | None | Inventory | DC cable gland for 630sqmm x 1 core Al. Arm.XLPE cable ( For Cable OD 41.5 mm ),
8033 | GLAND-4RUNX12CORE X 1.5 SQMM DOUBLE COMPRESSOR, | GLAND | WIRE & ACCESSORIES | GLAND-12CX1.5SQMM DC | REPUTED | _ | NA | Nos | None | Inventory | GLAND-4RUNX12CORE X 1.5 SQMM DOUBLE COMPRESSOR,
8034 | 1CX400Sqmm Double Compression, IP 65 Cable Gland, XLPE Cable Diameter: 34.4 +/-2mm. | GLAND | WIRE & ACCESSORIES | GLAND-1CX400SQMM-DC-IP65 | REPUTED | _ | NA | Nos |  | Inventory | 1CX400Sqmm Double Compression, IP 65 Cable Gland, XLPE Cable Diameter: 34.4 +/-2mm.
8035 | GLAND-1RUN OF RS 485 PORT DOUBLE COMPRESSOR, | GLAND | WIRE & ACCESSORIES | GLAND-1RUN OF RS 485 PORT | REPUTED | _ | NA | Nos | None | Inventory | GLAND-1RUN OF RS 485 PORT DOUBLE COMPRESSOR,
8036 | GLAND-1RX3CX185SQMM;;33KV AL XLPE CABLE | GLAND | WIRE & ACCESSORIES | GLAND-1RX3CX185SQMM | REPUTED | _ | NA | Nos |  | Inventory | GLAND-1RX3CX185SQMM;;33KV AL XLPE CABLE
8037 | GLAND-1RX3CX240SQMM;CABLE OD : 96 MM ;33KV AL XLPE CABLE, CBW016 | GLAND | WIRE & ACCESSORIES | GLAND-1RX3CX240SQMM-CBW016 | REPUTED | _ | NA | Nos |  | Inventory | GLAND-1RX3CX240SQMM;CABLE OD : 96 MM ;33KV AL XLPE CABLE, CBW016
8038 | GLAND-1RX3CX300SQMM; cable OD : 104MM;33KV AL XLPE CABLE | GLAND | WIRE & ACCESSORIES | GLAND-1RX3CX300SQMM | REPUTED | _ | NA | Nos |  | Inventory | GLAND-1RX3CX300SQMM; cable OD : 104MM;33KV AL XLPE CABLE
8039 | CABLE GLANDS 4-1/2 CBW016 FOR INCOMING POWER CABLE SUITABLE FOR 1R X 3C X 300 Sq.mm (CABLE OD - 94 mm) | BROUGHTOUT | WIRE & ACCESSORIES | GLAND-1RX3CX300SQMM-94-INCOMING | REPUTED | _ | NA | Nos |  | Inventory | CABLE GLANDS 4-1/2 CBW016 FOR INCOMING POWER CABLE SUITABLE FOR 1R X 3C X 300 Sq.mm (CABLE OD - 94 mm)
8040 | CABLE GLANDS 4-1/2 CBW016 FOR OUTGOING POWER CABLE SUITABLE FOR 1R X 3C X 300 Sq.mm (CABLE OD - 94 mm) | BROUGHTOUT | WIRE & ACCESSORIES | GLAND-1RX3CX300SQMM-94-OUTGOING | REPUTED | _ | NA | Nos |  | Inventory | CABLE GLANDS 4-1/2 CBW016 FOR OUTGOING POWER CABLE SUITABLE FOR 1R X 3C X 300 Sq.mm (CABLE OD - 94 mm)
8041 | GLAND-1RX3CX300SQMM; OD : 77 MM ; 6.6/11KV AL XLPE CABLE | GLAND | WIRE & ACCESSORIES | GLAND-1RX3CX300SQMM-OD:77MM | REPUTED | _ | NA | Nos |  | Inventory | GLAND-1RX3CX300SQMM; OD : 77 MM ; 6.6/11KV AL XLPE CABLE
8042 | CABLE GLANDS 3-1/2 CBW014 FOR INCOMING POWER CABLE SUITABLE FOR 2R X 3C X 400 Sq.mm (CABLE OD - 84 mm) | BROUGHTOUT | WIRE & ACCESSORIES | GLAND-2RX3CX400SQMM | REPUTED | _ | NA | Nos |  | Inventory | CABLE GLANDS 3-1/2 CBW014 FOR INCOMING POWER CABLE SUITABLE FOR 2R X 3C X 400 Sq.mm (CABLE OD - 84 mm)
8043 | GLAND-3CORE X 150 SQMM DOUBLE COMPRESSOR | GLAND | WIRE & ACCESSORIES | GLAND-3CX150SQMM DC | REPUTED | _ | NA | Nos | None | Inventory | GLAND-3CORE X 150 SQMM DOUBLE COMPRESSOR
8044 | GLAND-3CORE X 240 SQMM DOUBLE COMPRESSOR | GLAND | WIRE & ACCESSORIES | GLAND-3CX240SQMM DC | REPUTED | _ | NA | Nos | None | Inventory | GLAND-3CORE X 240 SQMM DOUBLE COMPRESSOR
8045 | 3CX300Sqmm Double Compression, IP 65 Cable Gland, XLPE Cable Diameter: 55.9 +/-2mm | GLAND | WIRE & ACCESSORIES | GLAND-3CX300SQMM-DC-IP65 | REPUTED | _ | NA | Nos |  | Inventory | 3CX300Sqmm Double Compression, IP 65 Cable Gland, XLPE Cable Diameter: 55.9 +/-2mm
8046 | 3CX35Sqmm Double Compression, IP 65 Cable Gland, XLPE Cable Diameter: 29mm +/- 3mm | GLAND | WIRE & ACCESSORIES | GLAND-3CX35SQMM-DC-IP65 | REPUTED | _ | NA | Nos |  | Inventory | 3CX35Sqmm Double Compression, IP 65 Cable Gland, XLPE Cable Diameter: 29mm +/- 3mm
8047 | CABLE GLANDS 3-1/2 CBW014 FOR OUTGOING POWER CABLE SUITABLE FOR 3R X 3C X 400 Sq.mm (CABLE OD - 84 mm) | BROUGHTOUT | WIRE & ACCESSORIES | GLAND-3RX3CX400SQMM | REPUTED | _ | NA | Nos |  | Inventory | CABLE GLANDS 3-1/2 CBW014 FOR OUTGOING POWER CABLE SUITABLE FOR 3R X 3C X 400 Sq.mm (CABLE OD - 84 mm)
8048 | CABLE GLANDS 3-1/2 CBW014 FOR INCOMING POWER CABLE SUITABLE FOR 4R X 3C X 400 Sq.mm (CABLE OD - 84 mm) | GLAND | WIRE & ACCESSORIES | GLAND-4RX3CX400SQMM | REPUTED | _ | NA | Nos |  | Inventory | CABLE GLANDS 3-1/2 CBW014 FOR INCOMING POWER CABLE SUITABLE FOR 4R X 3C X 400 Sq.mm (CABLE OD - 84 mm)
8049 | cable gland for OD:15MM , Threading type : PG-21 | GLAND | WIRE & ACCESSORIES | GLAND-PVC-PG-21-15MM | REPUTED | _ | NA | Nos |  | Inventory | cable gland for OD:15MM , Threading type : PG-21
8050 | cable gland for OD:17MM , Threading type : PG-21 | GLAND | WIRE & ACCESSORIES | GLAND-PVC-PG-21-17MM | REPUTED | _ | NA | Nos |  | Inventory | cable gland for OD:17MM , Threading type : PG-21
8051 | cable gland for OD:20MM , Threading type : PG-29 | GLAND | WIRE & ACCESSORIES | GLAND-PVC-PG-29-20MM | REPUTED | _ | NA | Nos |  | Inventory | cable gland for OD:20MM , Threading type : PG-29
8052 | cable gland for OD:25MM , Threading type : PG-36 | GLAND | WIRE & ACCESSORIES | GLAND-PVC-PG-36-25MM | REPUTED | _ | NA | Nos |  | Inventory | cable gland for OD:25MM , Threading type : PG-36
8565 | 200/5A, 15VA, CL-1 , RESIN CAST CTs, ID-40 | LT CT | SWITCHGEAR | IND-LT-RC-200/5A | Indcoil | _ | NA | Nos |  | Inventory | 200/5A, 15VA, CL-1 , RESIN CAST CTs, ID-40
8054 | 300x300 sqmm x 4mm thick toughened glass as per enclosed drawing | GLASS | ACCESSORIES | GLASS-300X300 | - | - | - | Nos |  | Inventory | 300x300 sqmm x 4mm thick toughened glass as per enclosed drawing
8055 | DOUBLE DOOR GASKET Make : PERFECT RUBBER INDUSTRIES | Gasket | ACCESSORIES | GLASS-DOOR-GASKET-KEY | REPUTED | _ | NA | MTRS |  | Inventory | DOUBLE DOOR GASKET Make : PERFECT RUBBER INDUSTRIES
8566 | 250/1A, 10VA, CL-0.5 , RESIN CAST CTs, ID-30mm | LT CT | SWITCHGEAR | IND-LT-RC-250/1A | Indcoil | _ | NA | Nos |  | Inventory | 250/1A, 10VA, CL-0.5 , RESIN CAST CTs, ID-30mm
8567 | 30/5A, 5VA, CL-0.5, WPL | LT CT | SWITCHGEAR | IND-LT-RC-30/5A-5VA-CL-0.5 | Indcoil | _ | NA | Nos |  | Inventory | 30/5A, 5VA, CL-0.5, WPL
8568 | 40/5A, 5VA, CL-1, WPL | LT CT | SWITCHGEAR | IND-LT-RC-40/5A-5VA-CL-1 | Indcoil | _ | NA | Nos |  | Inventory | 40/5A, 5VA, CL-1, WPL
8569 | LT CT, RESIN CAST, RATIO: 40/5A, 5 VA, Class 1, WPL-TYPE. | LT CT | SWITCHGEAR | IND-LT-RC-40/5A-CL-1-5VA | Indcoil | - | - | Nos |  | Inventory | LT CT, RESIN CAST, RATIO: 40/5A, 5 VA, Class 1, WPL-TYPE.
8570 | 400/1A, 15VA, CL-0.2S , RESIN CAST CTs, ID-65mm | LT CT | SWITCHGEAR | IND-LT-RC-400/1A | Indcoil | _ | NA | Nos |  | Inventory | 400/1A, 15VA, CL-0.2S , RESIN CAST CTs, ID-65mm
8571 | 400/5A, 15VA, CL-1 , RESIN CAST CTs, ID-50mm | LT CT | SWITCHGEAR | IND-LT-RC-400/5A | Indcoil | _ | NA | Nos |  | Inventory | 400/5A, 15VA, CL-1 , RESIN CAST CTs, ID-50mm
8572 | RATIO-60/5A, 10VA, CL-1.0, WPL | LT CT | SWITCHGEAR | IND-LT-RC-60/5A-10VA-CL-1 | Indcoil | _ | NA | Nos |  | Inventory | RATIO-60/5A, 10VA, CL-1.0, WPL
8573 | 60/5A, 5VA, CL-1, WPL | LT CT | SWITCHGEAR | IND-LT-RC-60/5A-5VA-CL-1 | Indcoil | _ | NA | Nos |  | Inventory | 60/5A, 5VA, CL-1, WPL
8574 | 600/5A, 15VA, CL-1 , RESIN CAST CTs, ID-100x30 | LT CT | SWITCHGEAR | IND-LT-RC-600/5A | Indcoil | _ | NA | Nos |  | Inventory | 600/5A, 15VA, CL-1 , RESIN CAST CTs, ID-100x30
8065 | Grinding disc paper GRIT120 x 4 inch dia, Make - Zircon / Allcon | Welding ACC | ACCESSORIES | GR-120-4-INCH POLY | Zirkon | _ | NA | Nos | None | Inventory | Grinding disc paper GRIT120 x 4 inch dia, Make - Zircon / Allcon
8066 | Grinding disc paper GRIT120 x 5 inch dia, Make - Zircon / Allcon | Welding ACC | ACCESSORIES | GR-120-5-INCH-POLY | Zirkon | _ | NA | Nos |  | Inventory | Grinding disc paper GRIT120 x 5 inch dia, Make - Zircon / Allcon
8067 | Grinding disc paper GRIT36 x 4 inch dia, Make - Zircon | Welding ACC | ACCESSORIES | GR-36-4-INCH | Zircon | _ | NA | Nos | None | Inventory | Grinding disc paper GRIT36 x 4 inch dia, Make - Zircon
8068 | Grinding disc paper GRIT36 x 5 inch dia, Dia, Make - Zircon | Welding ACC | ACCESSORIES | GR-36-5-INCH | Zircon | _ | NA | Nos | None | Inventory | Grinding disc paper GRIT36 x 5 inch dia, Dia, Make - Zircon
8069 | Grinding disc paper GRIT60 x 4 inch dia, Make - Zircon | Welding ACC | ACCESSORIES | GR-60-4-INCH | Zircon | _ | NA | Nos | None | Inventory | Grinding disc paper GRIT60 x 4 inch dia, Make - Zircon
8070 | Grinding disc paper GRIT60 x 5 inch dia, Make - Zircon | Welding ACC | ACCESSORIES | GR-60-5-INCH | Zircon | _ | NA | Nos | None | Inventory | Grinding disc paper GRIT60 x 5 inch dia, Make - Zircon
8071 | HYDROGEN PEROXIDE WITH SILVER ,LIQUID Broad Spectrum Disinfectant Gramicid, containt as per mail dated 07.05.2020 | OWN USE ITEMS | ACCESSORIES | GRAMICID | REPUTED | - | - | LTRS |  | Non Inventory | HYDROGEN PEROXIDE WITH SILVER ,LIQUID Broad Spectrum Disinfectant Gramicid, containt as per mail dated 07.05.2020
8072 | Grinder nut - 4" | Welding ACC | ACCESSORIES | GRINDER-NUT-4INCH | Zirkon | _ | NA | Nos |  | Inventory | Grinder nut - 4"
8073 | Grinder nut - 5" | Welding ACC | ACCESSORIES | GRINDER-NUT-5INCH | Zirkon | _ | NA | Nos |  | Inventory | Grinder nut - 5
8074 | GRINDING HELMET | Welding ACC | ACCESSORIES | GRINDING HELMET | REPUTED | _ | NA | Nos | None | Inventory | GRINDING HELMET
8075 | GRINDING WHEEL 5" MAKE: YURI | Welding ACC | ACCESSORIES | GRINDING WHEEL 5 INCH | Yuri | _ | NA | Nos | None | Inventory | GRINDING WHEEL 5" MAKE: YURI
8076 | GRINDING-MACHINE-4 MAKE- DEWALT | SHOP | TOOLS | GRINDING-MACHINE-4 | REPUTED | _ | NA | Nos |  | Non Inventory | GRINDING-MACHINE-4 MAKE- DEWALT
8077 | GRINDING-MACHINE-5 MAKE- DEWALT | SHOP | TOOLS | GRINDING-MACHINE-5 | REPUTED | _ | NA | Nos |  | Non Inventory | GRINDING-MACHINE-5 MAKE- DEWALT
8078 | GRINDING WHEEL 4 MAKE: YURI | Welding ACC | ACCESSORIES | GRINDING-WHEEL-4-INCH | Yuri | - | - | Nos |  | Inventory | GRINDING WHEEL 4 MAKE: YURI
8079 | GstarCAD Professional 2021 + Free upgrade to GstarCAD Professional 2022 (Standalone/Network) - | OWN USE ITEMS | ACCESSORIES | GSTARCAD | REPUTED | - | - | Nos |  | Non Inventory | GstarCAD Professional 2021 + Free upgrade to GstarCAD Professional 2022 (Standalone/Network) -
8080 | SUPER STRIPPER GT-7737 | SHOP | TOOLS | GT-7737-SUPER-SRIPPER | ASHWIN | _ | NA | Nos |  | Non Inventory | SUPER STRIPPER GT-7737
8081 | GUIDE 22KV SF6 FOR TV | BROUGHTOUT | ACCESSORIES | GUIDE 22KV SF6 | REPUTED | _ | NA | Nos | None | Inventory | GUIDE 22KV SF6 FOR TV
8082 | Extended rotary handle black in colour on grey plate with trip indication for TeSys MPCB, Type GV2P / GV2L | MPCB Accessories | LV_Switchgear | GV2APN01 | SCHNEIDER | 0 | Rotary Handle | Nos. | None | Inventory | Extended rotary handle black in colour on grey plate with trip indication for TeSys MPCB, Type GV2P / GV2L
8083 | Extended rotary handle red in colour on yellow plate with trip indication for TeSys MPCB, Type GV2P / GV2L | MPCB Accessories | LV_Switchgear | GV2APN02 | SCHNEIDER | 0 | Rotary Handle | Nos. | None | Inventory | Extended rotary handle red in colour on yellow plate with trip indication for TeSys MPCB, Type GV2P / GV2L
8084 | 0.4A TP 100kA GV2 MPCB with S/C protection & rotary handle control, Type GV2-0.4 | MPCB | LV_Switchgear | GV2L03 | SCHNEIDER | 0.4A | 100kA | Nos. | None | Inventory | 0.4A TP 100kA GV2 MPCB with S/C protection & rotary handle control, Type GV2-0.4
8085 | 0.63A TP 100kA GV2 MPCB with S/C protection & rotary handle control, Type GV2-0.63 | MPCB | LV_Switchgear | GV2L04 | SCHNEIDER | 0.63A | 100kA | Nos. | None | Inventory | 0.63A TP 100kA GV2 MPCB with S/C protection & rotary handle control, Type GV2-0.63
8086 | 1A TP 100kA GV2 MPCB with S/C protection & rotary handle control, Type GV2-1 | MPCB | LV_Switchgear | GV2L05 | SCHNEIDER | 1A | 100kA | Nos. | None | Inventory | 1A TP 100kA GV2 MPCB with S/C protection & rotary handle control, Type GV2-1
8087 | 1.6A TP 100kA GV2 MPCB with S/C protection & rotary handle control, Type GV2-1.6 | MPCB | LV_Switchgear | GV2L06 | SCHNEIDER | 1.6A | 100kA | Nos. | None | Inventory | 1.6A TP 100kA GV2 MPCB with S/C protection & rotary handle control, Type GV2-1.6
8088 | 2.5A TP 100kA GV2 MPCB with S/C protection & rotary handle control, Type GV2-2.5 | MPCB | LV_Switchgear | GV2L07 | SCHNEIDER | 2.5A | 100kA | Nos. | None | Inventory | 2.5A TP 100kA GV2 MPCB with S/C protection & rotary handle control, Type GV2-2.5
8089 | 4A TP 100kA GV2 MPCB with S/C protection & rotary handle control, Type GV2-4 | MPCB | LV_Switchgear | GV2L08 | SCHNEIDER | 4A | 100kA | Nos. | None | Inventory | 4A TP 100kA GV2 MPCB with S/C protection & rotary handle control, Type GV2-4
8090 | 6.3A TP 100kA GV2 MPCB with S/C protection & rotary handle control, Type GV2-6.3 | MPCB | LV_Switchgear | GV2L10 | SCHNEIDER | 6.3A | 100kA | Nos. | None | Inventory | 6.3A TP 100kA GV2 MPCB with S/C protection & rotary handle control, Type GV2-6.3
8091 | 10A TP 100kA GV2 MPCB with S/C protection & rotary handle control, Type GV2-10 | MPCB | LV_Switchgear | GV2L14 | SCHNEIDER | 10A | 100kA | Nos. | None | Inventory | 10A TP 100kA GV2 MPCB with S/C protection & rotary handle control, Type GV2-10
8092 | 14A TP 50kA GV2 MPCB with S/C protection & rotary handle control, Type GV2-14 | MPCB | LV_Switchgear | GV2L16 | SCHNEIDER | 14A | 50kA | Nos. | None | Inventory | 14A TP 50kA GV2 MPCB with S/C protection & rotary handle control, Type GV2-14
8093 | 18A TP 50kA GV2 MPCB with S/C protection & rotary handle control, Type GV2-18 | MPCB | LV_Switchgear | GV2L20 | SCHNEIDER | 18A | 50kA | Nos. | None | Inventory | 18A TP 50kA GV2 MPCB with S/C protection & rotary handle control, Type GV2-18
8094 | 25A TP 50kA GV2 MPCB with S/C protection & rotary handle control, Type GV2-25 | MPCB | LV_Switchgear | GV2L22 | SCHNEIDER | 25A | 50kA | Nos. | None | Inventory | 25A TP 50kA GV2 MPCB with S/C protection & rotary handle control, Type GV2-25
8095 | 32A TP 50kA GV2 MPCB with S/C protection & rotary handle control, Type GV2-32 | MPCB | LV_Switchgear | GV2L32 | SCHNEIDER | 32A | 50kA | Nos. | None | Inventory | 32A TP 50kA GV2 MPCB with S/C protection & rotary handle control, Type GV2-32
8096 | 0.4A TP 100kA GV2 MPCB with S/C protection & rocker lever control, Type GV2-0.4 | MPCB | LV_Switchgear | GV2LE03 | SCHNEIDER | 0.4A | 100kA | Nos. | None | Inventory | 0.4A TP 100kA GV2 MPCB with S/C protection & rocker lever control, Type GV2-0.4
8097 | 0.63A TP 100kA GV2 MPCB with S/C protection & rocker lever control, Type GV2-0.63 | MPCB | LV_Switchgear | GV2LE04 | SCHNEIDER | 0.63A | 100kA | Nos. | None | Inventory | 0.63A TP 100kA GV2 MPCB with S/C protection & rocker lever control, Type GV2-0.63
8098 | 1A TP 100kA GV2 MPCB with S/C protection & rocker lever control, Type GV2-1 | MPCB | LV_Switchgear | GV2LE05 | SCHNEIDER | 1A | 100kA | Nos. | None | Inventory | 1A TP 100kA GV2 MPCB with S/C protection & rocker lever control, Type GV2-1
8099 | 1.6A TP 100kA GV2 MPCB with S/C protection & rocker lever control, Type GV2-1.6 | MPCB | LV_Switchgear | GV2LE06 | SCHNEIDER | 1.6A | 100kA | Nos. | None | Inventory | 1.6A TP 100kA GV2 MPCB with S/C protection & rocker lever control, Type GV2-1.6
8100 | 2.5A TP 100kA GV2 MPCB with S/C protection & rocker lever control, Type GV2-2.5 | MPCB | LV_Switchgear | GV2LE07 | SCHNEIDER | 2.5A | 100kA | Nos. | None | Inventory | 2.5A TP 100kA GV2 MPCB with S/C protection & rocker lever control, Type GV2-2.5
8101 | 4A TP 100kA GV2 MPCB with S/C protection & rocker lever control, Type GV2-4 | MPCB | LV_Switchgear | GV2LE08 | SCHNEIDER | 4A | 100kA | Nos. | None | Inventory | 4A TP 100kA GV2 MPCB with S/C protection & rocker lever control, Type GV2-4
8102 | 6.3A TP 100kA GV2 MPCB with S/C protection & rocker lever control, Type GV2-6.3 | MPCB | LV_Switchgear | GV2LE10 | SCHNEIDER | 6.3A | 100kA | Nos. | None | Inventory | 6.3A TP 100kA GV2 MPCB with S/C protection & rocker lever control, Type GV2-6.3
8103 | 10A TP 100kA GV2 MPCB with S/C protection & rocker lever control, Type GV2-10 | MPCB | LV_Switchgear | GV2LE14 | SCHNEIDER | 10A | 100kA | Nos. | None | Inventory | 10A TP 100kA GV2 MPCB with S/C protection & rocker lever control, Type GV2-10
8104 | 14A TP 15kA GV2 MPCB with S/C protection & rocker lever control, Type GV2-14 | MPCB | LV_Switchgear | GV2LE16 | SCHNEIDER | 14A | 15kA | Nos. | None | Inventory | 14A TP 15kA GV2 MPCB with S/C protection & rocker lever control, Type GV2-14
8105 | 18A TP 15kA GV2 MPCB with S/C protection & rocker lever control, Type GV2-18 | MPCB | LV_Switchgear | GV2LE20 | SCHNEIDER | 18A | 15kA | Nos. | None | Inventory | 18A TP 15kA GV2 MPCB with S/C protection & rocker lever control, Type GV2-18
8106 | 25A TP 15kA GV2 MPCB with S/C protection & rocker lever control, Type GV2-25 | MPCB | LV_Switchgear | GV2LE22 | SCHNEIDER | 25A | 15kA | Nos. | None | Inventory | 25A TP 15kA GV2 MPCB with S/C protection & rocker lever control, Type GV2-25
8107 | 32A TP 10kA GV2 MPCB with S/C protection & rocker lever control, Type GV2-32 | MPCB | LV_Switchgear | GV2LE32 | SCHNEIDER | 32A | 10kA | Nos. | None | Inventory | 32A TP 10kA GV2 MPCB with S/C protection & rocker lever control, Type GV2-32
8108 | 0.1-0.16A TP 100kA GV2 MPCB with O/C,S/C protection & push button control, Type GV2-0.16 | MPCB | LV_Switchgear | GV2ME01 | SCHNEIDER | 0.1-0.16A | 100kA | Nos. | None | Inventory | 0.1-0.16A TP 100kA GV2 MPCB with O/C,S/C protection & push button control, Type GV2-0.16
8109 | 0.16-0.25A TP 100kA GV2 MPCB with O/C,S/C protection & push button control, Type GV2-0.25 | MPCB | LV_Switchgear | GV2ME02 | SCHNEIDER | 0.16-0.25A | 100kA | Nos. | None | Inventory | 0.16-0.25A TP 100kA GV2 MPCB with O/C,S/C protection & push button control, Type GV2-0.25
8110 | 0.25-0.4A TP 100kA GV2 MPCB with O/C,S/C protection & push button control, Type GV2-0.4 | MPCB | LV_Switchgear | GV2ME03 | SCHNEIDER | 0.25-0.4A | 100kA | Nos. | None | Inventory | 0.25-0.4A TP 100kA GV2 MPCB with O/C,S/C protection & push button control, Type GV2-0.4
8111 | 0.4-0.63A TP 100kA GV2 MPCB with O/C,S/C protection & push button control, Type GV2-0.63 | MPCB | LV_Switchgear | GV2ME04 | SCHNEIDER | 0.4-0.63A | 100kA | Nos. | None | Inventory | 0.4-0.63A TP 100kA GV2 MPCB with O/C,S/C protection & push button control, Type GV2-0.63
8112 | 0.63-1A TP 100kA GV2 MPCB with O/C,S/C protection & push button control, Type GV2-1 | MPCB | LV_Switchgear | GV2ME05 | SCHNEIDER | 0.63-1A | 100kA | Nos. | None | Inventory | 0.63-1A TP 100kA GV2 MPCB with O/C,S/C protection & push button control, Type GV2-1
8113 | 1-1.6A TP 100kA GV2 MPCB with O/C,S/C protection & push button control, Type GV2-1.6 | MPCB | LV_Switchgear | GV2ME06 | SCHNEIDER | 1-1.6A | 100kA | Nos. | None | Inventory | 1-1.6A TP 100kA GV2 MPCB with O/C,S/C protection & push button control, Type GV2-1.6
8114 | 1.6-2.5A TP 100kA GV2 MPCB with O/C,S/C protection & push button control, Type GV2-2.5 | MPCB | LV_Switchgear | GV2ME07 | SCHNEIDER | 1.6-2.5A | 100kA | Nos. | None | Inventory | 1.6-2.5A TP 100kA GV2 MPCB with O/C,S/C protection & push button control, Type GV2-2.5
8115 | 2.5-4A TP 100kA GV2 MPCB with O/C,S/C protection & push button control, Type GV2-4 | MPCB | LV_Switchgear | GV2ME08 | SCHNEIDER | 2.5-4A | 100kA | Nos. | None | Inventory | 2.5-4A TP 100kA GV2 MPCB with O/C,S/C protection & push button control, Type GV2-4
8116 | 4-6.3A TP 100kA GV2 MPCB with O/C,S/C protection & push button control, Type GV2-6.3 | MPCB | LV_Switchgear | GV2ME10 | SCHNEIDER | 4-6.3A | 100kA | Nos. | None | Inventory | 4-6.3A TP 100kA GV2 MPCB with O/C,S/C protection & push button control, Type GV2-6.3
8117 | 6-10A TP 100kA GV2 MPCB with O/C,S/C protection & push button control, Type GV2-10 | MPCB | LV_Switchgear | GV2ME14 | SCHNEIDER | 6-10A | 100kA | Nos. | None | Inventory | 6-10A TP 100kA GV2 MPCB with O/C,S/C protection & push button control, Type GV2-10
8118 | 9-14A TP 15kA GV2 MPCB with O/C,S/C protection & push button control, Type GV2-14 | MPCB | LV_Switchgear | GV2ME16 | SCHNEIDER | 9-14A | 15kA | Nos. | None | Inventory | 9-14A TP 15kA GV2 MPCB with O/C,S/C protection & push button control, Type GV2-14
8119 | 13-18A TP 15kA GV2 MPCB with O/C,S/C protection & push button control, Type GV2-18 | MPCB | LV_Switchgear | GV2ME20 | SCHNEIDER | 13-18A | 15kA | Nos. | None | Inventory | 13-18A TP 15kA GV2 MPCB with O/C,S/C protection & push button control, Type GV2-18
8120 | 17-23A TP 15kA GV2 MPCB with O/C,S/C protection & push button control, Type GV2-23 | MPCB | LV_Switchgear | GV2ME21 | SCHNEIDER | 17-23A | 15kA | Nos. | None | Inventory | 17-23A TP 15kA GV2 MPCB with O/C,S/C protection & push button control, Type GV2-23
8121 | 20-25A TP 15kA GV2 MPCB with O/C,S/C protection & push button control, Type GV2-25 | MPCB | LV_Switchgear | GV2ME22 | SCHNEIDER | 20-25A | 15kA | Nos. | None | Inventory | 20-25A TP 15kA GV2 MPCB with O/C,S/C protection & push button control, Type GV2-25
8122 | 24-32A TP 10kA GV2 MPCB with O/C,S/C protection & push button control, Type GV2-32 | MPCB | LV_Switchgear | GV2ME32 | SCHNEIDER | 24-32A | 10kA | Nos. | None | Inventory | 24-32A TP 10kA GV2 MPCB with O/C,S/C protection & push button control, Type GV2-32
8123 | 0.1-0.16A TP 100kA GV2 MPCB with O/C,S/C protection & rotary handle control, Type GV2-0.16 | MPCB | LV_Switchgear | GV2P01 | SCHNEIDER | 0.1-0.16A | 100kA | Nos. | None | Inventory | 0.1-0.16A TP 100kA GV2 MPCB with O/C,S/C protection & rotary handle control, Type GV2-0.16
8124 | 0.16-0.25A TP 100kA GV2 MPCB with O/C,S/C protection & rotary handle control, Type GV2-0.25 | MPCB | LV_Switchgear | GV2P02 | SCHNEIDER | 0.16-0.25A | 100kA | Nos. | None | Inventory | 0.16-0.25A TP 100kA GV2 MPCB with O/C,S/C protection & rotary handle control, Type GV2-0.25
8125 | 0.25-0.4A TP 100kA GV2 MPCB with O/C,S/C protection & rotary handle control, Type GV2-0.4 | MPCB | LV_Switchgear | GV2P03 | SCHNEIDER | 0.25-0.4A | 100kA | Nos. | None | Inventory | 0.25-0.4A TP 100kA GV2 MPCB with O/C,S/C protection & rotary handle control, Type GV2-0.4
8126 | 0.4-0.63A TP 100kA GV2 MPCB with O/C,S/C protection & rotary handle control, Type GV2-0.63 | MPCB | LV_Switchgear | GV2P04 | SCHNEIDER | 0.4-0.63A | 100kA | Nos. | None | Inventory | 0.4-0.63A TP 100kA GV2 MPCB with O/C,S/C protection & rotary handle control, Type GV2-0.63
8127 | 0.63-1A TP 100kA GV2 MPCB with O/C,S/C protection & rotary handle control, Type GV2-1 | MPCB | LV_Switchgear | GV2P05 | SCHNEIDER | 0.63-1A | 100kA | Nos. | None | Inventory | 0.63-1A TP 100kA GV2 MPCB with O/C,S/C protection & rotary handle control, Type GV2-1
8128 | 1-1.6A TP 100kA GV2 MPCB with O/C,S/C protection & rotary handle control, Type GV2-1.6 | MPCB | LV_Switchgear | GV2P06 | SCHNEIDER | 1-1.6A | 100kA | Nos. | None | Inventory | 1-1.6A TP 100kA GV2 MPCB with O/C,S/C protection & rotary handle control, Type GV2-1.6
8129 | 1.6-2.5A TP 100kA GV2 MPCB with O/C,S/C protection & rotary handle control, Type GV2-2.5 | MPCB | LV_Switchgear | GV2P07 | SCHNEIDER | 1.6-2.5A | 100kA | Nos. | None | Inventory | 1.6-2.5A TP 100kA GV2 MPCB with O/C,S/C protection & rotary handle control, Type GV2-2.5
8130 | 2.5-4A TP 100kA GV2 MPCB with O/C,S/C protection & rotary handle control, Type GV2-4 | MPCB | LV_Switchgear | GV2P08 | SCHNEIDER | 2.5-4A | 100kA | Nos. | None | Inventory | 2.5-4A TP 100kA GV2 MPCB with O/C,S/C protection & rotary handle control, Type GV2-4
8131 | 4-6.3A TP 100kA GV2 MPCB with O/C,S/C protection & rotary handle control, Type GV2-6.3 | MPCB | LV_Switchgear | GV2P10 | SCHNEIDER | 4-6.3A | 100kA | Nos. | None | Inventory | 4-6.3A TP 100kA GV2 MPCB with O/C,S/C protection & rotary handle control, Type GV2-6.3
8132 | 6-10A TP 100kA GV2 MPCB with O/C,S/C protection & rotary handle control, Type GV2-10 | MPCB | LV_Switchgear | GV2P14 | SCHNEIDER | 6-10A | 100kA | Nos. | None | Inventory | 6-10A TP 100kA GV2 MPCB with O/C,S/C protection & rotary handle control, Type GV2-10
8133 | 9-14A TP 100kA GV2 MPCB with O/C,S/C protection & rotary handle control, Type GV2-14 | MPCB | LV_Switchgear | GV2P16 | SCHNEIDER | 9-14A | 100kA | Nos. | None | Inventory | 9-14A TP 100kA GV2 MPCB with O/C,S/C protection & rotary handle control, Type GV2-14
8134 | 13-18A TP 50kA GV2 MPCB with O/C,S/C protection & rotary handle control, Type GV2-18 | MPCB | LV_Switchgear | GV2P20 | SCHNEIDER | 13-18A | 50kA | Nos. | None | Inventory | 13-18A TP 50kA GV2 MPCB with O/C,S/C protection & rotary handle control, Type GV2-18
8135 | 17-23A TP 50kA GV2 MPCB with O/C,S/C protection & rotary handle control, Type GV2-23 | MPCB | LV_Switchgear | GV2P21 | SCHNEIDER | 17-23A | 50kA | Nos. | None | Inventory | 17-23A TP 50kA GV2 MPCB with O/C,S/C protection & rotary handle control, Type GV2-23
8136 | 20-25A TP 50kA GV2 MPCB with O/C,S/C protection & rotary handle control, Type GV2-25 | MPCB | LV_Switchgear | GV2P22 | SCHNEIDER | 20-25A | 50kA | Nos. | None | Inventory | 20-25A TP 50kA GV2 MPCB with O/C,S/C protection & rotary handle control, Type GV2-25
8137 | 24-32A TP 35kA GV2 MPCB with O/C,S/C protection & rotary handle control, Type GV2-32 | MPCB | LV_Switchgear | GV2P32 | SCHNEIDER | 24-32A | 35kA | Nos. | None | Inventory | 24-32A TP 35kA GV2 MPCB with O/C,S/C protection & rotary handle control, Type GV2-32
8138 | Extended rotary handle black in colour on grey plate with trip indication for TeSys MPCB, Type GV3P / GV3L | MPCB Accessories | LV_Switchgear | GV3APN01 | SCHNEIDER | 0 | Rotary Handle | Nos. | None | Inventory | Extended rotary handle black in colour on grey plate with trip indication for TeSys MPCB, Type GV3P / GV3L
8139 | Extended rotary handle red in colour on yellow plate with trip indication for TeSys MPCB, Type GV3P / GV3L | MPCB Accessories | LV_Switchgear | GV3APN02 | SCHNEIDER | 0 | Rotary Handle | Nos. | None | Inventory | Extended rotary handle red in colour on yellow plate with trip indication for TeSys MPCB, Type GV3P / GV3L
8140 | 40A TP 50kA GV3 MPCB with S/C protection & rotary handle control, Type GV3-40 | MPCB | LV_Switchgear | GV3L40 | SCHNEIDER | 40A | 50kA | Nos. | None | Inventory | 40A TP 50kA GV3 MPCB with S/C protection & rotary handle control, Type GV3-40
8141 | 50A TP 50kA GV3 MPCB with S/C protection & rotary handle control, Type GV3-50 | MPCB | LV_Switchgear | GV3L50 | SCHNEIDER | 50A | 50kA | Nos. | None | Inventory | 50A TP 50kA GV3 MPCB with S/C protection & rotary handle control, Type GV3-50
8142 | 65A TP 50kA GV3 MPCB with S/C protection & rotary handle control, Type GV3-65 | MPCB | LV_Switchgear | GV3L65 | SCHNEIDER | 65A | 50kA | Nos. | None | Inventory | 65A TP 50kA GV3 MPCB with S/C protection & rotary handle control, Type GV3-65
8143 | 73A TP 50kA GV3 MPCB with S/C protection & rotary handle control, Type GV3-73 | MPCB | LV_Switchgear | GV3L73 | SCHNEIDER | 73A | 50kA | Nos. | None | Inventory | 73A TP 50kA GV3 MPCB with S/C protection & rotary handle control, Type GV3-73
8144 | 30-40A TP 50kA GV3 MPCB with O/C,S/C protection & rotary handle control, Type GV3-40 | MPCB | LV_Switchgear | GV3P40 | SCHNEIDER | 30-40A | 50kA | Nos. | None | Inventory | 30-40A TP 50kA GV3 MPCB with O/C,S/C protection & rotary handle control, Type GV3-40
8145 | 37-50A TP 50kA GV3 MPCB with O/C,S/C protection & rotary handle control, Type GV3-50 | MPCB | LV_Switchgear | GV3P50 | SCHNEIDER | 37-50A | 50kA | Nos. | None | Inventory | 37-50A TP 50kA GV3 MPCB with O/C,S/C protection & rotary handle control, Type GV3-50
8146 | 48-65A TP 50kA GV3 MPCB with O/C,S/C protection & rotary handle control, Type GV3-65 | MPCB | LV_Switchgear | GV3P65 | SCHNEIDER | 48-65A | 50kA | Nos. | None | Inventory | 48-65A TP 50kA GV3 MPCB with O/C,S/C protection & rotary handle control, Type GV3-65
8147 | 62-73A TP 50kA GV3 MPCB with O/C,S/C protection & rotary handle control, Type GV3-73 | MPCB | LV_Switchgear | GV3P73 | SCHNEIDER | 62-73A | 50kA | Nos. | None | Inventory | 62-73A TP 50kA GV3 MPCB with O/C,S/C protection & rotary handle control, Type GV3-73
8148 | Direct mounting rotary handle black in colour for TeSys MPCB, Type GV4 | MPCB Accessories | LV_Switchgear | GV4ADN01 | SCHNEIDER | 0 | Rotary Handle | Nos. | None | Inventory | Direct mounting rotary handle black in colour for TeSys MPCB, Type GV4
8149 | Direct mounting rotary handle red in colour on yellow bezel for TeSys MPCB, Type GV4 | MPCB Accessories | LV_Switchgear | GV4ADN02 | SCHNEIDER | 0 | Rotary Handle | Nos. | None | Inventory | Direct mounting rotary handle red in colour on yellow bezel for TeSys MPCB, Type GV4
8150 | Auxiliary contact 1NO + 1NC Trip indication contact internal plug-in mounting add-on block for TeSys MPCB, Type GV4 | MPCB Accessories | LV_Switchgear | GV4AE11 | SCHNEIDER | 0 | Aux./Trip Contact | Nos. | None | Inventory | Auxiliary contact 1NO + 1NC Trip indication contact internal plug-in mounting add-on block for TeSys MPCB, Type GV4
8151 | Extended rotary handle black in colour for TeSys MPCB, Type GV4 | MPCB Accessories | LV_Switchgear | GV4APN01 | SCHNEIDER | 0 | Rotary Handle | Nos. | None | Inventory | Extended rotary handle black in colour for TeSys MPCB, Type GV4
8152 | Extended rotary handle red in colour on yellow bezel for TeSys MPCB, Type GV4 | MPCB Accessories | LV_Switchgear | GV4APN02 | SCHNEIDER | 0 | Rotary Handle | Nos. | None | Inventory | Extended rotary handle red in colour on yellow bezel for TeSys MPCB, Type GV4
8153 | Shunt Coil/Release 24V AC/DC internal plug-in mounting add-on block for TeSys MPCB, Type GV4 | MPCB Accessories | LV_Switchgear | GV4AS027 | SCHNEIDER | 0 | Shunt | Nos. | None | Inventory | Shunt Coil/Release 24V AC/DC internal plug-in mounting add-on block for TeSys MPCB, Type GV4
8154 | Shunt Coil/Release 48V AC/DC internal plug-in mounting add-on block for TeSys MPCB, Type GV4 | MPCB Accessories | LV_Switchgear | GV4AS057 | SCHNEIDER | 0 | Shunt | Nos. | None | Inventory | Shunt Coil/Release 48V AC/DC internal plug-in mounting add-on block for TeSys MPCB, Type GV4
8155 | Shunt Coil/Release 110-130V AC/125V DC internal plug-in mounting add-on block for TeSys MPCB, Type GV4 | MPCB Accessories | LV_Switchgear | GV4AS137 | SCHNEIDER | 0 | Shunt | Nos. | None | Inventory | Shunt Coil/Release 110-130V AC/125V DC internal plug-in mounting add-on block for TeSys MPCB, Type GV4
8156 | Shunt Coil/Release 220-240V AC internal plug-in mounting add-on block for TeSys MPCB, Type GV4 | MPCB Accessories | LV_Switchgear | GV4AS287 | SCHNEIDER | 0 | Shunt | Nos. | None | Inventory | Shunt Coil/Release 220-240V AC internal plug-in mounting add-on block for TeSys MPCB, Type GV4
8157 | Shunt Coil/Release 380-415V AC internal plug-in mounting add-on block for TeSys MPCB, Type GV4 | MPCB Accessories | LV_Switchgear | GV4AS487 | SCHNEIDER | 0 | Shunt | Nos. | None | Inventory | Shunt Coil/Release 380-415V AC internal plug-in mounting add-on block for TeSys MPCB, Type GV4
8158 | Under-voltage Coil/Release 24V AC/DC internal plug-in mounting add-on block for TeSys MPCB, Type GV4 | MPCB Accessories | LV_Switchgear | GV4AU027 | SCHNEIDER | 0 | Undervoltage | Nos. | None | Inventory | Under-voltage Coil/Release 24V AC/DC internal plug-in mounting add-on block for TeSys MPCB, Type GV4
8159 | Under-voltage Coil/Release 48V AC/DC internal plug-in mounting add-on block for TeSys MPCB, Type GV4 | MPCB Accessories | LV_Switchgear | GV4AU057 | SCHNEIDER | 0 | Undervoltage | Nos. | None | Inventory | Under-voltage Coil/Release 48V AC/DC internal plug-in mounting add-on block for TeSys MPCB, Type GV4
8160 | Under-voltage Coil/Release 110-130V AC/125V DC internal plug-in mounting add-on block for TeSys MPCB, Type GV4 | MPCB Accessories | LV_Switchgear | GV4AU137 | SCHNEIDER | 0 | Undervoltage | Nos. | None | Inventory | Under-voltage Coil/Release 110-130V AC/125V DC internal plug-in mounting add-on block for TeSys MPCB, Type GV4
8161 | Under-voltage Coil/Release 220-240V AC internal plug-in mounting add-on block for TeSys MPCB, Type GV4 | MPCB Accessories | LV_Switchgear | GV4AU247 | SCHNEIDER | 0 | Undervoltage | Nos. | None | Inventory | Under-voltage Coil/Release 220-240V AC internal plug-in mounting add-on block for TeSys MPCB, Type GV4
8162 | Under-voltage Coil/Release 277V AC internal plug-in mounting add-on block for TeSys MPCB, Type GV4 | MPCB Accessories | LV_Switchgear | GV4AU286 | SCHNEIDER | 0 | Undervoltage | Nos. | None | Inventory | Under-voltage Coil/Release 277V AC internal plug-in mounting add-on block for TeSys MPCB, Type GV4
8163 | Under-voltage Coil/Release 380-415V AC internal plug-in mounting add-on block for TeSys MPCB, Type GV4 | MPCB Accessories | LV_Switchgear | GV4AU415 | SCHNEIDER | 0 | Undervoltage | Nos. | None | Inventory | Under-voltage Coil/Release 380-415V AC internal plug-in mounting add-on block for TeSys MPCB, Type GV4
8164 | Under-voltage Coil/Release 440-480V AC internal plug-in mounting add-on block for TeSys MPCB, Type GV4 | MPCB Accessories | LV_Switchgear | GV4AU486 | SCHNEIDER | 0 | Undervoltage | Nos. | None | Inventory | Under-voltage Coil/Release 440-480V AC internal plug-in mounting add-on block for TeSys MPCB, Type GV4
8165 | 2A TP 50kA GV4 MPCB with S/C protection & toggle control, Type GV4-2 | MPCB | LV_Switchgear | GV4LE02N6 | SCHNEIDER | 2A | 50kA | Nos. | None | Inventory | 2A TP 50kA GV4 MPCB with S/C protection & toggle control, Type GV4-2
8166 | 2A TP 100kA GV4 MPCB with S/C protection & toggle control, Type GV4-2 | MPCB | LV_Switchgear | GV4LE02S6 | SCHNEIDER | 2A | 100kA | Nos. | None | Inventory | 2A TP 100kA GV4 MPCB with S/C protection & toggle control, Type GV4-2
8167 | 3.5A TP 50kA GV4 MPCB with S/C protection & toggle control, Type GV4-3.5 | MPCB | LV_Switchgear | GV4LE03N6 | SCHNEIDER | 3.5A | 50kA | Nos. | None | Inventory | 3.5A TP 50kA GV4 MPCB with S/C protection & toggle control, Type GV4-3.5
8168 | 3.5A TP 100kA GV4 MPCB with S/C protection & toggle control, Type GV4-3.5 | MPCB | LV_Switchgear | GV4LE03S6 | SCHNEIDER | 3.5A | 100kA | Nos. | None | Inventory | 3.5A TP 100kA GV4 MPCB with S/C protection & toggle control, Type GV4-3.5
8169 | 7A TP 50kA GV4 MPCB with S/C protection & toggle control, Type GV4-7 | MPCB | LV_Switchgear | GV4LE07N6 | SCHNEIDER | 7A | 50kA | Nos. | None | Inventory | 7A TP 50kA GV4 MPCB with S/C protection & toggle control, Type GV4-7
8170 | 7A TP 100kA GV4 MPCB with S/C protection & toggle control, Type GV4-7 | MPCB | LV_Switchgear | GV4LE07S6 | SCHNEIDER | 7A | 100kA | Nos. | None | Inventory | 7A TP 100kA GV4 MPCB with S/C protection & toggle control, Type GV4-7
8171 | 115A TP 25kA GV4 MPCB with S/C protection & toggle control, Type GV4-115 | MPCB | LV_Switchgear | GV4LE115B6 | SCHNEIDER | 115A | 25kA | Nos. | None | Inventory | 115A TP 25kA GV4 MPCB with S/C protection & toggle control, Type GV4-115
8172 | 115A TP 50kA GV4 MPCB with S/C protection & toggle control, Type GV4-115 | MPCB | LV_Switchgear | GV4LE115N6 | SCHNEIDER | 115A | 50kA | Nos. | None | Inventory | 115A TP 50kA GV4 MPCB with S/C protection & toggle control, Type GV4-115
8173 | 115A TP 100kA GV4 MPCB with S/C protection & toggle control, Type GV4-115 | MPCB | LV_Switchgear | GV4LE115S6 | SCHNEIDER | 115A | 100kA | Nos. | None | Inventory | 115A TP 100kA GV4 MPCB with S/C protection & toggle control, Type GV4-115
8174 | 12.5A TP 50kA GV4 MPCB with S/C protection & toggle control, Type GV4-12.5 | MPCB | LV_Switchgear | GV4LE12N6 | SCHNEIDER | 12.5 | 50kA | Nos. | None | Inventory | 12.5A TP 50kA GV4 MPCB with S/C protection & toggle control, Type GV4-12.5
8175 | 12.5A TP 100kA GV4 MPCB with S/C protection & toggle control, Type GV4-12.5 | MPCB | LV_Switchgear | GV4LE12S6 | SCHNEIDER | 12.5 | 100kA | Nos. | None | Inventory | 12.5A TP 100kA GV4 MPCB with S/C protection & toggle control, Type GV4-12.5
8176 | 25A TP 25kA GV4 MPCB with S/C protection & toggle control, Type GV4-25 | MPCB | LV_Switchgear | GV4LE25B6 | SCHNEIDER | 25A | 25kA | Nos. | None | Inventory | 25A TP 25kA GV4 MPCB with S/C protection & toggle control, Type GV4-25
8177 | 25A TP 50kA GV4 MPCB with S/C protection & toggle control, Type GV4-25 | MPCB | LV_Switchgear | GV4LE25N6 | SCHNEIDER | 25A | 50kA | Nos. | None | Inventory | 25A TP 50kA GV4 MPCB with S/C protection & toggle control, Type GV4-25
8178 | 25A TP 100kA GV4 MPCB with S/C protection & toggle control, Type GV4-25 | MPCB | LV_Switchgear | GV4LE25S6 | SCHNEIDER | 25A | 100kA | Nos. | None | Inventory | 25A TP 100kA GV4 MPCB with S/C protection & toggle control, Type GV4-25
8179 | 50A TP 25kA GV4 MPCB with S/C protection & toggle control, Type GV4-50 | MPCB | LV_Switchgear | GV4LE50B6 | SCHNEIDER | 50A | 25kA | Nos. | None | Inventory | 50A TP 25kA GV4 MPCB with S/C protection & toggle control, Type GV4-50
8180 | 50A TP 50kA GV4 MPCB with S/C protection & toggle control, Type GV4-50 | MPCB | LV_Switchgear | GV4LE50N6 | SCHNEIDER | 50A | 50kA | Nos. | None | Inventory | 50A TP 50kA GV4 MPCB with S/C protection & toggle control, Type GV4-50
8181 | 50A TP 100kA GV4 MPCB with S/C protection & toggle control, Type GV4-50 | MPCB | LV_Switchgear | GV4LE50S6 | SCHNEIDER | 50A | 100kA | Nos. | None | Inventory | 50A TP 100kA GV4 MPCB with S/C protection & toggle control, Type GV4-50
8182 | 80A TP 25kA GV4 MPCB with S/C protection & toggle control, Type GV4-80 | MPCB | LV_Switchgear | GV4LE80B6 | SCHNEIDER | 80A | 25kA | Nos. | None | Inventory | 80A TP 25kA GV4 MPCB with S/C protection & toggle control, Type GV4-80
8183 | 80A TP 50kA GV4 MPCB with S/C protection & toggle control, Type GV4-80 | MPCB | LV_Switchgear | GV4LE80N6 | SCHNEIDER | 80A | 50kA | Nos. | None | Inventory | 80A TP 50kA GV4 MPCB with S/C protection & toggle control, Type GV4-80
8184 | 80A TP 100kA GV4 MPCB with S/C protection & toggle control, Type GV4-80 | MPCB | LV_Switchgear | GV4LE80S6 | SCHNEIDER | 80A | 100kA | Nos. | None | Inventory | 80A TP 100kA GV4 MPCB with S/C protection & toggle control, Type GV4-80
8185 | 0.8-2A TP 50kA GV4 MPCB with O/C,S/C & phase loss protection, Type GV4-2 | MPCB | LV_Switchgear | GV4PE02N6 | SCHNEIDER | 0.8-2A | 50kA | Nos. | None | Inventory | 0.8-2A TP 50kA GV4 MPCB with O/C,S/C & phase loss protection, Type GV4-2
8186 | 0.8-2A TP 100kA GV4 MPCB with O/C,S/C & phase loss protection, Type GV4-2 | MPCB | LV_Switchgear | GV4PE02S6 | SCHNEIDER | 0.8-2A | 100kA | Nos. | None | Inventory | 0.8-2A TP 100kA GV4 MPCB with O/C,S/C & phase loss protection, Type GV4-2
8187 | 1.4-3.5A TP 50kA GV4 MPCB with O/C,S/C & phase loss protection, Type GV4-3.5 | MPCB | LV_Switchgear | GV4PE03N6 | SCHNEIDER | 1.4-3.5A | 50kA | Nos. | None | Inventory | 1.4-3.5A TP 50kA GV4 MPCB with O/C,S/C & phase loss protection, Type GV4-3.5
8188 | 1.4-3.5A TP 100kA GV4 MPCB with O/C,S/C & phase loss protection, Type GV4-3.5 | MPCB | LV_Switchgear | GV4PE03S6 | SCHNEIDER | 1.4-3.5A | 100kA | Nos. | None | Inventory | 1.4-3.5A TP 100kA GV4 MPCB with O/C,S/C & phase loss protection, Type GV4-3.5
8189 | 2.9-7A TP 50kA GV4 MPCB with O/C,S/C & phase loss protection, Type GV4-7 | MPCB | LV_Switchgear | GV4PE07N6 | SCHNEIDER | 2.9-7A | 50kA | Nos. | None | Inventory | 2.9-7A TP 50kA GV4 MPCB with O/C,S/C & phase loss protection, Type GV4-7
8190 | 2.9-7A TP 100kA GV4 MPCB with O/C,S/C & phase loss protection, Type GV4-7 | MPCB | LV_Switchgear | GV4PE07S6 | SCHNEIDER | 2.9-7A | 100kA | Nos. | None | Inventory | 2.9-7A TP 100kA GV4 MPCB with O/C,S/C & phase loss protection, Type GV4-7
8191 | 65-115A TP 25kA GV4 MPCB with O/C,S/C & phase loss protection, Type GV4-115 | MPCB | LV_Switchgear | GV4PE115B6 | SCHNEIDER | 65-115A | 25kA | Nos. | None | Inventory | 65-115A TP 25kA GV4 MPCB with O/C,S/C & phase loss protection, Type GV4-115
8192 | 65-115A TP 50kA GV4 MPCB with O/C,S/C & phase loss protection, Type GV4-115 | MPCB | LV_Switchgear | GV4PE115N6 | SCHNEIDER | 65-115A | 50kA | Nos. | None | Inventory | 65-115A TP 50kA GV4 MPCB with O/C,S/C & phase loss protection, Type GV4-115
8193 | 65-115A TP 100kA GV4 MPCB with O/C,S/C & phase loss protection, Type GV4-115 | MPCB | LV_Switchgear | GV4PE115S6 | SCHNEIDER | 65-115A | 100kA | Nos. | None | Inventory | 65-115A TP 100kA GV4 MPCB with O/C,S/C & phase loss protection, Type GV4-115
8194 | 5-12.5A TP 50kA GV4 MPCB with O/C,S/C & phase loss protection, Type GV4-12.5 | MPCB | LV_Switchgear | GV4PE12N6 | SCHNEIDER | 5-12.5A | 50kA | Nos. | None | Inventory | 5-12.5A TP 50kA GV4 MPCB with O/C,S/C & phase loss protection, Type GV4-12.5
8195 | 5-12.5A TP 100kA GV4 MPCB with O/C,S/C & phase loss protection, Type GV4-12.5 | MPCB | LV_Switchgear | GV4PE12S6 | SCHNEIDER | 5-12.5A | 100kA | Nos. | None | Inventory | 5-12.5A TP 100kA GV4 MPCB with O/C,S/C & phase loss protection, Type GV4-12.5
8196 | 10-25A TP 25kA GV4 MPCB with O/C,S/C & phase loss protection, Type GV4-25 | MPCB | LV_Switchgear | GV4PE25B6 | SCHNEIDER | 10-25A | 25kA | Nos. | None | Inventory | 10-25A TP 25kA GV4 MPCB with O/C,S/C & phase loss protection, Type GV4-25
8197 | 10-25A TP 50kA GV4 MPCB with O/C,S/C & phase loss protection, Type GV4-25 | MPCB | LV_Switchgear | GV4PE25N6 | SCHNEIDER | 10-25A | 50kA | Nos. | None | Inventory | 10-25A TP 50kA GV4 MPCB with O/C,S/C & phase loss protection, Type GV4-25
8198 | 10-25A TP 100kA GV4 MPCB with O/C,S/C & phase loss protection, Type GV4-25 | MPCB | LV_Switchgear | GV4PE25S6 | SCHNEIDER | 10-25A | 100kA | Nos. | None | Inventory | 10-25A TP 100kA GV4 MPCB with O/C,S/C & phase loss protection, Type GV4-25
8199 | 20-50A TP 25kA GV4 MPCB with O/C,S/C & phase loss protection, Type GV4-50 | MPCB | LV_Switchgear | GV4PE50B6 | SCHNEIDER | 20-50A | 25kA | Nos. | None | Inventory | 20-50A TP 25kA GV4 MPCB with O/C,S/C & phase loss protection, Type GV4-50
8200 | 20-50A TP 50kA GV4 MPCB with O/C,S/C & phase loss protection, Type GV4-50 | MPCB | LV_Switchgear | GV4PE50N6 | SCHNEIDER | 20-50A | 50kA | Nos. | None | Inventory | 20-50A TP 50kA GV4 MPCB with O/C,S/C & phase loss protection, Type GV4-50
8201 | 20-50A TP 100kA GV4 MPCB with O/C,S/C & phase loss protection, Type GV4-50 | MPCB | LV_Switchgear | GV4PE50S6 | SCHNEIDER | 20-50A | 100kA | Nos. | None | Inventory | 20-50A TP 100kA GV4 MPCB with O/C,S/C & phase loss protection, Type GV4-50
8202 | 40-80A TP 25kA GV4 MPCB with O/C,S/C & phase loss protection, Type GV4-80 | MPCB | LV_Switchgear | GV4PE80B6 | SCHNEIDER | 40-80A | 25kA | Nos. | None | Inventory | 40-80A TP 25kA GV4 MPCB with O/C,S/C & phase loss protection, Type GV4-80
8203 | 40-80A TP 50kA GV4 MPCB with O/C,S/C & phase loss protection, Type GV4-80 | MPCB | LV_Switchgear | GV4PE80N6 | SCHNEIDER | 40-80A | 50kA | Nos. | None | Inventory | 40-80A TP 50kA GV4 MPCB with O/C,S/C & phase loss protection, Type GV4-80
8204 | 40-80A TP 100kA GV4 MPCB with O/C,S/C & phase loss protection, Type GV4-80 | MPCB | LV_Switchgear | GV4PE80S6 | SCHNEIDER | 40-80A | 100kA | Nos. | None | Inventory | 40-80A TP 100kA GV4 MPCB with O/C,S/C & phase loss protection, Type GV4-80
8205 | 70-150A TP 70kA GV5 MPCB with O/C,S/C protection & direct rotary handle control, Type GV5-150 | MPCB | LV_Switchgear | GV5P150H | SCHNEIDER | 70-150A | 70kA | Nos. | None | Inventory | 70-150A TP 70kA GV5 MPCB with O/C,S/C protection & direct rotary handle control, Type GV5-150
8206 | 100-220A TP 70kA GV5 MPCB with O/C,S/C protection & direct rotary handle control, Type GV5-220 | MPCB | LV_Switchgear | GV5P220H | SCHNEIDER | 100-220A | 70kA | Nos. | None | Inventory | 100-220A TP 70kA GV5 MPCB with O/C,S/C protection & direct rotary handle control, Type GV5-220
8207 | 160-320A TP 70kA GV6 MPCB with O/C,S/C protection & direct rotary handle control, Type GV6-320 | MPCB | LV_Switchgear | GV6P320H | SCHNEIDER | 160-320A | 70kA | Nos. | None | Inventory | 160-320A TP 70kA GV6 MPCB with O/C,S/C protection & direct rotary handle control, Type GV6-320
8208 | 250-500A TP 70kA GV6 MPCB with O/C,S/C protection & direct rotary handle control, Type GV6-500 | MPCB | LV_Switchgear | GV6P500H | SCHNEIDER | 250-500A | 70kA | Nos. | None | Inventory | 250-500A TP 70kA GV6 MPCB with O/C,S/C protection & direct rotary handle control, Type GV6-500
8209 | Auxiliary contact 1C/O add-on block for TeSys MPCB, Type GV5 / GV6 / GV7 | MPCB Accessories | LV_Switchgear | GV7AE11 | SCHNEIDER | 0 | Aux./Trip Contact | Nos. | None | Inventory | Auxiliary contact 1C/O add-on block for TeSys MPCB, Type GV5 / GV6 / GV7
8210 | Shunt Coil/Release 110-115V AC add-on block for TeSys MPCB, Type GV5 / GV6 / GV7 | MPCB Accessories | LV_Switchgear | GV7AS107 | SCHNEIDER | 0 | Shunt | Nos. | None | Inventory | Shunt Coil/Release 110-115V AC add-on block for TeSys MPCB, Type GV5 / GV6 / GV7
8211 | Shunt Coil/Release 200-240V AC add-on block for TeSys MPCB, Type GV5 / GV6 / GV7 | MPCB Accessories | LV_Switchgear | GV7AS207 | SCHNEIDER | 0 | Shunt | Nos. | None | Inventory | Shunt Coil/Release 200-240V AC add-on block for TeSys MPCB, Type GV5 / GV6 / GV7
8212 | Shunt Coil/Release 380-440V AC add-on block for TeSys MPCB, Type GV5 / GV6 / GV7 | MPCB Accessories | LV_Switchgear | GV7AS387 | SCHNEIDER | 0 | Shunt | Nos. | None | Inventory | Shunt Coil/Release 380-440V AC add-on block for TeSys MPCB, Type GV5 / GV6 / GV7
8213 | Under-voltage Coil/Release 110-130V AC add-on block for TeSys MPCB, Type GV5 / GV6 / GV7 | MPCB Accessories | LV_Switchgear | GV7AU107 | SCHNEIDER | 0 | Undervoltage | Nos. | None | Inventory | Under-voltage Coil/Release 110-130V AC add-on block for TeSys MPCB, Type GV5 / GV6 / GV7
8214 | Under-voltage Coil/Release 200-240V AC add-on block for TeSys MPCB, Type GV5 / GV6 / GV7 | MPCB Accessories | LV_Switchgear | GV7AU207 | SCHNEIDER | 0 | Undervoltage | Nos. | None | Inventory | Under-voltage Coil/Release 200-240V AC add-on block for TeSys MPCB, Type GV5 / GV6 / GV7
8215 | Under-voltage Coil/Release 380-440V AC add-on block for TeSys MPCB, Type GV5 / GV6 / GV7 | MPCB Accessories | LV_Switchgear | GV7AU387 | SCHNEIDER | 0 | Undervoltage | Nos. | None | Inventory | Under-voltage Coil/Release 380-440V AC add-on block for TeSys MPCB, Type GV5 / GV6 / GV7
8216 | Auxiliary contact 1NC + 1NO fault signalling contact left side mounted add-on block for TeSys MPCB, Type GV2 | MPCB Accessories | LV_Switchgear | GVAD1001 | SCHNEIDER | 0 | Aux./Trip Contact | Nos. | None | Inventory | Auxiliary contact 1NC + 1NO fault signalling contact left side mounted add-on block for TeSys MPCB, Type GV2
8217 | Auxiliary contact 1NO + 1NO fault signalling contact left side mounted add-on block for TeSys MPCB, Type GV2 | MPCB Accessories | LV_Switchgear | GVAD1010 | SCHNEIDER | 0 | Aux./Trip Contact | Nos. | None | Inventory | Auxiliary contact 1NO + 1NO fault signalling contact left side mounted add-on block for TeSys MPCB, Type GV2
8218 | Auxiliary contact 1NO or 1NC front side mounted add-on block for TeSys MPCB, Type GV2 | MPCB Accessories | LV_Switchgear | GVAE1 | SCHNEIDER | 0 | Aux./Trip Contact | Nos. | None | Inventory | Auxiliary contact 1NO or 1NC front side mounted add-on block for TeSys MPCB, Type GV2
8219 | Auxiliary contact 1NO + 1NC front side mounted add-on block for TeSys MPCB, Type GV2 | MPCB Accessories | LV_Switchgear | GVAE11 | SCHNEIDER | 0 | Aux./Trip Contact | Nos. | None | Inventory | Auxiliary contact 1NO + 1NC front side mounted add-on block for TeSys MPCB, Type GV2
8220 | Auxiliary contact 2NO front side mounted add-on block for TeSys MPCB, Type GV2 | MPCB Accessories | LV_Switchgear | GVAE20 | SCHNEIDER | 0 | Aux./Trip Contact | Nos. | None | Inventory | Auxiliary contact 2NO front side mounted add-on block for TeSys MPCB, Type GV2
8221 | Auxiliary contact 1NC + 1NO fault signalling contact front side mounted add-on block for TeSys MPCB, Type GV3P / GV3L | MPCB Accessories | LV_Switchgear | GVAED011 | SCHNEIDER | 0 | Aux./Trip Contact | Nos. | None | Inventory | Auxiliary contact 1NC + 1NO fault signalling contact front side mounted add-on block for TeSys MPCB, Type GV3P / GV3L
8222 | Auxiliary contact 1NO + 1NO fault signalling contact front side mounted add-on block for TeSys MPCB, Type GV3P / GV3L | MPCB Accessories | LV_Switchgear | GVAED101 | SCHNEIDER | 0 | Aux./Trip Contact | Nos. | None | Inventory | Auxiliary contact 1NO + 1NO fault signalling contact front side mounted add-on block for TeSys MPCB, Type GV3P / GV3L
8223 | Short circuit signal contact 1C/O left side mounted add-on block for TeSys MPCB, Type GV2 | MPCB Accessories | LV_Switchgear | GVAM11 | SCHNEIDER | 0 | Aux./Trip Contact | Nos. | None | Inventory | Short circuit signal contact 1C/O left side mounted add-on block for TeSys MPCB, Type GV2
8224 | Auxiliary contact 1NO + 1NC left side mounted add-on block for TeSys MPCB, Type GV2 | MPCB Accessories | LV_Switchgear | GVAN11 | SCHNEIDER | 0 | Aux./Trip Contact | Nos. | None | Inventory | Auxiliary contact 1NO + 1NC left side mounted add-on block for TeSys MPCB, Type GV2
8225 | Auxiliary contact 2NO left side mounted add-on block for TeSys MPCB, Type GV2 | MPCB Accessories | LV_Switchgear | GVAN20 | SCHNEIDER | 0 | Aux./Trip Contact | Nos. | None | Inventory | Auxiliary contact 2NO left side mounted add-on block for TeSys MPCB, Type GV2
8226 | Shunt Coil/Release 110-115V AC add-on block for TeSys MPCB, Type GV2 | MPCB Accessories | LV_Switchgear | GVAS115-SC | SCHNEIDER | 0 | Shunt | Nos. | None | Inventory | Shunt Coil/Release 110-115V AC add-on block for TeSys MPCB, Type GV2
8227 | Shunt Coil/Release 220-240V AC add-on block for TeSys MPCB, Type GV2 | MPCB Accessories | LV_Switchgear | GVAS225-SC | SCHNEIDER | 0 | Shunt | Nos. | None | Inventory | Shunt Coil/Release 220-240V AC add-on block for TeSys MPCB, Type GV2
8228 | Shunt Coil/Release 380-400V AC add-on block for TeSys MPCB, Type GV2 | MPCB Accessories | LV_Switchgear | GVAS385-SC | SCHNEIDER | 0 | Shunt | Nos. | None | Inventory | Shunt Coil/Release 380-400V AC add-on block for TeSys MPCB, Type GV2
8229 | Under-voltage Coil/Release 110-115V AC add-on block for TeSys MPCB, Type GV2 | MPCB Accessories | LV_Switchgear | GVAU115-UV | SCHNEIDER | 0 | Undervoltage | Nos. | None | Inventory | Under-voltage Coil/Release 110-115V AC add-on block for TeSys MPCB, Type GV2
8230 | Under-voltage Coil/Release 220-240V AC add-on block for TeSys MPCB, Type GV2 | MPCB Accessories | LV_Switchgear | GVAU225-UV | SCHNEIDER | 0 | Undervoltage | Nos. | None | Inventory | Under-voltage Coil/Release 220-240V AC add-on block for TeSys MPCB, Type GV2
8231 | Under-voltage Coil/Release 380-400V AC add-on block for TeSys MPCB, Type GV2 | MPCB Accessories | LV_Switchgear | GVAU385-UV | SCHNEIDER | 0 | Undervoltage | Nos. | None | Inventory | Under-voltage Coil/Release 380-400V AC add-on block for TeSys MPCB, Type GV2
8232 | H BEDDING GASKET BLACK COLOUR Make : REPUTED | Gasket | ACCESSORIES | H BIDIING GASKET | REPUTED | _ | NA | MTRS | None | Inventory | H BEDDING GASKET BLACK COLOUR Make : REPUTED
8233 | NUT FOR HAND GRINDER SIZE 4" | MS HARD | HARDWARE & ACCESSORIES | H GRINDER NUT 4 | REPUTED | NUT | NA | Nos | None | Inventory | NUT FOR HAND GRINDER SIZE 4"
8234 | NUT FOR HAND GRINDER SIZE 5" | MS HARD | HARDWARE & ACCESSORIES | H GRINDER NUT 5 | REPUTED | NUT | NA | Nos | None | Inventory | NUT FOR HAND GRINDER SIZE 5"
8235 | KIT FOR T2 MCCB 200X600MM (HXW) | ArTuK | LV PANEL | H23KT1110-2C | ABB | - | - | KGS |  | Inventory | KIT FOR T2 MCCB 200X600MM (HXW)
8236 | KIT FOR TMAX/XT MCCB 300X600MM (HXW) | ArTuK | LV PANEL | H23KT300-1* | ABB | - | - | KGS |  | Inventory | KIT FOR TMAX/XT MCCB 300X600MM (HXW)
8237 | KIT FOR T5 MCCB 400X600MM (HXW) | ArTuK | LV PANEL | H23KT4124-T5 | ABB | - | - | KGS |  | Inventory | KIT FOR T5 MCCB 400X600MM (HXW)
8238 | KIT FOR TMAX/XT MCCB 500X600MM (HXW) | ArTuK | LV PANEL | H23KT500-1* | ABB | - | - | KGS |  | Inventory | KIT FOR TMAX/XT MCCB 500X600MM (HXW)
8239 | KIT FOR T5 MCCB, (500*600)H*W | ArTuK | LV PANEL | H23KT5136-T5 | ABB | - | - | KGS |  | Inventory | KIT FOR T5 MCCB, (500*600)H*W
8240 | KIT FOR T6 3-4 POLES MCCB, 500X600(HXW) | ArTuK | LV PANEL | H23KT5136-T6 | ABB | - | - | KGS |  | Inventory | KIT FOR T6 3-4 POLES MCCB, 500X600(HXW)
8241 | KIT FOR T6 MCCB, (600*600)H*W | ArTuK | LV PANEL | H23KT5136-T6-2 | ABB | - | - | KGS |  | Inventory | KIT FOR T6 MCCB, (600*600)H*W
8242 | MOTORISIED MCCB KIT-320X600(HXW) | ArTuK | LV PANEL | H23KT5136-T6-2V | ABB | - | - | KGS |  | Inventory | MOTORISIED MCCB KIT-320X600(HXW)
8243 | KIT FOR TMAX/XT MCCB 600X600MM (HXW) | ArTuK | LV PANEL | H23KT600-1* | ABB | - | - | KGS |  | Inventory | KIT FOR TMAX/XT MCCB 600X600MM (HXW)
8244 | KIT FOR T5 MCCB, (600*600)H*W | ArTuK | LV PANEL | H23KT6136-T5 | ABB | - | - | KGS |  | Inventory | KIT FOR T5 MCCB, (600*600)H*W
8245 | MOTORISED MCCB KIT-600X600(HXW) | ArTuK | LV PANEL | H23KT6136-T7V | ABB | - | - | KGS |  | Inventory | MOTORISED MCCB KIT-600X600(HXW)
8246 | KIT FOR XT4,3-4 POLE MCCB, 600X600(HXW)M | ArTuK | LV PANEL | H23KXT1110-6A | ABB | - | - | KGS |  | Inventory | KIT FOR XT4,3-4 POLE MCCB, 600X600(HXW)M
8247 | KIT FOR XT2 3-4 POLE MCCB, 300X600(HXW)M | ArTuK | LV PANEL | H23XT1110-2B | ABB | - | - | KGS |  | Inventory | KIT FOR XT2 3-4 POLE MCCB, 300X600(HXW)M
8248 | KIT FOR XT2 3-4 POLE MCCB, 200X600(HXW)M | ArTuK | LV PANEL | H23XT1110-2D | ABB | - | - | KGS |  | Inventory | KIT FOR XT2 3-4 POLE MCCB, 200X600(HXW)M
8249 | KIT FOR XT4 3-4 POLES MCCB, 400X600(HXW) | ArTuK | LV PANEL | H23XT4124-T4 | ABB | - | - | KGS |  | Inventory | KIT FOR XT4 3-4 POLES MCCB, 400X600(HXW)
8250 | KIT FOR XT4 3-4 POLES MCCB, 500X600(HXW) | ArTuK | LV PANEL | H23XT4124-T5 | ABB | - | - | KGS |  | Inventory | KIT FOR XT4 3-4 POLES MCCB, 500X600(HXW)
8251 | KIT FOR XT2 3-4 POLES MCCB, 400X600(HXW) | ArTuK | LV PANEL | H23XT4136-XT2 | ABB | - | - | KGS |  | Inventory | KIT FOR XT2 3-4 POLES MCCB, 400X600(HXW)
8252 | KIT FOR XT5 3-4 POLES MCCB, 500X600(HXW) | ArTuK | LV PANEL | H23XT5124-T5 | ABB | - | - | KGS |  | Inventory | KIT FOR XT5 3-4 POLES MCCB, 500X600(HXW)
8253 | Half round rough file 12 inch,Make-J.K. | Welding ACC | ACCESSORIES | HAF-RND-FILE-12 | J.K | _ | NA | Nos | None | Inventory | Half round rough file 12 inch,Make-J.K.
8254 | UNBREAKO 10.9, 10X40 MM HALF THREAD BOLT | MS HARD | HARDWARE & ACCESSORIES | HALF-THR-UNBRA-10X40 | REPUTED | BOLT | NA | Nos | None | Inventory | UNBREAKO 10.9, 10X40 MM HALF THREAD BOLT
8255 | UNBREAKO 10.9, 10X50 MM HALF THREAD BOLT | MS HARD | HARDWARE & ACCESSORIES | HALF-THR-UNBRA-10X50 | REPUTED | BOLT | NA | Nos | None | Inventory | UNBREAKO 10.9, 10X50 MM HALF THREAD BOLT
8256 | 12X45 HAFT THREAD BOLT UNBRACO | MS HARD | HARDWARE & ACCESSORIES | HALF-THR-UNBRA-12X45 | REPUTED | BOLT | NA | Nos | None | Inventory | 12X45 HAFT THREAD BOLT UNBRACO
8257 | 12X50 HAFT THREAD BOLT UNBRACO | MS HARD | HARDWARE & ACCESSORIES | HALF-THR-UNBRA-12X50 | REPUTED | BOLT | NA | Nos | None | Inventory | 12X50 HAFT THREAD BOLT UNBRACO
8258 | 12X60 HAFT THREAD BOLT UNBRACO | MS HARD | HARDWARE & ACCESSORIES | HALF-THR-UNBRA-12X60 | REPUTED | BOLT | NA | Nos | None | Inventory | 12X60 HAFT THREAD BOLT UNBRACO
8259 | 12X70 HAFT THREAD BOLT UNBRACO | MS HARD | HARDWARE & ACCESSORIES | HALF-THR-UNBRA-12X70 | REPUTED | BOLT | NA | Nos | None | Inventory | 12X70 HAFT THREAD BOLT UNBRACO
8260 | 12X80 HAFT THREAD BOLT UNBRACO | MS HARD | HARDWARE & ACCESSORIES | HALF-THR-UNBRA-12X80 | REPUTED | BOLT | NA | Nos | None | Inventory | 12X80 HAFT THREAD BOLT UNBRACO
8261 | 16X40 HAFT THREAD BOLT UNBRACO | MS HARD | HARDWARE & ACCESSORIES | HALF-THR-UNBRA-16X40 | REPUTED | BOLT | NA | Nos | None | Inventory | 16X40 HAFT THREAD BOLT UNBRACO
8262 | 16X60 HAFT THREAD BOLT UNBRACO | MS HARD | HARDWARE & ACCESSORIES | HALF-THR-UNBRA-16X60 | REPUTED | BOLT | NA | Nos | None | Inventory | 16X60 HAFT THREAD BOLT UNBRACO
8263 | 16X80 HAFT THREAD BOLT UNBRACO | MS HARD | HARDWARE & ACCESSORIES | HALF-THR-UNBRA-16X80 | REPUTED | BOLT | NA | Nos | None | Inventory | 16X80 HAFT THREAD BOLT UNBRACO
8264 | UNBREAKO 10.9, 6X40 MM HALF THREAD BOLT | MS HARD | HARDWARE & ACCESSORIES | HALF-THR-UNBRA-6X40 | REPUTED | BOLT | NA | Nos | None | Inventory | UNBREAKO 10.9, 6X40 MM HALF THREAD BOLT
8265 | UNBREAKO 10.9, 8X40 MM HALF THREAD BOLT | MS HARD | HARDWARE & ACCESSORIES | HALF-THR-UNBRA-8X40 | REPUTED | BOLT | NA | Nos | None | Inventory | UNBREAKO 10.9, 8X40 MM HALF THREAD BOLT
8266 | Hammer 500gms | SHOP | TOOLS | HAM-500G | Taparia | _ | NA | Nos | None | Inventory | Hammer 500gms
8267 | Hammer 800gms | SHOP | TOOLS | HAM-800G | Taparia | _ | NA | Nos | None | Inventory | Hammer 800gms
8268 | HAMMER | SHOP | TOOLS | HAMMER | REPUTED | _ | NA | Nos |  | Non Inventory | HAMMER
8269 | HAMMER_NAIL | SHOP | TOOLS | HAMMER_NAIL_REMOVE | REPUTED | _ | NA | Nos |  | Non Inventory | HAMMER_NAIL
8270 | 900 WATTS SMALL HAND GRINDER 100MM. | Welding ACC | TOOLS | HAND GRINDER SMALL 100MM | REPUTED | _ | NA | Nos | None | Inventory | 900 WATTS SMALL HAND GRINDER 100MM.
8271 | 900 WATTS SMALL HAND GRINDER 125MM. | Welding ACC | TOOLS | HAND GRINDER SMALL 125MM | REPUTED | _ | NA | Nos | None | Inventory | 900 WATTS SMALL HAND GRINDER 125MM.
8272 | HAND SCREEN | Welding ACC | ACCESSORIES | HAND SCREEN | REPUTED | _ | NA | Nos | None | Inventory | HAND SCREEN
8273 | COTTON HAND GLOVES | Welding ACC | ACCESSORIES | HAND-GLOVES-COTTON | REPUTED | _ | NA | Nos |  | Inventory | COTTON HAND GLOVES
8274 | GEANS HAND GLOVES | Welding ACC | ACCESSORIES | HAND-GLOVES-GEANS | REPUTED | _ | NA | Nos |  | Inventory | GEANS HAND GLOVES
8275 | SANITIZER | OWN USE ITEMS | ACCESSORIES | HAND-SANITIZER | REPUTED | - | - | PKT |  | Inventory | SANITIZER
8276 | HAND SANITIZER | OWN USE ITEMS | ACCESSORIES | HAND-SANITIZER1 | REPUTED | - | - | LTRS |  | Inventory | HAND SANITIZER
8575 | 630/1A, 10VA, CL-0.5 , RESIN CAST CTs, ID-50mm | LT CT | SWITCHGEAR | IND-LT-RC-630/1A | Indcoil | _ | NA | Nos |  | Inventory | 630/1A, 10VA, CL-0.5 , RESIN CAST CTs, ID-50mm
8576 | 630/5A, 15VA, CL-1 , RESIN CAST CTs, ID-50x40 | LT CT | SWITCHGEAR | IND-LT-RC-630/5A | Indcoil | _ | NA | Nos |  | Inventory | 630/5A, 15VA, CL-1 , RESIN CAST CTs, ID-50x40
8577 | 65/5A, 5VA, CL-1, WPL | LT CT | SWITCHGEAR | IND-LT-RC-65/5A-5VA-CL-1 | Indcoil | _ | NA | Nos |  | Inventory | 65/5A, 5VA, CL-1, WPL
8578 | 80/5A, 5VA, CL-1, WPL | LT CT | SWITCHGEAR | IND-LT-RC-80/5A-5VA-CL-1 | Indcoil | _ | NA | Nos |  | Inventory | 80/5A, 5VA, CL-1, WPL
8579 | 800/1A, 15VA, CL-0.5 , RESIN CAST CTs, ID-90x40mm | LT CT | SWITCHGEAR | IND-LT-RC-800/1A-15VA-CL-0.5 | Indcoil | _ | NA | Nos |  | Inventory | 800/1A, 15VA, CL-0.5 , RESIN CAST CTs, ID-90x40mm
8580 | LT CT, RESIN CAST, WINDOW TYPE, RATIO: 1000/1A Acc.Cl: 0.5s 10VA, ID-100mm x 50mm, terminals on shorter side. | LT CT | SWITCHGEAR | IND-LT-RC-WI-1000/1A-CL-0.5S-10VA | Indcoil | - | - | Nos |  | Inventory | LT CT, RESIN CAST, WINDOW TYPE, RATIO: 1000/1A Acc.Cl: 0.5s 10VA, ID-100mm x 50mm, terminals on shorter side.
8581 | LT CT, RESIN CAST, WINDOW TYPE, RATIO:250/5A Acc.Cl: 1 15VA, ID-35mm x 30mm, terminals on 35mm side. | LT CT | SWITCHGEAR | IND-LT-RC-WI-250/5A-CL-1-15VA | Indcoil | - | - | Nos |  | Inventory | LT CT, RESIN CAST, WINDOW TYPE, RATIO:250/5A Acc.Cl: 1 15VA, ID-35mm x 30mm, terminals on 35mm side.
8582 | LT CT,RESIN CAST, WINDOW TYPE, RATIO:300/5A Acc.Cl: 1 15VA, ID-40mm x 32mm, terminals on 40mm side- | LT CT | SWITCHGEAR | IND-LT-RC-WI-300/5A-CL-1-15VA | Indcoil | - | - | Nos |  | Inventory | LT CT,RESIN CAST, WINDOW TYPE, RATIO:300/5A Acc.Cl: 1 15VA, ID-40mm x 32mm, terminals on 40mm side-
8583 | LT CT,RESIN CAST, WINDOW TYPE, RATIO:600/5A Acc.Cl: 1.0 15VA, ID-50mm x 50mm, terminals on shorter side. | LT CT | SWITCHGEAR | IND-LT-RC-WI-600/5A-CL-1.0-15VA-ID50X50MM | Indcoil | - | - | Nos |  | Inventory | LT CT,RESIN CAST, WINDOW TYPE, RATIO:600/5A Acc.Cl: 1.0 15VA, ID-50mm x 50mm, terminals on shorter side.
8584 | LT CT,RESIN CAST, WINDOW TYPE, RATIO:800/5A Acc.Cl: 1.0 15VA, ID-50mm x 50mm, terminals on shorter side. | LT CT | SWITCHGEAR | IND-LT-RC-WI-800/5A-CL-1.0-15VA-ID50X50MM | Indcoil | - | - | Nos |  | Inventory | LT CT,RESIN CAST, WINDOW TYPE, RATIO:800/5A Acc.Cl: 1.0 15VA, ID-50mm x 50mm, terminals on shorter side.
8585 | 25/1A, CL-0.5, 5VA,WPL | LT CT | SWITCHGEAR | IND-LT-RC-WPL-25/1A | Indcoil | _ | NA | Nos |  | Inventory | 25/1A, CL-0.5, 5VA,WPL
8586 | 32/1A, CL-0.5, 5VA,WPL | LT CT | SWITCHGEAR | IND-LT-RC-WPL-32/1A | Indcoil | _ | NA | Nos |  | Inventory | 32/1A, CL-0.5, 5VA,WPL
8587 | 50/1A, CL-0.5, 5VA, WPL | LT CT | SWITCHGEAR | IND-LT-RC-WPL-50/1A | Indcoil | _ | NA | Nos |  | Inventory | 50/1A, CL-0.5, 5VA, WPL
8588 | 60/1A, CL-0.5, 5VA,WPL | LT CT | SWITCHGEAR | IND-LT-RC-WPL-60/1A | Indcoil | _ | NA | Nos |  | Inventory | 60/1A, CL-0.5, 5VA,WPL
8589 | Control Trafo. 0-380-415-440 / 220V AC, 1PH, 100VA | LT CT | SWITCHGEAR | IND-LT-TR-0-380-415-440/220V-1PH | Indcoil | _ | NA | Nos |  | Inventory | Control Trafo. 0-380-415-440 / 220V AC, 1PH, 100VA
8590 | Control Trafo. 415/230V AC, 500VA | LT CT | SWITCHGEAR | IND-LT-TR-415/230V | Indcoil | _ | NA | Nos |  | Inventory | Control Trafo. 415/230V AC, 500VA
8591 | Control Trafo. 415/230V AC, 1PH, 3KVA | LT CT | SWITCHGEAR | IND-LT-TR-415/230V-1PH | Indcoil | _ | NA | Nos |  | Inventory | Control Trafo. 415/230V AC, 1PH, 3KVA
8592 | Control Trafo. 660/230V AC, 1PH, 50VA | LT CT | SWITCHGEAR | IND-LT-TR-660/230V-1PH | Indcoil | _ | NA | Nos |  | Inventory | Control Trafo. 660/230V AC, 1PH, 50VA
8593 | Control Trafo. 800/240V AC, 1PH, 500VA | LT CT | SWITCHGEAR | IND-LT-TR-800/240V-1PH | Indcoil | _ | NA | Nos |  | Inventory | Control Trafo. 800/240V AC, 1PH, 500VA
8594 | 15KVA 3PH, 4wire, Dry type, Resin Cast, Aux. Trafo. Ratio: 660/415V, Impedance(Z)= 4%, AN OCTC ± 5% @ STEPS OF 2.5%, Insulation Class F, Vector group-Dyn11, Amb. temp-50Deg C | LT CT | SWITCHGEAR | IND-LT-TR-AC-15KVA-20KVP/660/415V | Indcoil | _ | NA | Nos |  | Inventory | 15KVA 3PH, 4wire, Dry type, Resin Cast, Aux. Trafo. Ratio: 660/415V, Impedance(Z)= 4%, AN OCTC ± 5% @ STEPS OF 2.5%, Insulation Class F, Vector group-Dyn11, Amb. temp-50Deg C
8595 | 15 KVA, 660/415V, Dyn11, Indoor 3PH DRY CRT Transformer, Resin cast 20kVp Impulse voltage, INSULATION CLASS-F, AMBIENT TEMP. 50 DEG. | LT CT | SWITCHGEAR | IND-LT-TR-AC-15KVA-660/415V | Indcoil | _ | NA | Nos |  | Inventory | 15 KVA, 660/415V, Dyn11, Indoor 3PH DRY CRT Transformer, Resin cast 20kVp Impulse voltage, INSULATION CLASS-F, AMBIENT TEMP. 50 DEG.
8596 | 15KVA 3PH, 4wire, Dry type AUX. Trafo. Ratio: 630/415V, Impedance(Z)= 4%, AN OCTC ± 5% @ STEPS OF 2.5%, Insulation Class F, Vector group-Dyn11 | LT CT | SWITCHGEAR | IND-LT-TR-AC-15KVA/630/415V | Indcoil | _ | NA | Nos |  | Inventory | 15KVA 3PH, 4wire, Dry type AUX. Trafo. Ratio: 630/415V, Impedance(Z)= 4%, AN OCTC ± 5% @ STEPS OF 2.5%, Insulation Class F, Vector group-Dyn11
8597 | 15KVA 3PH, 4wire, Dry type AUX. Trafo. Ratio: 660/415V, Impedance(Z)= 4%, AN OCTC ± 5% @ STEPS OF 2.5%, Insulation Class F, Vector group-Dyn11 | LT CT | SWITCHGEAR | IND-LT-TR-AC-15KVA/660/415V | Indcoil | _ | NA | Nos |  | Inventory | 15KVA 3PH, 4wire, Dry type AUX. Trafo. Ratio: 660/415V, Impedance(Z)= 4%, AN OCTC ± 5% @ STEPS OF 2.5%, Insulation Class F, Vector group-Dyn11
8598 | 20KVA 3PH, 4wire, Dry type AUX. Trafo. Ratio: 600/415V, Impedance(Z)= 3.6%, AN OCTC ± 5% @ STEPS OF 2.5%, Insulation Class F, Vector group-Dyn11 | LT CT | SWITCHGEAR | IND-LT-TR-AC-20KVA/600/415V | Indcoil | _ | NA | Nos |  | Inventory | 20KVA 3PH, 4wire, Dry type AUX. Trafo. Ratio: 600/415V, Impedance(Z)= 3.6%, AN OCTC ± 5% @ STEPS OF 2.5%, Insulation Class F, Vector group-Dyn11
8599 | 4KVA 3PH, 4wire, Dry type AUX. Trafo. Ratio: 800/415V, Impedance(Z)= 4%, AN OCTC ± 5% @ STEPS OF 2.5%, Insulation Class F, Vector group-Dyn11 | LT CT | SWITCHGEAR | IND-LT-TR-AC-4KVA-800/415V | Indcoil | _ | NA | Nos |  | Inventory | 4KVA 3PH, 4wire, Dry type AUX. Trafo. Ratio: 800/415V, Impedance(Z)= 4%, AN OCTC ± 5% @ STEPS OF 2.5%, Insulation Class F, Vector group-Dyn11
8600 | 50KVA 3PH, 4wire, Dry type AUX. Trafo. Ratio: 660/415V, Impedance(Z)= 4%, AN OCTC ± 5% @ STEPS OF 2.5%, Insulation Class F, Vector group-Dyn11 | LT CT | SWITCHGEAR | IND-LT-TR-AC-50KVA/660/415V | Indcoil | _ | NA | Nos |  | Inventory | 50KVA 3PH, 4wire, Dry type AUX. Trafo. Ratio: 660/415V, Impedance(Z)= 4%, AN OCTC ± 5% @ STEPS OF 2.5%, Insulation Class F, Vector group-Dyn11
8601 | 50KVA 3PH, 4wire, Dry type AUX. Trafo. Ratio: 660/415V, Impedance(Z)= 4%, AN OCTC ± 5% @ STEPS OF 2.5%, Insulation Class F, Vector group-Dyn11- 20kVp Impulse voltage | LT CT | SWITCHGEAR | IND-LT-TR-AC-50KVA/660/415V-20KVP | Indcoil | _ | NA | Nos |  | Inventory | 50KVA 3PH, 4wire, Dry type AUX. Trafo. Ratio: 660/415V, Impedance(Z)= 4%, AN OCTC ± 5% @ STEPS OF 2.5%, Insulation Class F, Vector group-Dyn11- 20kVp Impulse voltage
8602 | Potential Transformer Ratio : Primary-800V/RT3, Sec-110V/RT3, 30VA, CL-0.5,3PH. | PT | SWITCHGEAR | IND-LV-PT-800/RT3/110/RT3-CL-0.5-30VA-3PH | Indcoil | - | - | Nos |  | Inventory | Potential Transformer Ratio : Primary-800V/RT3, Sec-110V/RT3, 30VA, CL-0.5,3PH.
13672 | PT 415 / RT3 / 110V / RT3 ,CL-0.5, 50VA- 50 / 60Hz TA-40 DEG.C 3PHASE, STAR-STAR, INDCOIL make | LT CT | SWITCHGEAR | PT-IN-415V/RT3/110V/RT3-0.5,50VA | Indcoil | _ | NA | Nos |  | Inventory | PT 415 / RT3 / 110V / RT3 ,CL-0.5, 50VA- 50 / 60Hz TA-40 DEG.C 3PHASE, STAR-STAR, INDCOIL make
13673 | PT 415 / RT3 / 110V / RT3 ,CL-1.0, 30VA, CLASS B 50 / 60Hz TA-40DEG. C 3PHASE, STAR-STAR, INDCOIL make | LT CT | SWITCHGEAR | PT-IN-415V/RT3/110V/RT3-1.0,30VA | Indcoil | _ | NA | Nos |  | Inventory | PT 415 / RT3 / 110V / RT3 ,CL-1.0, 30VA, CLASS B 50 / 60Hz TA-40DEG. C 3PHASE, STAR-STAR, INDCOIL make
13674 | PT 415 / RT3 / 110V / RT3 ,CL-1, 50VA- 3PHASE, STAR-STAR | LT CT | SWITCHGEAR | PT-IN-415V/RT3/110V/RT3-CL-1,50VA | Indcoil | _ | NA | Nos |  | Inventory | PT 415 / RT3 / 110V / RT3 ,CL-1, 50VA- 3PHASE, STAR-STAR
13675 | PT 415 / RT3 / 110V / RT3 ,CL-1, 50VA- 1PHASE, STAR-STAR | LT CT | SWITCHGEAR | PT-IN-415V/RT3/110V/RT3-CL-1,50VA-1PHASE | Indcoil | _ | NA | Nos |  | Inventory | PT 415 / RT3 / 110V / RT3 ,CL-1, 50VA- 1PHASE, STAR-STAR
8606 | 16-PIN PLUG & SOCKET | Indus Socket | SWITCHGEAR | INDO-SOC-16PIN | INDOELCTRIC | _ | NA | Nos |  | Inventory | 16-PIN PLUG & SOCKET
8611 | CAST RESIN EXCITATION TRANSFORMER, TWO PHASE 10.5kV/200V,O/P: 4.0KVA CONT., BIL:12kV/28kV/75kVp, FIXED TYPE,COPPER WOUND. | CONTROL TRANSFORMER | SWITCHGEAR | INS-EXI-10.5-10500/200VAC-4000VA | INSTRANS | - | - | Nos |  | Inventory | CAST RESIN EXCITATION TRANSFORMER, TWO PHASE 10.5kV/200V,O/P: 4.0KVA CONT., BIL:12kV/28kV/75kVp, FIXED TYPE,COPPER WOUND.
8612 | CAST RESIN EXCITATION TRANSFORMER, TWO PHASE 6.3kV/125V,O/P: 3.0KVA CONT., BIL:7.2kV/20kV/60kVp, FIXED TYPE,COPPER WOUND. | CONTROL TRANSFORMER | SWITCHGEAR | INS-EXI-6.3-6300/125VAC-3000VA | INSTRANS | - | - | Nos |  | Inventory | CAST RESIN EXCITATION TRANSFORMER, TWO PHASE 6.3kV/125V,O/P: 3.0KVA CONT., BIL:7.2kV/20kV/60kVp, FIXED TYPE,COPPER WOUND.
8613 | CAST RESIN EXCITATION TRANSFORMER, TWO PHASE 6.3kV/150V,O/P: 4.0KVA CONT., BIL:7.2kV/20kV/60kVp, FIXED TYPE,COPPER WOUND. | CONTROL TRANSFORMER | SWITCHGEAR | INS-EXI-6.3-6300/150VAC-4000VA | INSTRANS | - | - | Nos |  | Inventory | CAST RESIN EXCITATION TRANSFORMER, TWO PHASE 6.3kV/150V,O/P: 4.0KVA CONT., BIL:7.2kV/20kV/60kVp, FIXED TYPE,COPPER WOUND.
8614 | CAST RESIN EXCITATION TRANSFORMER, TWO PHASE 6.3kV/150V,O/P: 4.5KVA CONT., BIL:7.2kV/20kV/60kVp, FIXED TYPE, COPPER WOUND. | CONTROL TRANSFORMER | SWITCHGEAR | INS-EXI-6.3-6300/150VAC-4500VA | INSTRANS | - | - | Nos |  | Inventory | CAST RESIN EXCITATION TRANSFORMER, TWO PHASE 6.3kV/150V,O/P: 4.5KVA CONT., BIL:7.2kV/20kV/60kVp, FIXED TYPE, COPPER WOUND.
8615 | CAST RESIN EXCITATION TRANSFORMER, TWO PHASE 6.3kV/160V,O/P: 3.0KVA CONT., BIL:7.2kV/20kV/60kVp, FIXED TYPE,COPPER WOUND. | CONTROL TRANSFORMER | SWITCHGEAR | INS-EXI-6.3-6300/160VAC-3000VA | INSTRANS | - | - | Nos |  | Inventory | CAST RESIN EXCITATION TRANSFORMER, TWO PHASE 6.3kV/160V,O/P: 3.0KVA CONT., BIL:7.2kV/20kV/60kVp, FIXED TYPE,COPPER WOUND.
8616 | CAST RESIN EXCITATION TRANSFORMER, TWO PHASE 6.3kV/160V,O/P: 4.0KVA CONT., BIL:7.2kV/20kV/60kVp, FIXED TYPE,COPPER WOUND. | CONTROL TRANSFORMER | SWITCHGEAR | INS-EXI-6.3-6300/160VAC-4000VA | INSTRANS | - | - | Nos |  | Inventory | CAST RESIN EXCITATION TRANSFORMER, TWO PHASE 6.3kV/160V,O/P: 4.0KVA CONT., BIL:7.2kV/20kV/60kVp, FIXED TYPE,COPPER WOUND.
8617 | CAST RESIN EXCITATION TRANSFORMER, TWO PHASE 6.3kV/165V,O/P: 4.0KVA CONT., BIL:7.2kV/20kV/60kVp, FIXED TYPE,COPPER WOUND. | CONTROL TRANSFORMER | SWITCHGEAR | INS-EXI-6.3-6300/165VAC-4000VA | INSTRANS | - | - | Nos |  | Inventory | CAST RESIN EXCITATION TRANSFORMER, TWO PHASE 6.3kV/165V,O/P: 4.0KVA CONT., BIL:7.2kV/20kV/60kVp, FIXED TYPE,COPPER WOUND.
8618 | CAST RESIN EXCITATION TRANSFORMER, TWO PHASE 6.3kV/200V,O/P: 4.0KVA CONT., BIL:7.2kV/20kV/60kVp, FIXED TYPE,COPPER WOUND. | CONTROL TRANSFORMER | SWITCHGEAR | INS-EXI-6.3-6300/200VAC-4000VA | INSTRANS | - | - | Nos |  | Inventory | CAST RESIN EXCITATION TRANSFORMER, TWO PHASE 6.3kV/200V,O/P: 4.0KVA CONT., BIL:7.2kV/20kV/60kVp, FIXED TYPE,COPPER WOUND.
8619 | CAST RESIN EXCITATION TRANSFORMER, TWO PHASE 6.6kV/125V,O/P: 3.0KVA CONT., BIL:7.2kV/20kV/60kVp, FIXED TYPE,COPPER WOUND. | CONTROL TRANSFORMER | SWITCHGEAR | INS-EXI-6.6-6600/125VAC-3000VA | INSTRANS | - | - | Nos |  | Inventory | CAST RESIN EXCITATION TRANSFORMER, TWO PHASE 6.6kV/125V,O/P: 3.0KVA CONT., BIL:7.2kV/20kV/60kVp, FIXED TYPE,COPPER WOUND.
8435 | LC LC SINGLE MODE , 9/125 DUPLEX FIBER OPTIC CABLE. | CABLE | SWITCHGEAR | IFPC-LC-LC-OS1-DX-03 | IVEONET | - | - | Nos. |  | Inventory | LC LC SINGLE MODE , 9/125 DUPLEX FIBER OPTIC CABLE.
8436 | LC LC SINGLE MODE , 9/125 SIMPLEX LENGTH: 03 METER FIBER OPTIC CABLE. | CABLE | SWITCHGEAR | IFPC-LC-LC-OS1-SX-03 | IVEONET | - | - | Nos. |  | Inventory | LC LC SINGLE MODE , 9/125 SIMPLEX LENGTH: 03 METER FIBER OPTIC CABLE.
8437 | SC LC Multiemode Duplex Fiber optic patch cord, Length: 03Mtrs , | RELAY | SWITCHGEAR | IFPC-SC-LC-OM2-DX-03 | IVEONET | _ | NA | Nos. |  | Inventory | SC LC Multiemode Duplex Fiber optic patch cord, Length: 03Mtrs ,
8438 | SC LC Singlemode 9/125 Duplex Fiber optic patch cord, Length: 03Mtrs , | RELAY | SWITCHGEAR | IFPC-SC-LC-OS1-DX-03 | IVEONET | _ | NA | Nos |  | Inventory | SC LC Singlemode 9/125 Duplex Fiber optic patch cord, Length: 03Mtrs ,
8439 | SINGLE MODE, LINE INTERFACE UNIT, 6 PORT, DIN RAIL MOUNT MINI FIBER OPTIC PATCH PANELL, PROVISION TO MOUNT LC ADAPTOR PLATES. FULLY LOADED WITH PIGTAILS AND ADAPTOR, PVC GLANDS, CABLE TIES. | LIU | SWITCHGEAR | ILIU-06-LC-SX-OS1-RM | IVEONET | - | - | Nos. |  | Inventory | SINGLE MODE, LINE INTERFACE UNIT, 6 PORT, DIN RAIL MOUNT MINI FIBER OPTIC PATCH PANELL, PROVISION TO MOUNT LC ADAPTOR PLATES. FULLY LOADED WITH PIGTAILS AND ADAPTOR, PVC GLANDS, CABLE TIES.
8440 | LIU UNIT WITH 8-PORT.AUX. VOLTAGE : 230V AC | ETHERNET SWITCH | SWITCHGEAR | ILIU-08-SC-DX-OS1-RM | IVEONET | - | - | Nos. |  | Inventory | LIU UNIT WITH 8-PORT.AUX. VOLTAGE : 230V AC
8441 | 16 Port 19 Rackmount Fiber Optic Patch Panel/LIU Loaded with 16 x SC SM Pigtails, 08 x SC Multimode Duplex adapters, Splice Tray, PVC Glands, Cable Ties, 6 Cable Entry. Fully Loaded.(ROHS Certified) | RELAY | SWITCHGEAR | ILIU-16-SC-DX-OM2-RM | IVEONET | _ | NA | Nos. |  | Inventory | 16 Port 19 Rackmount Fiber Optic Patch Panel/LIU Loaded with 16 x SC SM Pigtails, 08 x SC Multimode Duplex adapters, Splice Tray, PVC Glands, Cable Ties, 6 Cable Entry. Fully Loaded.(ROHS Certified)
8442 | 06 Port Mini Dinrail Mount Fiber Optic Patch Panel/ LIU with Side Open Door, Loaded with 06 x LC SM pigtails, 03 x LC SM Duplex adapters, Splice Holders, PVC Glands, cable ties, clamps. 2 Hole Cable Entry. Fully Loaded. (ROHS Certified)., | RELAY | SWITCHGEAR | ILIUD-06-LC-DX-OS1-DR | IVEONET | _ | NA | Nos |  | Inventory | 06 Port Mini Dinrail Mount Fiber Optic Patch Panel/ LIU with Side Open Door, Loaded with 06 x LC SM pigtails, 03 x LC SM Duplex adapters, Splice Holders, PVC Glands, cable ties, clamps. 2 Hole Cable Entry. Fully Loaded. (ROHS Certified).,
8660 | 8" Filter, Size-255mmx255mm, Air Vent Surface Mounted with Screw Fitting | FILTER | SWITCHGEAR | JAI-JSAV-255/SF-6/8-8INCH | JAINSON | - | - | Nos |  | Inventory | 8" Filter, Size-255mmx255mm, Air Vent Surface Mounted with Screw Fitting
8661 | 10" Filter, Size-325mmx325mm, Air Vent Surface Mounted with Screw Fitting | FILTER | SWITCHGEAR | JAI-JSAV-325/SF-8/10-10INCH | JAINSON | - | - | Nos |  | Inventory | 10" Filter, Size-325mmx325mm, Air Vent Surface Mounted with Screw Fitting
8670 | Trip Circuit Supervision relay - JVS make Trip Circuit Supervision Relay ; Type JRV 911 ; 2 N/O + 1C/O self reset contact ; 96 sq. mm. Non-draw out case ; Rated voltage – 220 V DC | RELAY | SWITCHGEAR | JRV911-1 | JVS | _ | NA | Nos |  | Inventory | Trip Circuit Supervision relay - JVS make Trip Circuit Supervision Relay ; Type JRV 911 ; 2 N/O + 1C/O self reset contact ; 96 sq. mm. Non-draw out case ; Rated voltage – 220 V DC
8671 | Dual Trip Ckt supervision, Flush Mounting , 5A, 20-260V DC, Model-JRV 911-2, | RELAY | SWITCHGEAR | JRV911-2 | JVS | _ | NA | Nos |  | Inventory | Dual Trip Ckt supervision, Flush Mounting , 5A, 20-260V DC, Model-JRV 911-2,
8674 | base for RE300 relay | RELAY | SWITCHGEAR | JYOTI BASE | JYOTI | _ | NA | Nos | None | Inventory | base for RE300 relay
8675 | BASE FOR RE300, | RELAY | SWITCHGEAR | JYOTI-BASE | JYOTI | _ | NA | Nos | None | Inventory | BASE FOR RE300,
13951 | 24V DC 4C/O | RELAY | SWITCHGEAR | RE-JYOTI-4C/O-24 | JYOTI | _ | NA | Nos | None | Inventory | 24V DC 4C/O
13956 | RE300 RELAY 110V AC | RELAY | SWITCHGEAR | RE300-110VAC | JYOTI | _ | NA | Nos | None | Inventory | RE300 RELAY 110V AC
13957 | RE300 RELAY 110V DC | RELAY | SWITCHGEAR | RE300-110VDC | JYOTI | _ | NA | Nos | None | Inventory | RE300 RELAY 110V DC
13958 | RE300 RELAY 220V DC | RELAY | SWITCHGEAR | RE300-220VDC | JYOTI | _ | NA | Nos |  | Inventory | RE300 RELAY 220V DC
13959 | RE300 RELAY 230V AC | RELAY | SWITCHGEAR | RE300-230VAC | JYOTI | _ | NA | Nos | None | Inventory | RE300 RELAY 230V AC
13960 | RE300 RELAY 24V AC | RELAY | SWITCHGEAR | RE300-24VAC | JYOTI | _ | NA | Nos |  | Inventory | RE300 RELAY 24V AC
13961 | RE300 RELAY 24V DC | RELAY | SWITCHGEAR | RE300-24VDC | JYOTI | _ | NA | Nos | None | Inventory | RE300 RELAY 24V DC
13962 | RE300 RELAY 30V DC | RELAY | SWITCHGEAR | RE300-30VDC | JYOTI | _ | NA | Nos | None | Inventory | RE300 RELAY 30V DC
13680 | RESISTOR,0- 1000 OHM, 100W USED FOR DELTA CONNECTED PT. | RESISTOR | SWITCHGEAR | PT-RES-100WATTS-1000-OHMS | K2ENGG | _ | NA | Nos |  | Inventory | RESISTOR,0- 1000 OHM, 100W USED FOR DELTA CONNECTED PT.
13681 | RESISTOR, 150OHM, 100W USED FOR DELTA CONNECTED PT. | RESISTOR | SWITCHGEAR | PT-RES-100WATTS-150OHMS | K2ENGG | _ | NA | Nos |  | Inventory | RESISTOR, 150OHM, 100W USED FOR DELTA CONNECTED PT.
13682 | RESISTOR,0- 300OHM, 100W USED FOR DELTA CONNECTED PT. | RESISTOR | SWITCHGEAR | PT-RES-100WATTS-300OHMS | K2ENGG | _ | NA | Nos |  | Inventory | RESISTOR, 300OHM, 100W USED FOR DELTA CONNECTED PT.
13683 | PT RESISTOR, 200 OHMS, 150 WATTS | RESISTOR | SWITCHGEAR | PT-RES-150WATTS-200OHMS | K2ENGG | _ | NA | Nos |  | Inventory | PT RESISTOR, 200 OHMS, 150 WATTS
13684 | VARIABLE RESISTOR50-150 OHM,200W USED FOR DELTA CONNECTED PT | RESISTOR | SWITCHGEAR | PT-RES-200WATTS-50-150OHMS-VARI | K2ENGG | _ | NA | Nos |  | Inventory | VARIABLE RESISTOR50-150 OHM,200W USED FOR DELTA CONNECTED PT
13685 | PT RESISTOR, 50 OHMS, 200 WATTS | RESISTOR | SWITCHGEAR | PT-RES-200WATTS-50OHMS | K2ENGG | _ | NA | Nos |  | Inventory | PT RESISTOR, 50 OHMS, 200 WATTS
13686 | VARIABLE RESISTOR 200 OHM, 50-200W USED FOR DELTA CONNECTED PT | RESISTOR | SWITCHGEAR | PT-RES-200WATTS-50OHMS-VARI | K2ENGG | _ | NA | Nos |  | Inventory | VARIABLE RESISTOR 200 OHM, 50-200W USED FOR DELTA CONNECTED PT
8348 | 100X40 RED SLEEVE | BB SLEEVE | BUSBAR & ACCESSORIES | HBT-RED-100X40 | HONG SHINE | _ | NA | MTRS | None | Inventory | 100X40 RED SLEEVE
8349 | 30X12 RED SLEEVE | BB SLEEVE | BUSBAR & ACCESSORIES | HBT-RED-30X12 | HONG SHINE | _ | NA | MTRS | None | Inventory | 30X12 RED SLEEVE
8350 | 40X15 RED SLEEVE | BB SLEEVE | BUSBAR & ACCESSORIES | HBT-RED-40X15 | HONG SHINE | _ | NA | MTRS | None | Inventory | 40X15 RED SLEEVE
8351 | 50X20 RED SLEEVE | BB SLEEVE | BUSBAR & ACCESSORIES | HBT-RED-50X20 | HONG SHINE | _ | NA | MTRS | None | Inventory | 50X20 RED SLEEVE
8352 | 65X25 RED SLEEVE | BB SLEEVE | BUSBAR & ACCESSORIES | HBT-RED-65X25 | HONG SHINE | _ | NA | MTRS | None | Inventory | 65X25 RED SLEEVE
8353 | 65X25 RED SLEEVE - d | BB SLEEVE | BUSBAR & ACCESSORIES | HBT-RED-65X25-D | HONG SHINE | _ | NA | MTRS |  | Inventory | 65X25 RED SLEEVE - d
8354 | 65X30 RED SLEEVE | BB SLEEVE | BUSBAR & ACCESSORIES | HBT-RED-65X30 | HONG SHINE | _ | NA | MTRS |  | Inventory | 65X30 RED SLEEVE
8355 | 75X30 RED SLEEVE Make : | BB SLEEVE | BUSBAR & ACCESSORIES | HBT-RED-75X30 | HONG SHINE | _ | NA | MTRS | None | Inventory | 75X30 RED SLEEVE Make :
8356 | 85X35 RED SLEEVE | BB SLEEVE | BUSBAR & ACCESSORIES | HBT-RED-85X35 | HONG SHINE | _ | NA | MTRS | None | Inventory | 85X35 RED SLEEVE
13687 | PT RESISTOR, 150 OHMS, 250 WATTS | RESISTOR | SWITCHGEAR | PT-RES-250WATTS-150OHMS | K2ENGG | _ | NA | Nos |  | Inventory | PT RESISTOR, 150 OHMS, 250 WATTS
13688 | VARIABLE RESISTOR150 OHM,250W USED FOR DELTA CONNECTED PT. | RESISTOR | SWITCHGEAR | PT-RES-250WATTS_150OHMS-VARI | K2ENGG | _ | NA | Nos |  | Inventory | VARIABLE RESISTOR150 OHM,250W USED FOR DELTA CONNECTED PT.
8677 | 125 / 5A 5VA CL 1.0 RESIN CAST CT KAPPA, ID - 30MM (DRAWING - LROM-02-35-L) | LT CT | SWITCHGEAR | KAL-LT-RC-WI-125/5A | KALPA | _ | NA | Nos | None | Inventory | 125 / 5A 5VA CL 1.0 RESIN CAST CT KAPPA, ID - 30MM (DRAWING - LROM-02-35-L)
8678 | 1600 / 5A 15VA CL 0.5 RESIN CAST CT WINDOW TYPE - 150mmX40mm, TERMINAL SHORTER SIDE, | LT CT | SWITCHGEAR | KAL-LT-RC-WI-1600/5A/15VA | KALPA | _ | NA | Nos | None | Inventory | 1600 / 5A 15VA CL 0.5 RESIN CAST CT WINDOW TYPE - 150mmX40mm, TERMINAL SHORTER SIDE,
8679 | 200 / 5A 10VA CL 1.0 RESIN CAST CT KAPPA, ID - 30MM, (DRAWING - LROM-02-35-L) | LT CT | SWITCHGEAR | KAL-LT-RC-WI-200/5A | KALPA | _ | NA | Nos | None | Inventory | 200 / 5A 10VA CL 1.0 RESIN CAST CT KAPPA, ID - 30MM, (DRAWING - LROM-02-35-L)
8680 | 400 / 5A 15VA CL 1.0 RESIN CAST CT KAPPA, ID - 50MM, (DRAWING - LROM-07-35-L) | LT CT | SWITCHGEAR | KAL-LT-RC-WI-400/5A | KALPA | _ | NA | Nos | None | Inventory | 400 / 5A 15VA CL 1.0 RESIN CAST CT KAPPA, ID - 50MM, (DRAWING - LROM-07-35-L)
8681 | L.T Resin Cast Rectangular Window Type CT 50/60 Hz Ratio, 4000/5A Class 0.5 @ Burden 15VA STC 50kA Time : 1 Sec., ILV 0.72/3 kV. Ins Class B Ref Std I S16227-1&2 ID 110x60mm OD 200x140mm(Max) Ht 35mm(Max) Secondary Terminalson 60mm Side. (Material Code: ZZiSEPSCT0314.) | LT CT | SWITCHGEAR | KAL-LT-RC-WI-4000/5A/15VA | KALPA | _ | NA | Nos |  | Inventory | L.T Resin Cast Rectangular Window Type CT 50/60 Hz Ratio, 4000/5A Class 0.5 @ Burden 15VA STC 50kA Time : 1 Sec., ILV 0.72/3 kV. Ins Class B Ref Std I S16227-1&2 ID 110x60mm OD 200x140mm(Max) Ht 35mm(Max) Secondary Terminalson 60mm Side. (Material Code: ZZiSEPSCT0314.)
8682 | L.T Resin Cast Rectangular Window Type CT 50/60 Hz Ratio, 4000/5A Class 0.5 @ Burden 15VA STC 50kA Time : 1 Sec., ILV 0.72/3 kV. Ins Class B Ref Std I S16227-1&2 ID-100X170, OD-190X270 Secondary Terminalson short Side. | LT CT | SWITCHGEAR | KAL-LT-RC-WI-4000/5A/15VA-CL0.5 | KALPA | _ | NA | Nos |  | Inventory | L.T Resin Cast Rectangular Window Type CT 50/60 Hz Ratio, 4000/5A Class 0.5 @ Burden 15VA STC 50kA Time : 1 Sec., ILV 0.72/3 kV. Ins Class B Ref Std I S16227-1&2 ID-100X170, OD-190X270 Secondary Terminalson short Side.
8683 | 63/1A 5VA CL 0.5 RESIN CAST CT, WPL TYPE, | LT CT | SWITCHGEAR | KAL-LT-RC-WPI-63/1A | KALPA | _ | NA | Nos | None | Inventory | 63/1A 5VA CL 0.5 RESIN CAST CT, WPL TYPE,
8684 | 1000/5A CL 0.5 5VA RCCT Window - 80 x 40mm Terminal on longer side, | LT CT | SWITCHGEAR | KAL-LT-TW-WI 1000/5A | KALPA | _ | NA | Nos | None | Inventory | 1000/5A CL 0.5 5VA RCCT Window - 80 x 40mm Terminal on longer side,
8685 | 125/5A CL 0.5 5VA, ID-30MM, TAPE WOUND, | LT CT | SWITCHGEAR | KAL-LT-TW-WI 125/5A | KALPA | _ | NA | Nos | None | Inventory | 125/5A CL 0.5 5VA, ID-30MM, TAPE WOUND,
8686 | 1250/5A CL 0.5 5VA RCCT Window - 105 x 40mm Terminal on longer side | LT CT | SWITCHGEAR | KAL-LT-TW-WI 1250/5A | KALPA | _ | NA | Nos | None | Inventory | 1250/5A CL 0.5 5VA RCCT Window - 105 x 40mm Terminal on longer side
8687 | 250/5A CL 0.5 5VA ID-50 MM, | LT CT | SWITCHGEAR | KAL-LT-TW-WI 250/5A | KALPA | _ | NA | Nos | None | Inventory | 250/5A CL 0.5 5VA ID-50 MM,
8688 | 500/5A CL 0.5 5VA RING TYPE TAPE WOUND ID=55MM, | LT CT | SWITCHGEAR | KAL-LT-TW-WI 500/5A | KALPA | _ | NA | Nos | None | Inventory | 500/5A CL 0.5 5VA RING TYPE TAPE WOUND ID=55MM,
8689 | 630/5A CL 0.5 5VA RING TYPE TAPE WOUND ID=55MM, | LT CT | SWITCHGEAR | KAL-LT-TW-WI 630/5A | KALPA | _ | NA | Nos | None | Inventory | 630/5A CL 0.5 5VA RING TYPE TAPE WOUND ID=55MM,
8690 | 800/5A CL 0.5 5VA RING TYPE TAPE WOUND ID=80MM, | LT CT | SWITCHGEAR | KAL-LT-TW-WI 800/5A | KALPA | _ | NA | Nos | None | Inventory | 800/5A CL 0.5 5VA RING TYPE TAPE WOUND ID=80MM,
8691 | TAPE WOUND LT CT, WINDOW TYPE, RATIO: 63/5A, 5 VA, Class 0.5, WINDOW ID : 30MM, | LT CT | SWITCHGEAR | KAL-LT-TW-WI-63/5A | KALPA | _ | NA | Nos | None | Inventory | TAPE WOUND LT CT, WINDOW TYPE, RATIO: 63/5A, 5 VA, Class 0.5, WINDOW ID : 30MM,
8692 | 800 / 5A 10VA CL 0.5 TAPE WOUND CT WINDOW TYPE : ID-80mm, | LT CT | SWITCHGEAR | KAL-LT-TW-WI-800/5A/10VA | KALPA | _ | NA | Nos | None | Inventory | 800 / 5A 10VA CL 0.5 TAPE WOUND CT WINDOW TYPE : ID-80mm,
8713 | EXCITATION TRANSFORMER: TWO PHASE, FIXED TYPE, 4500VA, CONNECTION PHASE TO PHASE(R & B) PRIMARY 11KV, SECONDARY 160-180-200V AC, FREQUENCY-50Hz, REGULATION:- +/- 5%, HT FUSES | CONTROL TRANSFORMER | SWITCHGEAR | KL-EXI-11-160-180-200VAC-4500VA | KALPA | - | - | Nos |  | Inventory | EXCITATION TRANSFORMER: TWO PHASE, FIXED TYPE, 4500VA, CONNECTION PHASE TO PHASE(R & B) PRIMARY 11KV, SECONDARY 160-180-200V, FREQUENCY-50Hz, REGULATION:- +/- 5%, HT FUSES
164 | 10A Rotary cam switch, 1Pole 2Way without off, 60 deg. 2Position, Black letter on Grey plate | SWITCH | SWITCHGEAR | 1S16B | KAYCEE | 10A | - | Nos |  | Inventory | 10A Rotary cam switch, 1Pole 2Way without off, 60 deg. 2Position, Black letter on Grey plate
165 | 10A Rotary cam switch, 1Pole 2Way without off, 60 deg. 2Position, Red knob on yellow plate | SWITCH | SWITCHGEAR | 1S16B/YR | KAYCEE | 10A | - | Nos |  | Inventory | 10A Rotary cam switch, 1Pole 2Way without off, 60 deg. 2Position, Red knob on yellow plate
166 | 10A Rotary cam switch, 1Pole 2Way with off, 60 deg. 2Position, Black letter on Grey plate | SWITCH | SWITCHGEAR | 1S16BO | KAYCEE | 10A | - | Nos |  | Inventory | 10A Rotary cam switch, 1Pole 2Way with off, 60 deg. 2Position, Black letter on Grey plate
2432 | 12A Rotary cam switch, 1Pole 2Way without off, 60 deg. 2Position | SWITCH | SWITCHGEAR | 1T16B | KAYCEE | 10A | - | Nos |  | Inventory | 12A Rotary cam switch, 1Pole 2Way without off, 60 deg. 2Position
2725 | 6A Rotary cam switch, 2Pole 2Way with center off, 60 deg. 2Position, Black letter on Grey plate | SWITCH | SWITCHGEAR | 2R26BO | KAYCEE | 6A | - | Nos |  | Inventory | 6A Rotary cam switch, 2Pole 2Way with center off, 60 deg. 2Position, Black letter on Grey plate
2728 | 10A Rotary cam switch, 2Pole 2Way without off, 60 deg. 2Position, Black letter on Grey plate | SWITCH | SWITCHGEAR | 2S26B | KAYCEE | 10A | - | Nos |  | Inventory | 10A Rotary cam switch, 2Pole 2Way without off, 60 deg. 2Position, Black letter on Grey plate
2729 | 10A N-series Rotary cam switch, 2Pole 2Way without off, 60 deg. 2Position, Red knob on Yellow plate | SWITCH | SWITCHGEAR | 2S26B/YR | KAYCEE | 10A | - | Nos |  | Inventory | 10A N-series Rotary cam switch, 2Pole 2Way without off, 60 deg. 2Position, Red knob on Yellow plate
2730 | 10A Rotary cam switch, 2Pole 2Way with off, 60 deg. 2Position, Black letter on Grey plate | SWITCH | SWITCHGEAR | 2S26BO | KAYCEE | 10A | - | Nos |  | Inventory | 10A Rotary cam switch, 2Pole 2Way with off, 60 deg. 2Position, Black letter on Grey plate
2735 | 25A Rotary cam switch, 2Pole 2Way without off, 60 deg. 2Position | SWITCH | SWITCHGEAR | 2V26B/W | KAYCEE | 10A | - | Nos |  | Inventory | 25A Rotary cam switch, 2Pole 2Way without off, 60 deg. 2Position
2926 | 10A Rotary cam switch, 2Pole 3Way without off, 60 deg. 3Position, Black letter on Grey plate | SWITCH | SWITCHGEAR | 3S26C | KAYCEE | 10A | - | Nos |  | Inventory | 10A Rotary cam switch, 2Pole 3Way without off, 60 deg. 3Position, Black letter on Grey plate
2927 | 10A N-series Rotary cam switch, 3Pole 2Way with off, 60 deg. 3Position, Red knob on Yellow plate | SWITCH | SWITCHGEAR | 3S36BO/YR | KAYCEE | 10A | - | Nos |  | Inventory | 10A N-series Rotary cam switch, 3Pole 2Way with off, 60 deg. 3Position, Red knob on Yellow plate
8388 | HOT AIR GUN | CAPITAL GOODS | TOOLS | HEAT-GUN | REPUTED | - | - | Nos |  | Inventory | HOT AIR GUN
8389 | HEXA BLADE | SHOP | TOOLS | HEXA-BLADE | REPUTED | - | - | Nos |  | Inventory | HEXA BLADE
2928 | VOLTMETER SELECTOR SWITCH, SIZE : 48x48 mm, LABEL : OFF-RY-YB-BR. | SWITCH | SWITCHGEAR | 3S39VP/GB | KAYCEE | _ | NA | Nos |  | Inventory | VOLTMETER SELECTOR SWITCH, SIZE : 48x48 mm, LABEL : OFF-RY-YB-BR.
2987 | 25A,3P,2 WAY WITH OFF CAM SWITCH | SWITCH | SWITCHGEAR | 3V36BO/W | KAYCEE | 25A | - | Nos |  | Inventory | 25A,3P,2 WAY WITH OFF CAM SWITCH
3541 | AMMETER SELECTOR SWITCH, SIZE : 48x48 mm, LABEL : OFF-R-Y-B. | SWITCH | SWITCHGEAR | 4S39AP/GB | KAYCEE | _ | NA | Nos |  | Inventory | AMMETER SELECTOR SWITCH, SIZE : 48x48 mm, LABEL : OFF-R-Y-B.
3542 | VOLTMETER SELECTOR SWITCH, SIZE : 48x48 mm, LABEL : OFF-R-Y-B. | SWITCH | SWITCHGEAR | 4S39VP/GB | KAYCEE | _ | NA | Nos |  | Inventory | VOLTMETER SELECTOR SWITCH, SIZE : 48x48 mm, LABEL : OFF-R-Y-B.
3550 | 25A Rotary cam switch, 4Pole 2Way without off, 60 deg. 2Position | SWITCH | SWITCHGEAR | 4V46B/W | KAYCEE | 25A | - | Nos |  | Inventory | 25A Rotary cam switch, 4Pole 2Way without off, 60 deg. 2Position
8395 | HOLE SAW CUTTER DIA 101.6 MM | HOLESAW | TOOLS | HOLE-SAW-101.6 | REPUTED | - | - | Nos |  | Inventory | HOLE SAW CUTTER DIA 101.6 MM
8396 | HOLE SAW CUTTER DIA 19.05 MM | HOLESAW | TOOLS | HOLE-SAW-19.05 | REPUTED | - | - | Nos |  | Inventory | HOLE SAW CUTTER DIA 19.05 MM
8397 | HOLE SAW CUTTER DIA 22.22 MM | HOLESAW | TOOLS | HOLE-SAW-22.22 | REPUTED | - | - | Nos |  | Inventory | HOLE SAW CUTTER DIA 22.22 MM
8398 | HOLE SAW CUTTER DIA 31.75 MM | HOLESAW | TOOLS | HOLE-SAW-31.75 | REPUTED | - | - | Nos |  | Inventory | HOLE SAW CUTTER DIA 31.75 MM
8399 | HOLE SAW CUTTER DIA 35 MM | HOLESAW | TOOLS | HOLE-SAW-35 | REPUTED | - | - | Nos |  | Inventory | HOLE SAW CUTTER DIA 35 MM
8400 | HOLE SAW CUTTER DIA 38 MM | HOLESAW | TOOLS | HOLE-SAW-38 | REPUTED | - | - | Nos |  | Inventory | HOLE SAW CUTTER DIA 38 MM
8401 | HOLE SAW CUTTER DIA 44.45 MM | HOLESAW | TOOLS | HOLE-SAW-44.45 | REPUTED | - | - | Nos |  | Inventory | HOLE SAW CUTTER DIA 44.45 MM
8402 | HOLE SAW CUTTER DIA 55 MM | HOLESAW | TOOLS | HOLE-SAW-55 | REPUTED | - | - | Nos |  | Inventory | HOLE SAW CUTTER DIA 55 MM
8403 | HOLE SAW CUTTER DIA 75 MM | HOLESAW | TOOLS | HOLE-SAW-75 | REPUTED | - | - | Nos |  | Inventory | HOLE SAW CUTTER DIA 75 MM
8404 | HOSE PIPE | SHOP | TOOLS | HOSE PIPE | REPUTED | _ | NA | Nos | None | Inventory | HOSE PIPE
4901 | BREAKER CONTROL SWITCH, LABEL: TRIP-NEUTRAL-CLOSE, (52CS), 3 POSITION, 4 WAYS, SPRING RETURN TO NEUTRAL, PISTOL GRIP HANDLE,LOCKABLE TYPE, ANGULAR MOVEMENT : 45 DEG., SIZE : 72.5x72.5 mm, CONTACTS : 2C, 2T. | SWITCH | SWITCHGEAR | BCA02L006K163 | KAYCEE | _ | NA | Nos. |  | Inventory | BREAKER CONTROL SWITCH, LABEL: TRIP-NEUTRAL-CLOSE, (52CS), 3 POSITION, 4 WAYS, SPRING RETURN TO NEUTRAL, PISTOL GRIP HANDLE,LOCKABLE TYPE, ANGULAR MOVEMENT : 45 DEG., SIZE : 72.5x72.5 mm, CONTACTS : 2C, 2T.
4902 | BREAKER CONTROL SWITCH, LABEL: TRIP-NEUTRAL-CLOSE, (52CS), 3 POSITION, 4 WAYS, SPRING RETURN TO NEUTRAL, PISTOL GRIP HANDLE, ANGULAR MOVEMENT : 60 DEG., SIZE : 72.5x72.5 mm, CONTACTS : 1C, 1T, 2N. | SWITCH | SWITCHGEAR | BCA02P006K143 | KAYCEE | _ | NA | Nos |  | Inventory | BREAKER CONTROL SWITCH, LABEL: TRIP-NEUTRAL-CLOSE, (52CS), 3 POSITION, 4 WAYS, SPRING RETURN TO NEUTRAL, PISTOL GRIP HANDLE, ANGULAR MOVEMENT : 60 DEG., SIZE : 72.5x72.5 mm, CONTACTS : 1C, 1T, 2N.
8407 | HP ProDesk 400 G7 Desktop, Intel Core i5 10500 processor, 8GB DDR4, RAM, 512GB SSD hard disk, Keyboard, Mouse, DOS, 21.5 LED Monitor, 3 years warranty | OWN USE ITEMS | ACCESSORIES | HP-PRO-DESK-400 | HP COMPUTER | - | - | Nos |  | Non Inventory | HP ProDesk 400 G7 Desktop, Intel Core i5 10500 processor, 8GB DDR4, RAM, 512GB SSD hard disk, Keyboard, Mouse, DOS, 21.5 LED Monitor, 3 years warranty
4903 | SEL SWITCH, 2NO+2NC, SPR RTN, TNC, RATING-25A, AC, Pistol Grip HANDLE | SWITCH | SWITCHGEAR | BCA02P006K144 | KAYCEE | - | - | Nos |  | Inventory | SEL SWITCH, 2NO+2NC, SPR RTN, TNC, RATING-25A, AC, Pistol Grip HANDLE
4904 | BREAKER CONTROL SWITCH, LABEL: TRIP-NEUTRAL-CLOSE, (52CS), 3 POSITION, 4 WAYS, SPRING RETURN TO NEUTRAL, PISTOL GRIP HANDLE, ANGULAR MOVEMENT : 45 DEG., SIZE : 72.5x72.5 mm, CONTACTS : 2C, 2T. | SWITCH | SWITCHGEAR | BCA02P006KI44 | KAYCEE | _ | NA | Nos |  | Inventory | BREAKER CONTROL SWITCH, LABEL: TRIP-NEUTRAL-CLOSE, (52CS), 3 POSITION, 4 WAYS, SPRING RETURN TO NEUTRAL, PISTOL GRIP HANDLE, ANGULAR MOVEMENT : 45 DEG., SIZE : 72.5x72.5 mm, CONTACTS : 2C, 2T.
4905 | SEL SWITCH, 2NO+2NC, SPR RTN, TNC, RATING-25A, AC,WING TYPE HANDLE | SWITCH | SWITCHGEAR | BCA02W006K144 | KAYCEE | - | - | Nos |  | Inventory | SEL SWITCH, 2NO+2NC, SPR RTN, TNC, RATING-25A, AC,WING TYPE HANDLE
4906 | DC SOURCE SELECTOR SWITCH, 3 POSITION, 4 WAYS, LABEL:DC SOURCE-1 -OFF-DC SOUREC-2 ROTARY TYPE, 3 CONTACTS TO CLOSE IN POSITION | SWITCH | SWITCHGEAR | BCE02P006K103 | KAYCEE | - | - | Nos. |  | Inventory | DC SOURCE SELECTOR SWITCH, 3 POSITION, 4 WAYS, LABEL:DC SOURCE-1 -OFF-DC SOUREC-2 ROTARY TYPE, 3 CONTACTS TO CLOSE IN POSITION
4907 | LOCAL REMOTE SELECTOR SWITCH, LABEL : LOCAL-REMOTE, (52LR), STAYPUT, 2 POLE, 4WAY, LOCKABLE TYPE, WING TYPE KNOB, ANGULAR MOVEMENT : 90 DEG., SIZE : 95x95mm.,1 CONTACT TO CLOSE IN EACH POSITION. | SWITCH | SWITCHGEAR | BCE02T009A220 | KAYCEE | _ | NA | Nos |  | Inventory | LOCAL REMOTE SELECTOR SWITCH, LABEL : LOCAL-REMOTE, (52LR), STAYPUT, 2 POLE, 4WAY, LOCKABLE TYPE, WING TYPE KNOB, ANGULAR MOVEMENT : 90 DEG., SIZE : 95x95mm.,1 CONTACT TO CLOSE IN EACH POSITION.
4908 | LOCAL REMOTE SELECTOR SWITCH, LABEL : LOCAL-REMOTE, (52LR), STAYPUT, 2 POLE, 6WAY, LOCKABLE TYPE, WING TYPE KNOB, ANGULAR MOVEMENT : 90 DEG., SIZE : 95x95mm.,1 CONTACT TO CLOSE IN EACH POSITION. | SWITCH | SWITCHGEAR | BCE03T009A219 | KAYCEE | _ | NA | Nos |  | Inventory | LOCAL REMOTE SELECTOR SWITCH, LABEL : LOCAL-REMOTE, (52LR), STAYPUT, 2 POLE, 6WAY, LOCKABLE TYPE, WING TYPE KNOB, ANGULAR MOVEMENT : 90 DEG.,
8414 | HAND PALLET TRUCK, WITH NYLON WHEEL | OWN USE ITEMS | ACCESSORIES | HPT | REPUTED | - | - | Nos |  | Non Inventory | HAND PALLET TRUCK, WITH NYLON WHEEL
8415 | HR SHEET SIZE 1100X1100X12 THK | HR | METAL | HR-1100X1100X12 | JSW | - | - | KGS |  | Inventory | HR SHEET SIZE 1100X1100X12 THK
8416 | HR SHEET SIZE 1250MM X 2500MM X 3MM THK, MAKE : JSW. | HR | METAL | HR-1250X2500X3 | JSW | - | - | KGS |  | Inventory | HR SHEET SIZE 1250MM X 2500MM X 3MM THK, MAKE : JSW.
8417 | HR SHEET SIZE 1250MM X 2500MM X 4MM THK, MAKE : JSW. | HR | METAL | HR-1250X2500X4 | JSW | - | - | KGS |  | Inventory | HR SHEET SIZE 1250MM X 2500MM X 4MM THK, MAKE : JSW.
8418 | HR SHEET SIZE 1250MM X 2500MM X 5MM THK, MAKE : JSW. | HR | METAL | HR-1250X2500X5 | JSW | - | - | KGS |  | Inventory | HR SHEET SIZE 1250MM X 2500MM X 5MM THK, MAKE : JSW.
8419 | HR SHEET SIZE 1250MM X 2500MM X 6MM THK, MAKE : JSW. | HR | METAL | HR-1250X2500X6 | JSW | - | - | KGS |  | Inventory | HR SHEET SIZE 1250MM X 2500MM X 6MM THK, MAKE : JSW.
8420 | HR SHEET SIZE 1250MM X 3150MM X 12MM THK, MAKE : JSW. | HR | METAL | HR-1250X3150X12 | JSW | - | - | KGS |  | Inventory | HR SHEET SIZE 1250MM X 3150MM X 12MM THK, MAKE : JSW.
8676 | DOOR LIMIT SWITCH, 1 C/O, | LIMIT SWITCH | SWITCHGEAR | K1B9433-23 | KAYCEE | _ | NA | Nos | None | Inventory | DOOR LIMIT SWITCH, 1 C/O,
8694 | PLUG IN RELAY, 2C/O, 5A, AUX SUPPLY-24V DC. | CRM | SWITCHGEAR | KCS024D2C | KAYCEE | _ | NA | Nos |  | Inventory | PLUG IN RELAY, 2C/O, 5A, AUX SUPPLY-24V DC.
8695 | PLUG IN RELAY, 4C/O, 5A, AUX SUPPLY-24V DC. | CRM | SWITCHGEAR | KCS024D4C | KAYCEE | _ | NA | Nos |  | Inventory | PLUG IN RELAY, 4C/O, 5A, AUX SUPPLY-24V DC.
8696 | PLUG IN RELAY SOCKET SUITABLE FOR 2C/O, 5A, RELAY | CRM | SWITCHGEAR | KCS08C-SOCKET | KAYCEE | _ | NA | Nos |  | Inventory | PLUG IN RELAY SOCKET SUITABLE FOR 2C/O, 5A, RELAY
8425 | PB FUSE CLAMP & BRASS CLIP FOR LBS | BROUGHTOUT | ACCESSORIES | HT FUSE CLAMP | NAYANA | _ | NA | Nos | None | Inventory | PB FUSE CLAMP & BRASS CLIP FOR LBS
8426 | CRIMPER HT-9160 | SHOP | TOOLS | HT-9160-CRIMPER | ASHWIN | _ | NA | Nos |  | Non Inventory | CRIMPER HT-9160
8427 | 5kv / 100mAHV TESTER | SHOP | TOOLS | HV-TESTER | SKE | _ | NA | Nos |  | Non Inventory | 5kv / 100mAHV TESTER
8428 | HV_CABLE_WITH_1C_MULTISTRAND, SUITABLE FOR FIELD SWITCH PILOT TRIP | BROUGHTOUT | WIRE & ACCESSORIES | HV_CABLE_WITH_1C_MULTISTRAND | REPUTED | _ | NA | KGS |  | Inventory | HV_CABLE_WITH_1C_MULTISTRAND, SUITABLE FOR FIELD SWITCH PILOT TRIP
8429 | WHITE GREASE | GREASE | ACCESSORIES | HVG-20 | REPUTED | _ | NA | KGS |  | Inventory | WHITE GREASE
8697 | PLUG IN RELAY, 2C/O, 5A, AUX SUPPLY-110V DC. | CRM | SWITCHGEAR | KCS110D2C | KAYCEE | _ | NA | Nos |  | Inventory | PLUG IN RELAY, 2C/O, 5A, AUX SUPPLY-110V DC.
8431 | HYDRAULIC OIL 68 NUMBER, MAKE : HP. | BROUGHTOUT | ACCESSORIES | HYDRAULIC OIL 68 NUMBER | REPUTED | _ | NA | Nos | None | Inventory | HYDRAULIC OIL 68 NUMBER, MAKE : HP.
8698 | PLUG IN RELAY, 4C/O, 5A, AUX SUPPLY-110V DC. | CRM | SWITCHGEAR | KCS110D4C | KAYCEE | _ | NA | Nos |  | Inventory | PLUG IN RELAY, 4C/O, 5A, AUX SUPPLY-110V DC.
8433 | I BEAM- 200X100X6, | C CHANNEL | METAL | I-BEAM-200X100X6 | REPUTED | _ | NA | KGS |  | Inventory | I BEAM- 200X100X6,
8699 | PLUG IN RELAY SOCKET SUITABLE FOR 4C/O, 5A, RELAY | CRM | SWITCHGEAR | KCS14C-SOCKET | KAYCEE | _ | NA | Nos |  | Inventory | PLUG IN RELAY SOCKET SUITABLE FOR 4C/O, 5A, RELAY
8700 | PLUG IN RELAY, 2C/O, 5A, AUX SUPPLY-230VAC | CRM | SWITCHGEAR | KCS240A2C | KAYCEE | _ | NA | Nos |  | Inventory | PLUG IN RELAY, 2C/O, 5A, AUX SUPPLY-230VAC
8714 | 1NO+1NC DOOR LIMIT S/W , | LIMIT SWITCH | SWITCHGEAR | KLSOO3X-OA | KAYCEE | _ | NA | Nos | None | Inventory | 1NO+1NC DOOR LIMIT S/W ,
8719 | 6A TOGGLE SWITCH (ON-OFF) Single Pole, | LIMIT SWITCH | SWITCHGEAR | KT1621BY | KAYCEE | _ | NA | Nos |  | Inventory | 6A TOGGLE SWITCH (ON-OFF) Single Pole,
10998 | HOUR METER, FLUSH MOUNTING, AUX. VOLTAGE: 110V AC, SIZE: 45X45. | METER | SWITCHGEAR | MTT7/HZ_110AC | KAYCEE | - | - | Nos |  | Inventory | HOUR METER, FLUSH MOUNTING, AUX. VOLTAGE: 110V AC, SIZE: 45X45.
11920 | 10A N-series Rotary cam switch, 1Pole 2Way without off, 90 deg. 4Position, Black letter on Grey plate | SWITCH | SWITCHGEAR | N1S19B | KAYCEE | 10A | - | Nos |  | Inventory | 10A N-series Rotary cam switch, 1Pole 2Way without off, 90 deg. 4Position, Black letter on Grey plate
11921 | 10A N-series Rotary cam switch, 1Pole 2Way without off, 90 deg. 4Position, Black letter on Grey plate (LABEL-AUTO/MANUAL) | SWITCH | SWITCHGEAR | N1S19B/GB | KAYCEE | 10A | - | Nos |  | Inventory | 10A N-series Rotary cam switch, 1Pole 2Way without off, 90 deg. 4Position, Black letter on Grey plate (LABEL-AUTO/MANUAL)
11922 | 10A N-series Rotary cam switch, 1Pole 2Way without off, 90 deg. 4Position, Red knob on Yellow plate | SWITCH | SWITCHGEAR | N1S19B/YR | KAYCEE | 10A | - | Nos |  | Inventory | 10A N-series Rotary cam switch, 1Pole 2Way without off, 90 deg. 4Position, Red knob on Yellow plate
11923 | 10A N-series Rotary cam switch, 2Pole 4Way without off, 90 deg. 4Position, Black letter on Grey plate | SWITCH | SWITCHGEAR | N4S29D | KAYCEE | 10A | - | Nos |  | Inventory | 10A N-series Rotary cam switch, 2Pole 4Way without off, 90 deg. 4Position, Black letter on Grey plate
8443 | IN21580002-18–GUIDE-SHEET | BROUGHTOUT | ACCESSORIES | IN21580002-18 | ABB | - | - | Nos |  | Inventory | IN21580002-18–GUIDE-SHEET
8444 | IN21580003-AE – SHUTTER ASSEBMBY | BROUGHTOUT | ACCESSORIES | IN21580003-AE | ABB | - | - | Nos |  | Inventory | IN21580003-AE – SHUTTER ASSEBMBY
14238 | SEL SWITCH, 2 POLE, 2 WAY, LOCAL-REMOTE, RATING-16A, AC/DC, ROTARY HANDLE | SWITCH | SWITCHGEAR | RP125A/TB3/GB | KAYCEE | - | - | Nos |  | Inventory | SEL SWITCH, 2 POLE, 2 WAY, LOCAL-REMOTE, RATING-16A, AC/DC, ROTARY HANDLE
14239 | LOCAL REMOTE SELECTOR SWITCH, LABEL : LOCAL-REMOTE, (52LR), STAYPUT, 2 POLE, 2WAY, LOCKABLE TYPE, WING TYPE KNOB, ANGULAR MOVEMENT : 90 DEG., SIZE : 95x95mm.,1 CONTACT TO CLOSE IN EACH POSITION. | SWITCH | SWITCHGEAR | RP223R/TB3/TG/GC | KAYCEE | _ | NA | Nos |  | Inventory | LOCAL REMOTE SELECTOR SWITCH, LABEL : LOCAL-REMOTE, (52LR), STAYPUT, 2 POLE, 2WAY, LOCKABLE TYPE, WING TYPE KNOB, ANGULAR MOVEMENT : 90 DEG., SIZE : 95x95mm.,1 CONTACT TO CLOSE IN EACH POSITION.
8447 | 800A TP 50kA NS MCCB with O/C,S/C protection & direct rotary handle, Thermal-Magnetic Release Micrologic 2.0, Frame size 2, Ics=Icu=50kA@415V AC | MCCB | LV_Switchgear | INA_3P33466D | SCHNEIDER | 800A | 50kA | Nos. | None | Inventory | 800A TP 50kA NS MCCB with O/C,S/C protection & direct rotary handle, Thermal-Magnetic Release Micrologic 2.0, Frame size 2, Ics=Icu=50kA@415V AC
8448 | 800A TP 50kA NS MCCB with O/C,S/C protection & extended rotary handle, Thermal-Magnetic Release Micrologic 2.0, Frame size 2, Ics=Icu=50kA@415V AC | MCCB | LV_Switchgear | INA_3P33466E | SCHNEIDER | 800A | 50kA | Nos. | None | Inventory | 800A TP 50kA NS MCCB with O/C,S/C protection & extended rotary handle, Thermal-Magnetic Release Micrologic 2.0, Frame size 2, Ics=Icu=50kA@415V AC
8449 | 800A TP 70kA NS MCCB with O/C,S/C protection & direct rotary handle, Thermal-Magnetic Release Micrologic 2.0, Frame size 2, Ics=Icu=70kA@415V AC | MCCB | LV_Switchgear | INA_3P33467D | SCHNEIDER | 800A | 70kA | Nos. | None | Inventory | 800A TP 70kA NS MCCB with O/C,S/C protection & direct rotary handle, Thermal-Magnetic Release Micrologic 2.0, Frame size 2, Ics=Icu=70kA@415V AC
8450 | 800A TP 70kA NS MCCB with O/C,S/C protection & extended rotary handle, Thermal-Magnetic Release Micrologic 2.0, Frame size 2, Ics=Icu=70kA@415V AC | MCCB | LV_Switchgear | INA_3P33467E | SCHNEIDER | 800A | 70kA | Nos. | None | Inventory | 800A TP 70kA NS MCCB with O/C,S/C protection & extended rotary handle, Thermal-Magnetic Release Micrologic 2.0, Frame size 2, Ics=Icu=70kA@415V AC
8451 | 1000A TP 50kA NS MCCB with O/C,S/C protection & direct rotary handle, Thermal-Magnetic Release Micrologic 2.0, Frame size 2, Ics=Icu=50kA@415V AC | MCCB | LV_Switchgear | INA_3P33472D | SCHNEIDER | 1000A | 50kA | Nos. | None | Inventory | 1000A TP 50kA NS MCCB with O/C,S/C protection & direct rotary handle, Thermal-Magnetic Release Micrologic 2.0, Frame size 2, Ics=Icu=50kA@415V AC
8452 | 1000A TP 50kA NS MCCB with O/C,S/C protection & extended rotary handle, Thermal-Magnetic Release Micrologic 2.0, Frame size 2, Ics=Icu=50kA@415V AC | MCCB | LV_Switchgear | INA_3P33472E | SCHNEIDER | 1000A | 50kA | Nos. | None | Inventory | 1000A TP 50kA NS MCCB with O/C,S/C protection & extended rotary handle, Thermal-Magnetic Release Micrologic 2.0, Frame size 2, Ics=Icu=50kA@415V AC
8453 | 1000A TP 70kA NS MCCB with O/C,S/C protection & direct rotary handle, Thermal-Magnetic Release Micrologic 2.0, Frame size 2, Ics=Icu=70kA@415V AC | MCCB | LV_Switchgear | INA_3P33473D | SCHNEIDER | 1000A | 70kA | Nos. | None | Inventory | 1000A TP 70kA NS MCCB with O/C,S/C protection & direct rotary handle, Thermal-Magnetic Release Micrologic 2.0, Frame size 2, Ics=Icu=70kA@415V AC
8454 | 1000A TP 70kA NS MCCB with O/C,S/C protection & extended rotary handle, Thermal-Magnetic Release Micrologic 2.0, Frame size 2, Ics=Icu=70kA@415V AC | MCCB | LV_Switchgear | INA_3P33473E | SCHNEIDER | 1000A | 70kA | Nos. | None | Inventory | 1000A TP 70kA NS MCCB with O/C,S/C protection & extended rotary handle, Thermal-Magnetic Release Micrologic 2.0, Frame size 2, Ics=Icu=70kA@415V AC
8455 | 1250A TP 50kA NS MCCB with O/C,S/C protection & direct rotary handle, Thermal-Magnetic Release Micrologic 2.0, Frame size 2, Ics=Icu=50kA@415V AC | MCCB | LV_Switchgear | INA_3P33478D | SCHNEIDER | 1250A | 50kA | Nos. | None | Inventory | 1250A TP 50kA NS MCCB with O/C,S/C protection & direct rotary handle, Thermal-Magnetic Release Micrologic 2.0, Frame size 2, Ics=Icu=50kA@415V AC
8456 | 1250A TP 50kA NS MCCB with O/C,S/C protection & extended rotary handle, Thermal-Magnetic Release Micrologic 2.0, Frame size 2, Ics=Icu=50kA@415V AC | MCCB | LV_Switchgear | INA_3P33478E | SCHNEIDER | 1250A | 50kA | Nos. | None | Inventory | 1250A TP 50kA NS MCCB with O/C,S/C protection & extended rotary handle, Thermal-Magnetic Release Micrologic 2.0, Frame size 2, Ics=Icu=50kA@415V AC
8457 | 1250A TP 70kA NS MCCB with O/C,S/C protection & direct rotary handle, Thermal-Magnetic Release Micrologic 2.0, Frame size 2, Ics=Icu=70kA@415V AC | MCCB | LV_Switchgear | INA_3P33479D | SCHNEIDER | 1250A | 70kA | Nos. | None | Inventory | 1250A TP 70kA NS MCCB with O/C,S/C protection & direct rotary handle, Thermal-Magnetic Release Micrologic 2.0, Frame size 2, Ics=Icu=70kA@415V AC
8458 | 1250A TP 70kA NS MCCB with O/C,S/C protection & extended rotary handle, Thermal-Magnetic Release Micrologic 2.0, Frame size 2, Ics=Icu=70kA@415V AC | MCCB | LV_Switchgear | INA_3P33479E | SCHNEIDER | 1250A | 70kA | Nos. | None | Inventory | 1250A TP 70kA NS MCCB with O/C,S/C protection & extended rotary handle, Thermal-Magnetic Release Micrologic 2.0, Frame size 2, Ics=Icu=70kA@415V AC
8459 | 800A TP 50kA NS MCCB with O/C,S/C protection, for control voltage 220/240V AC, Thermal-Magnetic Release Micrologic 2.0, Frame size 2, Ics=Icu=50kA@415V AC | MCCB | LV_Switchgear | INA_3P93280_20 | SCHNEIDER | 800A | 50kA | Nos. | None | Inventory | 800A TP 50kA NS MCCB with O/C,S/C protection, for control voltage 220/240V AC, Thermal-Magnetic Release Micrologic 2.0, Frame size 2, Ics=Icu=50kA@415V AC
8460 | 800A TP 50kA NS MCCB with O/C,S/C protection, for control voltage 415V AC, Thermal-Magnetic Release Micrologic 2.0, Frame size 2, Ics=Icu=50kA@415V AC | MCCB | LV_Switchgear | INA_3P93280_40 | SCHNEIDER | 800A | 50kA | Nos. | None | Inventory | 800A TP 50kA NS MCCB with O/C,S/C protection, for control voltage 415V AC, Thermal-Magnetic Release Micrologic 2.0, Frame size 2, Ics=Icu=50kA@415V AC
8461 | 800A TP 70kA NS MCCB with O/C,S/C protection, for control voltage 220/240V AC, Thermal-Magnetic Release Micrologic 2.0, Frame size 2, Ics=Icu=70kA@415V AC | MCCB | LV_Switchgear | INA_3P93281_20 | SCHNEIDER | 800A | 70kA | Nos. | None | Inventory | 800A TP 70kA NS MCCB with O/C,S/C protection, for control voltage 220/240V AC, Thermal-Magnetic Release Micrologic 2.0, Frame size 2, Ics=Icu=70kA@415V AC
8462 | 800A TP 70kA NS MCCB with O/C,S/C protection, for control voltage 415V AC, Thermal-Magnetic Release Micrologic 2.0, Frame size 2, Ics=Icu=70kA@415V AC | MCCB | LV_Switchgear | INA_3P93281_40 | SCHNEIDER | 800A | 70kA | Nos. | None | Inventory | 800A TP 70kA NS MCCB with O/C,S/C protection, for control voltage 415V AC, Thermal-Magnetic Release Micrologic 2.0, Frame size 2, Ics=Icu=70kA@415V AC
8463 | 1000A TP 50kA NS MCCB with O/C,S/C protection, for control voltage 220/240V AC, Thermal-Magnetic Release Micrologic 2.0, Frame size 2, Ics=Icu=50kA@415V AC | MCCB | LV_Switchgear | INA_3P93290_20 | SCHNEIDER | 1000A | 50kA | Nos. | None | Inventory | 1000A TP 50kA NS MCCB with O/C,S/C protection, for control voltage 220/240V AC, Thermal-Magnetic Release Micrologic 2.0, Frame size 2, Ics=Icu=50kA@415V AC
8464 | 1000A TP 50kA NS MCCB with O/C,S/C protection, for control voltage 415V AC, Thermal-Magnetic Release Micrologic 2.0, Frame size 2, Ics=Icu=50kA@415V AC | MCCB | LV_Switchgear | INA_3P93290_40 | SCHNEIDER | 1000A | 50kA | Nos. | None | Inventory | 1000A TP 50kA NS MCCB with O/C,S/C protection, for control voltage 415V AC, Thermal-Magnetic Release Micrologic 2.0, Frame size 2, Ics=Icu=50kA@415V AC
8465 | 1000A TP 70kA NS MCCB with O/C,S/C protection, for control voltage 220/240V AC, Thermal-Magnetic Release Micrologic 2.0, Frame size 2, Ics=Icu=70kA@415V AC | MCCB | LV_Switchgear | INA_3P93291_20 | SCHNEIDER | 1000A | 70kA | Nos. | None | Inventory | 1000A TP 70kA NS MCCB with O/C,S/C protection, for control voltage 220/240V AC, Thermal-Magnetic Release Micrologic 2.0, Frame size 2, Ics=Icu=70kA@415V AC
8466 | 1000A TP 70kA NS MCCB with O/C,S/C protection, for control voltage 415V AC, Thermal-Magnetic Release Micrologic 2.0, Frame size 2, Ics=Icu=70kA@415V AC | MCCB | LV_Switchgear | INA_3P93291_40 | SCHNEIDER | 1000A | 70kA | Nos. | None | Inventory | 1000A TP 70kA NS MCCB with O/C,S/C protection, for control voltage 415V AC, Thermal-Magnetic Release Micrologic 2.0, Frame size 2, Ics=Icu=70kA@415V AC
8467 | 1250A TP 50kA NS MCCB with O/C,S/C protection, for control voltage 220/240V AC, Thermal-Magnetic Release Micrologic 2.0, Frame size 2, Ics=Icu=50kA@415V AC | MCCB | LV_Switchgear | INA_3P93300_20 | SCHNEIDER | 1250A | 50kA | Nos. | None | Inventory | 1250A TP 50kA NS MCCB with O/C,S/C protection, for control voltage 220/240V AC, Thermal-Magnetic Release Micrologic 2.0, Frame size 2, Ics=Icu=50kA@415V AC
8468 | 1250A TP 50kA NS MCCB with O/C,S/C protection, for control voltage 415V AC, Thermal-Magnetic Release Micrologic 2.0, Frame size 2, Ics=Icu=50kA@415V AC | MCCB | LV_Switchgear | INA_3P93300_40 | SCHNEIDER | 1250A | 50kA | Nos. | None | Inventory | 1250A TP 50kA NS MCCB with O/C,S/C protection, for control voltage 415V AC, Thermal-Magnetic Release Micrologic 2.0, Frame size 2, Ics=Icu=50kA@415V AC
8469 | 1250A TP 70kA NS MCCB with O/C,S/C protection, for control voltage 220/240V AC, Thermal-Magnetic Release Micrologic 2.0, Frame size 2, Ics=Icu=70kA@415V AC | MCCB | LV_Switchgear | INA_3P93301_20 | SCHNEIDER | 1250A | 70kA | Nos. | None | Inventory | 1250A TP 70kA NS MCCB with O/C,S/C protection, for control voltage 220/240V AC, Thermal-Magnetic Release Micrologic 2.0, Frame size 2, Ics=Icu=70kA@415V AC
8470 | 1250A TP 70kA NS MCCB with O/C,S/C protection, for control voltage 415V AC, Thermal-Magnetic Release Micrologic 2.0, Frame size 2, Ics=Icu=70kA@415V AC | MCCB | LV_Switchgear | INA_3P93301_40 | SCHNEIDER | 1250A | 70kA | Nos. | None | Inventory | 1250A TP 70kA NS MCCB with O/C,S/C protection, for control voltage 415V AC, Thermal-Magnetic Release Micrologic 2.0, Frame size 2, Ics=Icu=70kA@415V AC
8471 | 800A TP 50kA NS MCCB with O/C,S/C protection, for control voltage 220/240V AC, Microprocessor based Release Micrologic 6.0A, Frame size 2, Ics=Icu=50kA@415V AC | MCCB | LV_Switchgear | INA_3P96280_20 | SCHNEIDER | 800A | 50kA | Nos. | None | Inventory | 800A TP 50kA NS MCCB with O/C,S/C protection, for control voltage 220/240V AC, Microprocessor based Release Micrologic 6.0A, Frame size 2, Ics=Icu=50kA@415V AC
8472 | 800A TP 50kA NS MCCB with O/C,S/C protection, for control voltage 415V AC, Microprocessor based Release Micrologic 6.0A, Frame size 2, Ics=Icu=50kA@415V AC | MCCB | LV_Switchgear | INA_3P96280_40 | SCHNEIDER | 800A | 50kA | Nos. | None | Inventory | 800A TP 50kA NS MCCB with O/C,S/C protection, for control voltage 415V AC, Microprocessor based Release Micrologic 6.0A, Frame size 2, Ics=Icu=50kA@415V AC
8473 | 800A TP 70kA NS MCCB with O/C,S/C protection, for control voltage 220/240V AC, Microprocessor based Release Micrologic 6.0A, Frame size 2, Ics=Icu=70kA@415V AC | MCCB | LV_Switchgear | INA_3P96281_20 | SCHNEIDER | 800A | 70kA | Nos. | None | Inventory | 800A TP 70kA NS MCCB with O/C,S/C protection, for control voltage 220/240V AC, Microprocessor based Release Micrologic 6.0A, Frame size 2, Ics=Icu=70kA@415V AC
8474 | 800A TP 70kA NS MCCB with O/C,S/C protection, for control voltage 415V AC, Microprocessor based Release Micrologic 6.0A, Frame size 2, Ics=Icu=70kA@415V AC | MCCB | LV_Switchgear | INA_3P96281_40 | SCHNEIDER | 800A | 70kA | Nos. | None | Inventory | 800A TP 70kA NS MCCB with O/C,S/C protection, for control voltage 415V AC, Microprocessor based Release Micrologic 6.0A, Frame size 2, Ics=Icu=70kA@415V AC
8475 | 1000A TP 50kA NS MCCB with O/C,S/C protection, for control voltage 220/240V AC, Microprocessor based Release Micrologic 6.0A, Frame size 2, Ics=Icu=50kA@415V AC | MCCB | LV_Switchgear | INA_3P96290_20 | SCHNEIDER | 1000A | 50kA | Nos. | None | Inventory | 1000A TP 50kA NS MCCB with O/C,S/C protection, for control voltage 220/240V AC, Microprocessor based Release Micrologic 6.0A, Frame size 2, Ics=Icu=50kA@415V AC
8476 | 1000A TP 50kA NS MCCB with O/C,S/C protection, for control voltage 415V AC, Microprocessor based Release Micrologic 6.0A, Frame size 2, Ics=Icu=50kA@415V AC | MCCB | LV_Switchgear | INA_3P96290_40 | SCHNEIDER | 1000A | 50kA | Nos. | None | Inventory | 1000A TP 50kA NS MCCB with O/C,S/C protection, for control voltage 415V AC, Microprocessor based Release Micrologic 6.0A, Frame size 2, Ics=Icu=50kA@415V AC
8477 | 1000A TP 70kA NS MCCB with O/C,S/C protection, for control voltage 220/240V AC, Microprocessor based Release Micrologic 6.0A, Frame size 2, Ics=Icu=70kA@415V AC | MCCB | LV_Switchgear | INA_3P96291_20 | SCHNEIDER | 1000A | 70kA | Nos. | None | Inventory | 1000A TP 70kA NS MCCB with O/C,S/C protection, for control voltage 220/240V AC, Microprocessor based Release Micrologic 6.0A, Frame size 2, Ics=Icu=70kA@415V AC
8478 | 1000A TP 70kA NS MCCB with O/C,S/C protection, for control voltage 415V AC, Microprocessor based Release Micrologic 6.0A, Frame size 2, Ics=Icu=70kA@415V AC | MCCB | LV_Switchgear | INA_3P96291_40 | SCHNEIDER | 1000A | 70kA | Nos. | None | Inventory | 1000A TP 70kA NS MCCB with O/C,S/C protection, for control voltage 415V AC, Microprocessor based Release Micrologic 6.0A, Frame size 2, Ics=Icu=70kA@415V AC
8479 | 1250A TP 50kA NS MCCB with O/C,S/C protection, for control voltage 220/240V AC, Microprocessor based Release Micrologic 6.0A, Frame size 2, Ics=Icu=50kA@415V AC | MCCB | LV_Switchgear | INA_3P96300_20 | SCHNEIDER | 1250A | 50kA | Nos. | None | Inventory | 1250A TP 50kA NS MCCB with O/C,S/C protection, for control voltage 220/240V AC, Microprocessor based Release Micrologic 6.0A, Frame size 2, Ics=Icu=50kA@415V AC
8480 | 1250A TP 50kA NS MCCB with O/C,S/C protection, for control voltage 415V AC, Microprocessor based Release Micrologic 6.0A, Frame size 2, Ics=Icu=50kA@415V AC | MCCB | LV_Switchgear | INA_3P96300_40 | SCHNEIDER | 1250A | 50kA | Nos. | None | Inventory | 1250A TP 50kA NS MCCB with O/C,S/C protection, for control voltage 415V AC, Microprocessor based Release Micrologic 6.0A, Frame size 2, Ics=Icu=50kA@415V AC
8481 | 1250A TP 70kA NS MCCB with O/C,S/C protection, for control voltage 220/240V AC, Microprocessor based Release Micrologic 6.0A, Frame size 2, Ics=Icu=70kA@415V AC | MCCB | LV_Switchgear | INA_3P96301_20 | SCHNEIDER | 1250A | 70kA | Nos. | None | Inventory | 1250A TP 70kA NS MCCB with O/C,S/C protection, for control voltage 220/240V AC, Microprocessor based Release Micrologic 6.0A, Frame size 2, Ics=Icu=70kA@415V AC
8482 | 1250A TP 70kA NS MCCB with O/C,S/C protection, for control voltage 415V AC, Microprocessor based Release Micrologic 6.0A, Frame size 2, Ics=Icu=70kA@415V AC | MCCB | LV_Switchgear | INA_3P96301_40 | SCHNEIDER | 1250A | 70kA | Nos. | None | Inventory | 1250A TP 70kA NS MCCB with O/C,S/C protection, for control voltage 415V AC, Microprocessor based Release Micrologic 6.0A, Frame size 2, Ics=Icu=70kA@415V AC
8483 | 800A TP 50kA NS MCCB with O/C,S/C,E/F protection & direct rotary handle, Microprocessor based Release Micrologic 6.0A, Frame size 2, Ics=Icu=50kA@415V AC | MCCB | LV_Switchgear | INA_3P96466D | SCHNEIDER | 800A | 50kA | Nos. | None | Inventory | 800A TP 50kA NS MCCB with O/C,S/C,E/F protection & direct rotary handle, Microprocessor based Release Micrologic 6.0A, Frame size 2, Ics=Icu=50kA@415V AC
8484 | 800A TP 50kA NS MCCB with O/C,S/C,E/F protection & extended rotary handle, Microprocessor based Release Micrologic 6.0A, Frame size 2, Ics=Icu=50kA@415V AC | MCCB | LV_Switchgear | INA_3P96466E | SCHNEIDER | 800A | 50kA | Nos. | None | Inventory | 800A TP 50kA NS MCCB with O/C,S/C,E/F protection & extended rotary handle, Microprocessor based Release Micrologic 6.0A, Frame size 2, Ics=Icu=50kA@415V AC
8485 | 800A TP 70kA NS MCCB with O/C,S/C,E/F protection & direct rotary handle, Microprocessor based Release Micrologic 6.0A, Frame size 2, Ics=Icu=70kA@415V AC | MCCB | LV_Switchgear | INA_3P96467D | SCHNEIDER | 800A | 70kA | Nos. | None | Inventory | 800A TP 70kA NS MCCB with O/C,S/C,E/F protection & direct rotary handle, Microprocessor based Release Micrologic 6.0A, Frame size 2, Ics=Icu=70kA@415V AC
8486 | 800A TP 70kA NS MCCB with O/C,S/C,E/F protection & extended rotary handle, Microprocessor based Release Micrologic 6.0A, Frame size 2, Ics=Icu=70kA@415V AC | MCCB | LV_Switchgear | INA_3P96467E | SCHNEIDER | 800A | 70kA | Nos. | None | Inventory | 800A TP 70kA NS MCCB with O/C,S/C,E/F protection & extended rotary handle, Microprocessor based Release Micrologic 6.0A, Frame size 2, Ics=Icu=70kA@415V AC
8487 | 1000A TP 50kA NS MCCB with O/C,S/C,E/F protection & direct rotary handle, Microprocessor based Release Micrologic 6.0A, Frame size 2, Ics=Icu=50kA@415V AC | MCCB | LV_Switchgear | INA_3P96472D | SCHNEIDER | 1000A | 50kA | Nos. | None | Inventory | 1000A TP 50kA NS MCCB with O/C,S/C,E/F protection & direct rotary handle, Microprocessor based Release Micrologic 6.0A, Frame size 2, Ics=Icu=50kA@415V AC
8488 | 1000A TP 50kA NS MCCB with O/C,S/C,E/F protection & extended rotary handle, Microprocessor based Release Micrologic 6.0A, Frame size 2, Ics=Icu=50kA@415V AC | MCCB | LV_Switchgear | INA_3P96472E | SCHNEIDER | 1000A | 50kA | Nos. | None | Inventory | 1000A TP 50kA NS MCCB with O/C,S/C,E/F protection & extended rotary handle, Microprocessor based Release Micrologic 6.0A, Frame size 2, Ics=Icu=50kA@415V AC
8489 | 1000A TP 70kA NS MCCB with O/C,S/C,E/F protection & direct rotary handle, Microprocessor based Release Micrologic 6.0A, Frame size 2, Ics=Icu=70kA@415V AC | MCCB | LV_Switchgear | INA_3P96473D | SCHNEIDER | 1000A | 70kA | Nos. | None | Inventory | 1000A TP 70kA NS MCCB with O/C,S/C,E/F protection & direct rotary handle, Microprocessor based Release Micrologic 6.0A, Frame size 2, Ics=Icu=70kA@415V AC
8490 | 1000A TP 70kA NS MCCB with O/C,S/C,E/F protection & extended rotary handle, Microprocessor based Release Micrologic 6.0A, Frame size 2, Ics=Icu=70kA@415V AC | MCCB | LV_Switchgear | INA_3P96473E | SCHNEIDER | 1000A | 70kA | Nos. | None | Inventory | 1000A TP 70kA NS MCCB with O/C,S/C,E/F protection & extended rotary handle, Microprocessor based Release Micrologic 6.0A, Frame size 2, Ics=Icu=70kA@415V AC
8491 | 1250A TP 50kA NS MCCB with O/C,S/C,E/F protection & direct rotary handle, Microprocessor based Release Micrologic 6.0A, Frame size 2, Ics=Icu=50kA@415V AC | MCCB | LV_Switchgear | INA_3P96478D | SCHNEIDER | 1250A | 50kA | Nos. | None | Inventory | 1250A TP 50kA NS MCCB with O/C,S/C,E/F protection & direct rotary handle, Microprocessor based Release Micrologic 6.0A, Frame size 2, Ics=Icu=50kA@415V AC
8492 | 1250A TP 50kA NS MCCB with O/C,S/C,E/F protection & extended rotary handle, Microprocessor based Release Micrologic 6.0A, Frame size 2, Ics=Icu=50kA@415V AC | MCCB | LV_Switchgear | INA_3P96478E | SCHNEIDER | 1250A | 50kA | Nos. | None | Inventory | 1250A TP 50kA NS MCCB with O/C,S/C,E/F protection & extended rotary handle, Microprocessor based Release Micrologic 6.0A, Frame size 2, Ics=Icu=50kA@415V AC
8493 | 1250A TP 70kA NS MCCB with O/C,S/C,E/F protection & direct rotary handle, Microprocessor based Release Micrologic 6.0A, Frame size 2, Ics=Icu=70kA@415V AC | MCCB | LV_Switchgear | INA_3P96479D | SCHNEIDER | 1250A | 70kA | Nos. | None | Inventory | 1250A TP 70kA NS MCCB with O/C,S/C,E/F protection & direct rotary handle, Microprocessor based Release Micrologic 6.0A, Frame size 2, Ics=Icu=70kA@415V AC
8494 | 1250A TP 70kA NS MCCB with O/C,S/C,E/F protection & extended rotary handle, Microprocessor based Release Micrologic 6.0A, Frame size 2, Ics=Icu=70kA@415V AC | MCCB | LV_Switchgear | INA_3P96479E | SCHNEIDER | 1250A | 70kA | Nos. | None | Inventory | 1250A TP 70kA NS MCCB with O/C,S/C,E/F protection & extended rotary handle, Microprocessor based Release Micrologic 6.0A, Frame size 2, Ics=Icu=70kA@415V AC
8495 | 800A FP 50kA NS MCCB with O/C,S/C protection & direct rotary handle, Thermal-Magnetic Release Micrologic 2.0, Frame size 2, Ics=Icu=50kA@415V AC | MCCB | LV_Switchgear | INA_4P33469D | SCHNEIDER | 800A | 50kA | Nos. | None | Inventory | 800A FP 50kA NS MCCB with O/C,S/C protection & direct rotary handle, Thermal-Magnetic Release Micrologic 2.0, Frame size 2, Ics=Icu=50kA@415V AC
8496 | 800A FP 50kA NS MCCB with O/C,S/C protection & extended rotary handle, Thermal-Magnetic Release Micrologic 2.0, Frame size 2, Ics=Icu=50kA@415V AC | MCCB | LV_Switchgear | INA_4P33469E | SCHNEIDER | 800A | 50kA | Nos. | None | Inventory | 800A FP 50kA NS MCCB with O/C,S/C protection & extended rotary handle, Thermal-Magnetic Release Micrologic 2.0, Frame size 2, Ics=Icu=50kA@415V AC
8497 | 800A FP 70kA NS MCCB with O/C,S/C protection & direct rotary handle, Thermal-Magnetic Release Micrologic 2.0, Frame size 2, Ics=Icu=70kA@415V AC | MCCB | LV_Switchgear | INA_4P33470D | SCHNEIDER | 800A | 70kA | Nos. | None | Inventory | 800A FP 70kA NS MCCB with O/C,S/C protection & direct rotary handle, Thermal-Magnetic Release Micrologic 2.0, Frame size 2, Ics=Icu=70kA@415V AC
8498 | 800A FP 70kA NS MCCB with O/C,S/C protection & extended rotary handle, Thermal-Magnetic Release Micrologic 2.0, Frame size 2, Ics=Icu=70kA@415V AC | MCCB | LV_Switchgear | INA_4P33470E | SCHNEIDER | 800A | 70kA | Nos. | None | Inventory | 800A FP 70kA NS MCCB with O/C,S/C protection & extended rotary handle, Thermal-Magnetic Release Micrologic 2.0, Frame size 2, Ics=Icu=70kA@415V AC
8499 | 1000A FP 50kA NS MCCB with O/C,S/C protection & direct rotary handle, Thermal-Magnetic Release Micrologic 2.0, Frame size 2, Ics=Icu=50kA@415V AC | MCCB | LV_Switchgear | INA_4P33475D | SCHNEIDER | 1000A | 50kA | Nos. | None | Inventory | 1000A FP 50kA NS MCCB with O/C,S/C protection & direct rotary handle, Thermal-Magnetic Release Micrologic 2.0, Frame size 2, Ics=Icu=50kA@415V AC
8500 | 1000A FP 50kA NS MCCB with O/C,S/C protection & extended rotary handle, Thermal-Magnetic Release Micrologic 2.0, Frame size 2, Ics=Icu=50kA@415V AC | MCCB | LV_Switchgear | INA_4P33475E | SCHNEIDER | 1000A | 50kA | Nos. | None | Inventory | 1000A FP 50kA NS MCCB with O/C,S/C protection & extended rotary handle, Thermal-Magnetic Release Micrologic 2.0, Frame size 2, Ics=Icu=50kA@415V AC
8501 | 1000A FP 70kA NS MCCB with O/C,S/C protection & direct rotary handle, Thermal-Magnetic Release Micrologic 2.0, Frame size 2, Ics=Icu=70kA@415V AC | MCCB | LV_Switchgear | INA_4P33476D | SCHNEIDER | 1000A | 70kA | Nos. | None | Inventory | 1000A FP 70kA NS MCCB with O/C,S/C protection & direct rotary handle, Thermal-Magnetic Release Micrologic 2.0, Frame size 2, Ics=Icu=70kA@415V AC
8502 | 1000A FP 70kA NS MCCB with O/C,S/C protection & extended rotary handle, Thermal-Magnetic Release Micrologic 2.0, Frame size 2, Ics=Icu=70kA@415V AC | MCCB | LV_Switchgear | INA_4P33476E | SCHNEIDER | 1000A | 70kA | Nos. | None | Inventory | 1000A FP 70kA NS MCCB with O/C,S/C protection & extended rotary handle, Thermal-Magnetic Release Micrologic 2.0, Frame size 2, Ics=Icu=70kA@415V AC
8503 | 1250A FP 50kA NS MCCB with O/C,S/C protection & direct rotary handle, Thermal-Magnetic Release Micrologic 2.0, Frame size 2, Ics=Icu=50kA@415V AC | MCCB | LV_Switchgear | INA_4P33480D | SCHNEIDER | 1250A | 50kA | Nos. | None | Inventory | 1250A FP 50kA NS MCCB with O/C,S/C protection & direct rotary handle, Thermal-Magnetic Release Micrologic 2.0, Frame size 2, Ics=Icu=50kA@415V AC
8504 | 1250A FP 50kA NS MCCB with O/C,S/C protection & extended rotary handle, Thermal-Magnetic Release Micrologic 2.0, Frame size 2, Ics=Icu=50kA@415V AC | MCCB | LV_Switchgear | INA_4P33480E | SCHNEIDER | 1250A | 50kA | Nos. | None | Inventory | 1250A FP 50kA NS MCCB with O/C,S/C protection & extended rotary handle, Thermal-Magnetic Release Micrologic 2.0, Frame size 2, Ics=Icu=50kA@415V AC
8505 | 1250A FP 70kA NS MCCB with O/C,S/C protection & direct rotary handle, Thermal-Magnetic Release Micrologic 2.0, Frame size 2, Ics=Icu=70kA@415V AC | MCCB | LV_Switchgear | INA_4P33481D | SCHNEIDER | 1250A | 70kA | Nos. | None | Inventory | 1250A FP 70kA NS MCCB with O/C,S/C protection & direct rotary handle, Thermal-Magnetic Release Micrologic 2.0, Frame size 2, Ics=Icu=70kA@415V AC
8506 | 1250A FP 70kA NS MCCB with O/C,S/C protection & extended rotary handle, Thermal-Magnetic Release Micrologic 2.0, Frame size 2, Ics=Icu=70kA@415V AC | MCCB | LV_Switchgear | INA_4P33481E | SCHNEIDER | 1250A | 70kA | Nos. | None | Inventory | 1250A FP 70kA NS MCCB with O/C,S/C protection & extended rotary handle, Thermal-Magnetic Release Micrologic 2.0, Frame size 2, Ics=Icu=70kA@415V AC
8507 | 800A FP 50kA NS MCCB with O/C,S/C,E/F protection, Microprocessor based Release Micrologic 2.0 for 240V AC control voltage, Frame size 2, Ics=Icu=50kA | MCCB | LV_Switchgear | INA_4P93284_20 | SCHNEIDER | 800A | 50kA | Nos. | None | Inventory | 800A FP 50kA NS MCCB with O/C,S/C,E/F protection, Microprocessor based Release Micrologic 2.0 for 240V AC control voltage, Frame size 2, Ics=Icu=50kA
8508 | 800A FP 50kA NS MCCB with O/C,S/C protection, for control voltage 415V AC, Thermal-Magnetic Release Micrologic 2.0, Frame size 2, Ics=Icu=50kA@415V AC | MCCB | LV_Switchgear | INA_4P93284_40 | SCHNEIDER | 800A | 50kA | Nos. | None | Inventory | 800A FP 50kA NS MCCB with O/C,S/C protection, for control voltage 415V AC, Thermal-Magnetic Release Micrologic 2.0, Frame size 2, Ics=Icu=50kA@415V AC
8509 | 800A FP 70kA NS MCCB with O/C,S/C protection, for control voltage 220/240V AC, Thermal-Magnetic Release Micrologic 2.0, Frame size 2, Ics=Icu=70kA@415V AC | MCCB | LV_Switchgear | INA_4P93285_20 | SCHNEIDER | 800A | 70kA | Nos. | None | Inventory | 800A FP 70kA NS MCCB with O/C,S/C protection, for control voltage 220/240V AC, Thermal-Magnetic Release Micrologic 2.0, Frame size 2, Ics=Icu=70kA@415V AC
8510 | 800A FP 70kA NS MCCB with O/C,S/C protection, for control voltage 415V AC, Thermal-Magnetic Release Micrologic 2.0, Frame size 2, Ics=Icu=70kA@415V AC | MCCB | LV_Switchgear | INA_4P93285_40 | SCHNEIDER | 800A | 70kA | Nos. | None | Inventory | 800A FP 70kA NS MCCB with O/C,S/C protection, for control voltage 415V AC, Thermal-Magnetic Release Micrologic 2.0, Frame size 2, Ics=Icu=70kA@415V AC
8511 | 1000A FP 50kA NS MCCB with O/C,S/C protection, for control voltage 220/240V AC, Thermal-Magnetic Release Micrologic 2.0, Frame size 2, Ics=Icu=50kA@415V AC | MCCB | LV_Switchgear | INA_4P93294_20 | SCHNEIDER | 1000A | 50kA | Nos. | None | Inventory | 1000A FP 50kA NS MCCB with O/C,S/C protection, for control voltage 220/240V AC, Thermal-Magnetic Release Micrologic 2.0, Frame size 2, Ics=Icu=50kA@415V AC
8512 | 1000A FP 50kA NS MCCB with O/C,S/C protection, for control voltage 415V AC, Thermal-Magnetic Release Micrologic 2.0, Frame size 2, Ics=Icu=50kA@415V AC | MCCB | LV_Switchgear | INA_4P93294_40 | SCHNEIDER | 1000A | 50kA | Nos. | None | Inventory | 1000A FP 50kA NS MCCB with O/C,S/C protection, for control voltage 415V AC, Thermal-Magnetic Release Micrologic 2.0, Frame size 2, Ics=Icu=50kA@415V AC
8513 | 1000A FP 70kA NS MCCB with O/C,S/C protection, for control voltage 220/240V AC, Thermal-Magnetic Release Micrologic 2.0, Frame size 2, Ics=Icu=70kA@415V AC | MCCB | LV_Switchgear | INA_4P93295_20 | SCHNEIDER | 1000A | 70kA | Nos. | None | Inventory | 1000A FP 70kA NS MCCB with O/C,S/C protection, for control voltage 220/240V AC, Thermal-Magnetic Release Micrologic 2.0, Frame size 2, Ics=Icu=70kA@415V AC
8514 | 1000A FP 70kA NS MCCB with O/C,S/C protection, for control voltage 415V AC, Thermal-Magnetic Release Micrologic 2.0, Frame size 2, Ics=Icu=70kA@415V AC | MCCB | LV_Switchgear | INA_4P93295_40 | SCHNEIDER | 1000A | 70kA | Nos. | None | Inventory | 1000A FP 70kA NS MCCB with O/C,S/C protection, for control voltage 415V AC, Thermal-Magnetic Release Micrologic 2.0, Frame size 2, Ics=Icu=70kA@415V AC
8515 | 1250A FP 50kA NS MCCB with O/C,S/C protection, for control voltage 220/240V AC, Thermal-Magnetic Release Micrologic 2.0, Frame size 2, Ics=Icu=50kA@415V AC | MCCB | LV_Switchgear | INA_4P93304_20 | SCHNEIDER | 1250A | 50kA | Nos. | None | Inventory | 1250A FP 50kA NS MCCB with O/C,S/C protection, for control voltage 220/240V AC, Thermal-Magnetic Release Micrologic 2.0, Frame size 2, Ics=Icu=50kA@415V AC
8516 | 1250A FP 50kA NS MCCB with O/C,S/C protection, for control voltage 415V AC, Thermal-Magnetic Release Micrologic 2.0, Frame size 2, Ics=Icu=50kA@415V AC | MCCB | LV_Switchgear | INA_4P93304_40 | SCHNEIDER | 1250A | 50kA | Nos. | None | Inventory | 1250A FP 50kA NS MCCB with O/C,S/C protection, for control voltage 415V AC, Thermal-Magnetic Release Micrologic 2.0, Frame size 2, Ics=Icu=50kA@415V AC
8517 | 1250A FP 70kA NS MCCB with O/C,S/C protection, for control voltage 220/240V AC, Thermal-Magnetic Release Micrologic 2.0, Frame size 2, Ics=Icu=70kA@415V AC | MCCB | LV_Switchgear | INA_4P93305_20 | SCHNEIDER | 1250A | 70kA | Nos. | None | Inventory | 1250A FP 70kA NS MCCB with O/C,S/C protection, for control voltage 220/240V AC, Thermal-Magnetic Release Micrologic 2.0, Frame size 2, Ics=Icu=70kA@415V AC
8518 | 1250A FP 70kA NS MCCB with O/C,S/C protection, for control voltage 415V AC, Thermal-Magnetic Release Micrologic 2.0, Frame size 2, Ics=Icu=70kA@415V AC | MCCB | LV_Switchgear | INA_4P93305_40 | SCHNEIDER | 1250A | 70kA | Nos. | None | Inventory | 1250A FP 70kA NS MCCB with O/C,S/C protection, for control voltage 415V AC, Thermal-Magnetic Release Micrologic 2.0, Frame size 2, Ics=Icu=70kA@415V AC
8519 | 800A FP 50kA NS MCCB with O/C,S/C protection, for control voltage 220/240V AC, Microprocessor based Release Micrologic 6.0A, Frame size 2, Ics=Icu=50kA@415V AC | MCCB | LV_Switchgear | INA_4P96284_20 | SCHNEIDER | 800A | 50kA | Nos. | None | Inventory | 800A FP 50kA NS MCCB with O/C,S/C protection, for control voltage 220/240V AC, Microprocessor based Release Micrologic 6.0A, Frame size 2, Ics=Icu=50kA@415V AC
8520 | 800A FP 50kA NS MCCB with O/C,S/C protection, for control voltage 415V AC, Microprocessor based Release Micrologic 6.0A, Frame size 2, Ics=Icu=50kA@415V AC | MCCB | LV_Switchgear | INA_4P96284_40 | SCHNEIDER | 800A | 50kA | Nos. | None | Inventory | 800A FP 50kA NS MCCB with O/C,S/C protection, for control voltage 415V AC, Microprocessor based Release Micrologic 6.0A, Frame size 2, Ics=Icu=50kA@415V AC
8521 | 800A FP 70kA NS MCCB with O/C,S/C protection, for control voltage 220/240V AC, Microprocessor based Release Micrologic 6.0A, Frame size 2, Ics=Icu=70kA@415V AC | MCCB | LV_Switchgear | INA_4P96285_20 | SCHNEIDER | 800A | 70kA | Nos. | None | Inventory | 800A FP 70kA NS MCCB with O/C,S/C protection, for control voltage 220/240V AC, Microprocessor based Release Micrologic 6.0A, Frame size 2, Ics=Icu=70kA@415V AC
8522 | 800A FP 70kA NS MCCB with O/C,S/C protection, for control voltage 415V AC, Microprocessor based Release Micrologic 6.0A, Frame size 2, Ics=Icu=70kA@415V AC | MCCB | LV_Switchgear | INA_4P96285_40 | SCHNEIDER | 800A | 70kA | Nos. | None | Inventory | 800A FP 70kA NS MCCB with O/C,S/C protection, for control voltage 415V AC, Microprocessor based Release Micrologic 6.0A, Frame size 2, Ics=Icu=70kA@415V AC
8523 | 1000A FP 50kA NS MCCB with O/C,S/C protection, for control voltage 220/240V AC, Microprocessor based Release Micrologic 6.0A, Frame size 2, Ics=Icu=50kA@415V AC | MCCB | LV_Switchgear | INA_4P96294_20 | SCHNEIDER | 1000A | 50kA | Nos. | None | Inventory | 1000A FP 50kA NS MCCB with O/C,S/C protection, for control voltage 220/240V AC, Microprocessor based Release Micrologic 6.0A, Frame size 2, Ics=Icu=50kA@415V AC
8524 | 1000A FP 50kA NS MCCB with O/C,S/C protection, for control voltage 415V AC, Microprocessor based Release Micrologic 6.0A, Frame size 2, Ics=Icu=50kA@415V AC | MCCB | LV_Switchgear | INA_4P96294_40 | SCHNEIDER | 1000A | 50kA | Nos. | None | Inventory | 1000A FP 50kA NS MCCB with O/C,S/C protection, for control voltage 415V AC, Microprocessor based Release Micrologic 6.0A, Frame size 2, Ics=Icu=50kA@415V AC
8525 | 1000A FP 70kA NS MCCB with O/C,S/C protection, for control voltage 220/240V AC, Microprocessor based Release Micrologic 6.0A, Frame size 2, Ics=Icu=70kA@415V AC | MCCB | LV_Switchgear | INA_4P96295_20 | SCHNEIDER | 1000A | 70kA | Nos. | None | Inventory | 1000A FP 70kA NS MCCB with O/C,S/C protection, for control voltage 220/240V AC, Microprocessor based Release Micrologic 6.0A, Frame size 2, Ics=Icu=70kA@415V AC
8526 | 1000A FP 70kA NS MCCB with O/C,S/C protection, for control voltage 415V AC, Microprocessor based Release Micrologic 6.0A, Frame size 2, Ics=Icu=70kA@415V AC | MCCB | LV_Switchgear | INA_4P96295_40 | SCHNEIDER | 1000A | 70kA | Nos. | None | Inventory | 1000A FP 70kA NS MCCB with O/C,S/C protection, for control voltage 415V AC, Microprocessor based Release Micrologic 6.0A, Frame size 2, Ics=Icu=70kA@415V AC
8527 | 1250A FP 50kA NS MCCB with O/C,S/C protection, for control voltage 220/240V AC, Microprocessor based Release Micrologic 6.0A, Frame size 2, Ics=Icu=50kA@415V AC | MCCB | LV_Switchgear | INA_4P96304_20 | SCHNEIDER | 1250A | 50kA | Nos. | None | Inventory | 1250A FP 50kA NS MCCB with O/C,S/C protection, for control voltage 220/240V AC, Microprocessor based Release Micrologic 6.0A, Frame size 2, Ics=Icu=50kA@415V AC
8528 | 1250A FP 50kA NS MCCB with O/C,S/C protection, for control voltage 415V AC, Microprocessor based Release Micrologic 6.0A, Frame size 2, Ics=Icu=50kA@415V AC | MCCB | LV_Switchgear | INA_4P96304_40 | SCHNEIDER | 1250A | 50kA | Nos. | None | Inventory | 1250A FP 50kA NS MCCB with O/C,S/C protection, for control voltage 415V AC, Microprocessor based Release Micrologic 6.0A, Frame size 2, Ics=Icu=50kA@415V AC
8529 | 1250A FP 70kA NS MCCB with O/C,S/C protection, for control voltage 220/240V AC, Microprocessor based Release Micrologic 6.0A, Frame size 2, Ics=Icu=70kA@415V AC | MCCB | LV_Switchgear | INA_4P96305_20 | SCHNEIDER | 1250A | 70kA | Nos. | None | Inventory | 1250A FP 70kA NS MCCB with O/C,S/C protection, for control voltage 220/240V AC, Microprocessor based Release Micrologic 6.0A, Frame size 2, Ics=Icu=70kA@415V AC
8530 | 1250A FP 70kA NS MCCB with O/C,S/C protection, for control voltage 415V AC, Microprocessor based Release Micrologic 6.0A, Frame size 2, Ics=Icu=70kA@415V AC | MCCB | LV_Switchgear | INA_4P96305_40 | SCHNEIDER | 1250A | 70kA | Nos. | None | Inventory | 1250A FP 70kA NS MCCB with O/C,S/C protection, for control voltage 415V AC, Microprocessor based Release Micrologic 6.0A, Frame size 2, Ics=Icu=70kA@415V AC
8531 | 800A FP 50kA NS MCCB with O/C,S/C,E/F protection & direct rotary handle, Microprocessor based Release Micrologic 6.0A, Frame size 2, Ics=Icu=50kA@415V AC | MCCB | LV_Switchgear | INA_4P96469D | SCHNEIDER | 800A | 50kA | Nos. | None | Inventory | 800A FP 50kA NS MCCB with O/C,S/C,E/F protection & direct rotary handle, Microprocessor based Release Micrologic 6.0A, Frame size 2, Ics=Icu=50kA@415V AC
8532 | 800A FP 50kA NS MCCB with O/C,S/C,E/F protection & extended rotary handle, Microprocessor based Release Micrologic 6.0A, Frame size 2, Ics=Icu=50kA@415V AC | MCCB | LV_Switchgear | INA_4P96469E | SCHNEIDER | 800A | 50kA | Nos. | None | Inventory | 800A FP 50kA NS MCCB with O/C,S/C,E/F protection & extended rotary handle, Microprocessor based Release Micrologic 6.0A, Frame size 2, Ics=Icu=50kA@415V AC
8533 | 800A FP 70kA NS MCCB with O/C,S/C,E/F protection & direct rotary handle, Microprocessor based Release Micrologic 6.0A, Frame size 2, Ics=Icu=70kA@415V AC | MCCB | LV_Switchgear | INA_4P96470D | SCHNEIDER | 800A | 70kA | Nos. | None | Inventory | 800A FP 70kA NS MCCB with O/C,S/C,E/F protection & direct rotary handle, Microprocessor based Release Micrologic 6.0A, Frame size 2, Ics=Icu=70kA@415V AC
8534 | 800A FP 70kA NS MCCB with O/C,S/C,E/F protection & extended rotary handle, Microprocessor based Release Micrologic 6.0A, Frame size 2, Ics=Icu=70kA@415V AC | MCCB | LV_Switchgear | INA_4P96470E | SCHNEIDER | 800A | 70kA | Nos. | None | Inventory | 800A FP 70kA NS MCCB with O/C,S/C,E/F protection & extended rotary handle, Microprocessor based Release Micrologic 6.0A, Frame size 2, Ics=Icu=70kA@415V AC
8535 | 1000A FP 50kA NS MCCB with O/C,S/C,E/F protection & direct rotary handle, Microprocessor based Release Micrologic 6.0A, Frame size 2, Ics=Icu=50kA@415V AC | MCCB | LV_Switchgear | INA_4P96475D | SCHNEIDER | 1000A | 50kA | Nos. | None | Inventory | 1000A FP 50kA NS MCCB with O/C,S/C,E/F protection & direct rotary handle, Microprocessor based Release Micrologic 6.0A, Frame size 2, Ics=Icu=50kA@415V AC
8536 | 1000A FP 50kA NS MCCB with O/C,S/C,E/F protection & extended rotary handle, Microprocessor based Release Micrologic 6.0A, Frame size 2, Ics=Icu=50kA@415V AC | MCCB | LV_Switchgear | INA_4P96475E | SCHNEIDER | 1000A | 50kA | Nos. | None | Inventory | 1000A FP 50kA NS MCCB with O/C,S/C,E/F protection & extended rotary handle, Microprocessor based Release Micrologic 6.0A, Frame size 2, Ics=Icu=50kA@415V AC
8537 | 1000A FP 70kA NS MCCB with O/C,S/C,E/F protection & direct rotary handle, Microprocessor based Release Micrologic 6.0A, Frame size 2, Ics=Icu=70kA@415V AC | MCCB | LV_Switchgear | INA_4P96476D | SCHNEIDER | 1000A | 70kA | Nos. | None | Inventory | 1000A FP 70kA NS MCCB with O/C,S/C,E/F protection & direct rotary handle, Microprocessor based Release Micrologic 6.0A, Frame size 2, Ics=Icu=70kA@415V AC
8538 | 1000A FP 70kA NS MCCB with O/C,S/C,E/F protection & extended rotary handle, Microprocessor based Release Micrologic 6.0A, Frame size 2, Ics=Icu=70kA@415V AC | MCCB | LV_Switchgear | INA_4P96476E | SCHNEIDER | 1000A | 70kA | Nos. | None | Inventory | 1000A FP 70kA NS MCCB with O/C,S/C,E/F protection & extended rotary handle, Microprocessor based Release Micrologic 6.0A, Frame size 2, Ics=Icu=70kA@415V AC
8539 | 1250A FP 50kA NS MCCB with O/C,S/C,E/F protection & direct rotary handle, Microprocessor based Release Micrologic 6.0A, Frame size 2, Ics=Icu=50kA@415V AC | MCCB | LV_Switchgear | INA_4P96480D | SCHNEIDER | 1250A | 50kA | Nos. | None | Inventory | 1250A FP 50kA NS MCCB with O/C,S/C,E/F protection & direct rotary handle, Microprocessor based Release Micrologic 6.0A, Frame size 2, Ics=Icu=50kA@415V AC
8540 | 1250A FP 50kA NS MCCB with O/C,S/C,E/F protection & extended rotary handle, Microprocessor based Release Micrologic 6.0A, Frame size 2, Ics=Icu=50kA@415V AC | MCCB | LV_Switchgear | INA_4P96480E | SCHNEIDER | 1250A | 50kA | Nos. | None | Inventory | 1250A FP 50kA NS MCCB with O/C,S/C,E/F protection & extended rotary handle, Microprocessor based Release Micrologic 6.0A, Frame size 2, Ics=Icu=50kA@415V AC
8541 | 1250A FP 70kA NS MCCB with O/C,S/C,E/F protection & direct rotary handle, Microprocessor based Release Micrologic 6.0A, Frame size 2, Ics=Icu=70kA@415V AC | MCCB | LV_Switchgear | INA_4P96481D | SCHNEIDER | 1250A | 70kA | Nos. | None | Inventory | 1250A FP 70kA NS MCCB with O/C,S/C,E/F protection & direct rotary handle, Microprocessor based Release Micrologic 6.0A, Frame size 2, Ics=Icu=70kA@415V AC
8542 | 1250A FP 70kA NS MCCB with O/C,S/C,E/F protection & extended rotary handle, Microprocessor based Release Micrologic 6.0A, Frame size 2, Ics=Icu=70kA@415V AC | MCCB | LV_Switchgear | INA_4P96481E | SCHNEIDER | 1250A | 70kA | Nos. | None | Inventory | 1250A FP 70kA NS MCCB with O/C,S/C,E/F protection & extended rotary handle, Microprocessor based Release Micrologic 6.0A, Frame size 2, Ics=Icu=70kA@415V AC
14240 | LOCAL REMOTE SELECTOR SWITCH, (52LR), STAYPUT, 2 POLE, 4 WAY, WING TYPE KNOB, ANGULAR MOVEMENT : 90 DEG., LOCKABLE TYPE, SIZE : 95x95mm.,2 CONTACTS TO CLOSE IN EACH POSITION. | SWITCH | SWITCHGEAR | RP245R/TB3/TG/GC | KAYCEE | - | - | Nos. |  | Inventory | LOCAL REMOTE SELECTOR SWITCH, (52LR), STAYPUT, 2 POLE, 4 WAY, WING TYPE KNOB, ANGULAR MOVEMENT : 90 DEG., LOCKABLE TYPE, SIZE : 95x95mm.,2 CONTACTS TO CLOSE IN EACH POSITION.
51 | 110kV, 1250A,40kA/3SEC, MOTORISED ISOLATOR, HSV : 123 kV,CREEPAGE DISTANCE : 3813 mm. | LBS/ISO | SWITCHGEAR | 110KV-1250A-ISOLATOR | KIRON | - | - | Nos. |  | Inventory | 110kV, 1250A,40kA/3SEC, MOTORISED ISOLATOR, HSV : 123 kV,CREEPAGE DISTANCE : 3813 mm.
52 | 110kV, 1250A,40kA/3SEC, MOTORISED ISOLATOR WITH ONE EARTH SWITCH,HSV : 123 kV,CREEPAGE DISTANCE : 3813 mm. | LBS/ISO | SWITCHGEAR | 110KV-1250A-ISOLATOR-ONE-E/S | KIRON | - | - | Nos. |  | Inventory | 110kV, 1250A,40kA/3SEC, MOTORISED ISOLATOR WITH ONE EARTH SWITCH,HSV : 123 kV,CREEPAGE DISTANCE : 3813 mm.
53 | 110kV, 1250A,40kA/3SEC, MOTORISED ISOLATOR WITH TWO EARTH SWITCH,HSV : 123 kV,CREEPAGE DISTANCE : 3813 mm. | LBS/ISO | SWITCHGEAR | 110KV-1250A-ISOLATOR-TWO-E/S | KIRON | - | - | Nos. |  | Inventory | 110kV, 1250A,40kA/3SEC, MOTORISED ISOLATOR WITH TWO EARTH SWITCH,HSV : 123 kV,CREEPAGE DISTANCE : 3813 mm.
8710 | 110kV, 3 Phase 1250A, 40kA double break motorized operated,motor voltage - 230V isolator with 9 Nos solid with creepage distance 31 mm/kV insulators set with copper contact, with manual earth switch, with mounting structure, other details as per comments dated - 16th Jan 2020 | LBS/ISO | SWITCHGEAR | KIR-ISO-110KV-WITH-ES | KIRON | _ | NA | Nos | None | Inventory | 110kV, 3 Phase 1250A, 40kA double break motorized operated,motor voltage - 230V isolator with 9 Nos solid with creepage distance 31 mm/kV insulators set with copper contact, with manual earth switch, with mounting structure, other details as per comments dated - 16th Jan 2020
8711 | 110kV, 3 Phase 1250A, 40kA double break motorized operated, motor voltage - 230V isolator with 9 Nos solid with creepage distance 31 mm/kV insulators set with copper contact, with mounting structure, other details as per comments dated - 16th Jan 2020 | LBS/ISO | SWITCHGEAR | KIR-ISO-110KV-WITHOUT-ES | KIRON | _ | NA | Nos | None | Inventory | 110kV, 3 Phase 1250A, 40kA double break motorized operated, motor voltage - 230V isolator with 9 Nos solid with creepage distance 31 mm/kV insulators set with copper contact, with mounting structure, other details as per comments dated - 16th Jan 2020
8712 | 33kV, 1000A,31.5kA/1 SEC,3 POLE DOUBLE BREAKE OUTDOOR ISOLATOR WITH INTERLOCK (110V DC SOLENOID FOR INTERLOCK), MANUAL OPERATED, WITH 4 NO + 4 NC AUXILLIARY CONTACTS, WITH EARTH SWITCH, WITH MOUNTING STRUCTURE | LBS/ISO | SWITCHGEAR | KIR-ISO-33KV-1000-31.5-ES | KIRON | 33 | NA | Nos |  | Inventory | 33kV, 1000A,31.5kA/1 SEC,3 POLE DOUBLE BREAKE OUTDOOR ISOLATOR WITH INTERLOCK (110V DC SOLENOID FOR INTERLOCK), MANUAL OPERATED, WITH 4 NO + 4 NC AUXILLIARY CONTACTS, WITH EARTH SWITCH, WITH MOUNTING STRUCTURE
29 | HRC FUSE CARTRIDGE, 10A | FUSE | SWITCHGEAR | 10A_HRC_CARTRIDGE | L&T | 10 | NA | Nos |  | Inventory | HRC FUSE CARTRIDGE, 10A
70 | 240 VAC / 24 VAC/DC, ON Delay Timer, 1 C/O | TIMER | SWITCHGEAR | 12ODT4 | L&T | - | - | Nos |  | Inventory | 240 VAC / 24 VAC/DC, ON Delay Timer, 1 C/O
92 | HRC FUSE CARTRIDGE, 16A | FUSE | SWITCHGEAR | 16A_HRC_CARTRIDGE | L&T | 4 | NA | Nos |  | Inventory | HRC FUSE CARTRIDGE, 16A
2545 | HRC FUSE CARTRIDGE, 2A | FUSE | SWITCHGEAR | 2A_HRC_CARTRIDGE | L&T | - | NA | Nos. |  | Inventory | HRC FUSE CARTRIDGE, 2A
2832 | 3Amp HRC Fuse - L&T Make | - | SWITCHGEAR | 3AFUSE-L&T | L&T | 3 | - | Nos |  | Inventory | 3Amp HRC Fuse - L&T Make
3536 | HRC FUSE CARTRIDGE, 4A | FUSE | SWITCHGEAR | 4A_HRC_CARTRIDGE | L&T | 4 | NA | Nos |  | Inventory | HRC FUSE CARTRIDGE, 4A
3537 | HRC fuse catridge 4 A - L&T make | FUSE | SWITCHGEAR | 4AFUSE-L&T | L&T | 4 | - | Nos |  | Inventory | HRC fuse catridge 4 A - L&T make
3538 | 4A, 415V | FUSE | SWITCHGEAR | 4AMP-415V | L&T | 4 | NA | Nos |  | Inventory | 4A, 415V
3610 | 25A S series Rotary cam switch, 2pole 2way without off 90deg. colour grey front plate black knob | SWITCH | SWITCHGEAR | 61038SEB03TDGB | L&T | 25A | - | Nos |  | Inventory | 25A S series Rotary cam switch, 2pole 2way without off 90deg. colour grey front plate black knob
3612 | 10A Rotary cam switch, 1pole 2way with off 90deg. colour grey front plate black knob | SWITCH | SWITCHGEAR | 61151 | L&T | 10A | - | Nos |  | Inventory | 10A Rotary cam switch, 1pole 2way with off 90deg. colour grey front plate black knob
3613 | 10A Rotary cam switch, 2pole 2way with off 90deg. colour grey front plate black knob | SWITCH | SWITCHGEAR | 61152 | L&T | 10A | - | Nos |  | Inventory | 10A Rotary cam switch, 2pole 2way with off 90deg. colour grey front plate black knob
3614 | 10A Rotary cam switch, 3pole 2way with off 90deg. colour grey front plate black knob | SWITCH | SWITCHGEAR | 61153 | L&T | 10A | - | Nos |  | Inventory | 10A Rotary cam switch, 3pole 2way with off 90deg. colour grey front plate black knob
3615 | 6A Rotary cam switch, 1 pole on with off 90deg., Standard Mounting, Tear Drop knob, Yellow Front Plate & Red Knob | SWITCH | SWITCHGEAR | 61191SAB13TDYR | L&T | 6A | - | Nos |  | Inventory | 6A Rotary cam switch, 1 pole on with off 90deg., Standard Mounting, Tear Drop knob, Yellow Front Plate & Red Knob
3627 | HRC FUSE CARTRIDGE, 6A | FUSE | SWITCHGEAR | 6A_HRC_CARTRIDGE | L&T | 4 | NA | Nos |  | Inventory | HRC FUSE CARTRIDGE, 6A
3636 | BREAKER CONTROL SWITCH, 25A,LABEL: TRIP-NEUTRAL-CLOSE, 3 POSITION, SPRING RETURN TO NEUTRAL, PISTOL GRIP HANDLE | SWITCH | SWITCHGEAR | 73257SEB03PGGB | L&T | 25A | - | Nos. |  | Inventory | BREAKER CONTROL SWITCH, 25A,LABEL: TRIP-NEUTRAL-CLOSE, 3 POSITION, SPRING RETURN TO NEUTRAL, PISTOL GRIP HANDLE
4014 | DIGITAL ABT METER-MAIN, 3 PHASE, 4 WIRE, 3 ELEMENT SYSTEM, AUX. VOLTAGE: 230V AC, CTR-350/1A, PTR: 33KV/RT3/110V/RT3, CLASS : 0.2S, MODBUS PROTOCOL with RS232, RS485, Ethernet port AND GPRS COMPATIBILITY,) AS PER JHARKHAND STATE NORMS, TYPE - ER300P | METER | SWITCHGEAR | ABT-ER300P | L&T | _ | NA | Nos |  | Inventory | DIGITAL ABT METER-MAIN, 3 PHASE, 4 WIRE, 3 ELEMENT SYSTEM, AUX. VOLTAGE: 230V AC, CTR-350/1A, PTR: 33KV/RT3/110V/RT3, CLASS : 0.2S, MODBUS PROTOCOL with RS232, RS485, Ethernet port AND GPRS COMPATIBILITY,) AS PER JHARKHAND STATE NORMS, TYPE - ER300P
4547 | 40A 4pole changeover switch , | MCB | SWITCHGEAR | AUC00404000 | L&T | _ | NA | Nos | None | Inventory | 40A 4pole changeover switch ,
4792 | 16A DP MCB 10kA D CURVE, | MCB | SWITCHGEAR | BB20160D | L&T | 16 | NA | Nos | None | Inventory | 16A DP MCB 10kA D CURVE,
4868 | 6A FP MCB 10KA C-CURVE , | MCB | SWITCHGEAR | BB40060C | L&T | 6 | NA | Nos | None | Inventory | 6A FP MCB 10KA C-CURVE ,
4880 | 4 POLE, 25A AC MCB, 10kA, C CURVE, | MCB | SWITCHGEAR | BB40250C | L&T | 4 | NA | Nos | None | Inventory | 4 POLE, 25A AC MCB, 10kA, C CURVE,
4882 | 32A FP MCB 10KA B CURVE, | MCB | SWITCHGEAR | BB40302B | L&T | 32 | NA | Nos | None | Inventory | 32A FP MCB 10KA B CURVE,
4885 | 32A FP MCB 10kA D CURVE , | MCB | SWITCHGEAR | BB40320D | L&T | 32 | NA | Nos | None | Inventory | 32A FP MCB 10kA D CURVE ,
4886 | 40A FP MCB 10KA B CURVE, | MCB | SWITCHGEAR | BB40400B | L&T | 40 | NA | Nos | None | Inventory | 40A FP MCB 10KA B CURVE,
4887 | 4 POLE, 40A AC MCB, 10kA, C CURVE, | MCB | SWITCHGEAR | BB40400C | L&T | 40 | NA | Nos | None | Inventory | 4 POLE, 40A AC MCB, 10kA, C CURVE,
4931 | 40A FP RCCB 30mA , | MCB | SWITCHGEAR | BG404003 | L&T | 40 | NA | Nos | None | Inventory | 40A FP RCCB 30mA ,
5862 | eta SMART-8R APFC RELAY | RELAY | SWITCHGEAR | CS90902OOOO | L&T | _ | NA | Nos | None | Inventory | eta SMART-8R APFC RELAY
5888 | 4NO ,110V AC | CONTACTOR | SWITCHGEAR | CS94018 -AOOO | L&T | _ | NA | Nos | None | Inventory | 4NO ,110V AC
5889 | 4NO ,230V AC | CONTACTOR | SWITCHGEAR | CS94018-BOOO | L&T | _ | NA | Nos |  | Inventory | 4NO ,230V AC
5890 | Aux Contactor, 4NO Contact, Aux. Voltage: 230V AC (MX 0 40E WITH 240 VAC COIL) | CONTACTOR | SWITCHGEAR | CS94018BOOO | L&T | _ | NA | Nos | None | Inventory | Aux Contactor, 4NO Contact, Aux. Voltage: 230V AC (MX 0 40E WITH 240 VAC COIL)
5891 | 2NO+2NC ,110V AC | CONTACTOR | SWITCHGEAR | CS94020-AOOO | L&T | _ | NA | Nos |  | Inventory | 2NO+2NC ,110V AC
5892 | 2NO+2NC ,230V AC | CONTACTOR | SWITCHGEAR | CS94020-BOOO | L&T | _ | NA | Nos |  | Inventory | 2NO+2NC ,230V AC
5893 | 4NO ,24V DC | CONTACTOR | SWITCHGEAR | CS94027 -4000 | L&T | _ | NA | Nos | None | Inventory | 4NO ,24V DC
5894 | 4NO ,48V DC | CONTACTOR | SWITCHGEAR | CS94027 -5000 | L&T | _ | NA | Nos | None | Inventory | 4NO ,48V DC
5895 | 4NO ,110V DC | CONTACTOR | SWITCHGEAR | CS94027-1000 | L&T | _ | NA | Nos |  | Inventory | 4NO ,110V DC
5896 | 4NO ,220V DC | CONTACTOR | SWITCHGEAR | CS94027-2000 | L&T | _ | NA | Nos |  | Inventory | 4NO ,220V DC
5897 | 2NO+2NC ,48V DC | CONTACTOR | SWITCHGEAR | CS94029 -5000 | L&T | _ | NA | Nos | None | Inventory | 2NO+2NC ,48V DC
5898 | 2NO+2NC ,110V DC | CONTACTOR | SWITCHGEAR | CS94029-1000 | L&T | _ | NA | Nos |  | Inventory | 2NO+2NC ,110V DC
5899 | 2NO+2NC ,220V DC | CONTACTOR | SWITCHGEAR | CS94029-2000 | L&T | _ | NA | Nos |  | Inventory | 2NO+2NC ,220V DC
5900 | 2NO+2NC ,24V DC | CONTACTOR | SWITCHGEAR | CS94029-4000 | L&T | _ | NA | Nos |  | Inventory | 2NO+2NC ,24V DC
5901 | 2NO ADDON BLOCK | CONTACTOR | SWITCHGEAR | CS94030 | L&T | _ | NA | Nos |  | Inventory | 2NO ADDON BLOCK
5903 | 2NC ADDON BLOCK | CONTACTOR | SWITCHGEAR | CS94032 | L&T | _ | NA | Nos |  | Inventory | 2NC ADDON BLOCK
5904 | 4NO ADDON BLOCK | CONTACTOR | SWITCHGEAR | CS94033 | L&T | _ | NA | Nos |  | Inventory | 4NO ADDON BLOCK
5905 | 2NO+2NC ADDON BLOCK | CONTACTOR | SWITCHGEAR | CS94035 | L&T | _ | NA | Nos |  | Inventory | 2NO+2NC ADDON BLOCK
5907 | 4NC , ADD ON BLOCK FOR SUITABLE MXO AUX. CONTACTOR | CONTACTOR | SWITCHGEAR | CS94037 | L&T | _ | NA | Nos | None | Inventory | 4NC , ADD ON BLOCK FOR SUITABLE MXO AUX. CONTACTOR
5924 | 12A 3P Contactor MNX 12 With 1 NO | CONTACTOR | SWITCHGEAR | CS94108 | L&T | _ | NA | Nos | None | Inventory | 12A 3P Contactor MNX 12 With 1 NO
5944 | Aux block 1NO/NC for MNX 9-40,MCX1-23, | CONTACTOR | SWITCHGEAR | CS94118 | L&T | _ | NA | Nos | None | Inventory | Aux block 1NO/NC for MNX 9-40,MCX1-23,
6040 | 2NO+2NC ,230V AC, TOP ADD ON BLOCK | CONTACTOR | SWITCHGEAR | CS94596 | L&T | _ | NA | Nos | None | Inventory | 2NO+2NC ,230V AC, TOP ADD ON BLOCK
6041 | MO0 32E (3 NO + 2 NC) FOR 240V AC AUX. CONTACTOR, | CONTACTOR | SWITCHGEAR | CS94826 | L&T | _ | NA | Nos | None | Inventory | MO0 32E (3 NO + 2 NC) FOR 240V AC AUX. CONTACTOR,
6086 | Aux Contactor, 4NO Contact, Aux. Voltage: 230V AC (M0 240 VAC COIL) | CONTACTOR | SWITCHGEAR | CS96156BOOO | L&T | _ | NA | Nos | None | Inventory | Aux Contactor, 4NO Contact, Aux. Voltage: 230V AC (M0 240 VAC COIL)
6167 | 2NO+2NC ,MDX 9-110, ADD ON BLOCK | CONTACTOR | SWITCHGEAR | CS96569 | L&T | _ | NA | Nos |  | Inventory | 2NO+2NC ,MDX 9-110, ADD ON BLOCK
6615 | ILLUMINATED PUSHBUTTON, RED | PUSH BUTTON | SWITCHGEAR | EALR240APD1 | L&T | _ | NA | Nos |  | Inventory | ILLUMINATED PUSHBUTTON, RED
6821 | NO ELEMENT SUITABLE FOR PUSH BUTTON | PUSH BUTTON | SWITCHGEAR | EC1C | L&T | - | - | Nos |  | Inventory | NO ELEMENT SUITABLE FOR PUSH BUTTON
6822 | Green Colour, OPEN CONTACTS | PUSH BUTTON | SWITCHGEAR | EC1C-1NO | L&T | _ | NA | Nos |  | Inventory | Green Colour, OPEN CONTACTS
6823 | NC ELEMENT SUITABLE FOR PUSH BUTTON | PUSH BUTTON | SWITCHGEAR | EC2C | L&T | - | - | Nos |  | Inventory | NC ELEMENT SUITABLE FOR PUSH BUTTON
8604 | 24PIN FEMALE PLUG & SOCKET | SOCKET | WIRE & ACCESSORIES | INDO-24PIN-SOCKET | INDO ELECTRICAL | _ | NA | Nos |  | Inventory | 24PIN FEMALE PLUG & SOCKET
8605 | 32PIN PLUG & SOCKET | SOCKET | WIRE & ACCESSORIES | INDO-32PIN-SOCKET | INDO ELECTRICAL | _ | NA | Nos |  | Inventory | 32PIN PLUG & SOCKET
6825 | Red Colour, CLOSE CONTACTS | PUSH BUTTON | SWITCHGEAR | EC2C-1NC | L&T | _ | NA | Nos |  | Inventory | Red Colour, CLOSE CONTACTS
8607 | 58PIN MALE SOCKET Make : INDO ELECTRICALS | SOCKET | WIRE & ACCESSORIES | INDO-SOC-58PIN | INDO ELECTRICAL | - | - | Nos. |  | Inventory | 58PIN MALE SOCKET Make : INDO ELECTRICALS
8608 | 58PIN FEMALE SOCKET Make : INDO ELECTRICALS | SOCKET | WIRE & ACCESSORIES | INDO-SOC-58PIN-FEMALE | INDO ELECTRICAL | - | - | Nos. |  | Inventory | 58PIN FEMALE SOCKET Make : INDO ELECTRICALS
8609 | Motor mechanism 240V AC for DN2 MCCB, Frame size DN2 | MCCB Accessories | LV_Switchgear | INLVMC7053 | L&T | 0 | Motor | Nos. | None | Inventory | Motor mechanism 240V AC for DN2 MCCB, Frame size DN2
7154 | BLUE LAMP, AUX. VOLTAGE : 24 to 240V AC/DC | LAMP | SWITCHGEAR | EG0100LB224C | L&T | _ | NA | Nos |  | Inventory | BLUE LAMP, AUX. VOLTAGE : 24 to 240V AC/DC
7157 | RED LAMP, AUX. VOLTAGE : 24 to 240V AC/DC | LAMP | SWITCHGEAR | EG0100LR224C | L&T | _ | NA | Nos |  | Inventory | RED LAMP, AUX. VOLTAGE : 24 to 240V AC/DC
7162 | Illuminated Push Button 230VAC RED COLOUR , | PUSH BUTTON | SWITCHGEAR | EG03FDLR240A | L&T | _ | NA | Nos | None | Inventory | Illuminated Push Button 230VAC RED COLOUR ,
7165 | ILLUMINATED TYPE WHITE COLOUR PUSH BUTTON, AUX. VOLTAGE: 110V DC WITH 2 NO ELEMENT | PUSH BUTTON | SWITCHGEAR | EG03FDLW110D | L&T | - | - | Nos. |  | Inventory | ILLUMINATED TYPE WHITE COLOUR PUSH BUTTON, AUX. VOLTAGE: 110V DC WITH 2 NO ELEMENT
7166 | ILLUMINATED TYPE WHITE COLOUR PUSH BUTTON, AUX. VOLTAGE: 230V AC WITH 2 NO ELEMENT | PUSH BUTTON | SWITCHGEAR | EG03FDLW230VAC | L&T | - | - | Nos. |  | Inventory | ILLUMINATED TYPE WHITE COLOUR PUSH BUTTON, AUX. VOLTAGE: 230V AC WITH 2 NO ELEMENT
7167 | GREEN COLOUR PUSH BUTTON, AUX. VOLTAGE : 230V AC. | LAMP | SWITCHGEAR | EG03PDLG240VAC | L&T | _ | NA | Nos | None | Inventory | GREEN COLOUR PUSH BUTTON, AUX. VOLTAGE : 230V AC.
7168 | ILLUMINATED ACTUATOR SWITCH, RED | PUSH BUTTON | SWITCHGEAR | EG03SKLR240A | L&T | _ | NA | Nos |  | Inventory | ILLUMINATED ACTUATOR SWITCH, RED
7169 | ILLUMINATED ACTUATOR SWITCH, YELLOW | PUSH BUTTON | SWITCHGEAR | EG03SKLY240A | L&T | _ | NA | Nos |  | Inventory | ILLUMINATED ACTUATOR SWITCH, YELLOW
7178 | AMBER LAMP,. AUX. VOLTAGE : 24V DC | LAMP | SWITCHGEAR | EILA024C | L&T | - | - | Nos. |  | Inventory | AMBER LAMP,. AUX. VOLTAGE : 24V DC
7179 | AMBER LAMP AUX.VOLTAGE 24V DC | LAMP | SWITCHGEAR | EILA24C | L&T | _ | NA | Nos |  | Inventory | AMBER LAMP AUX.VOLTAGE 24V DC
8620 | INSTALLATION-CHARGES | LABOUR | ACCESSORIES | INSTALLATION-CHARGES | REPUTED | _ | NA | Nos |  | Inventory | INSTALLATION-CHARGES
8621 | INSTANTANEOUS COIL SUITABLE FOR VD4 BREAKER , VOLTAGE - 110V DC | BREAKER COILS | ACCESSORIES | INSTANTANEOUS COIL - 110V | ABB | _ | NA | Nos | None | Inventory | INSTANTANEOUS COIL SUITABLE FOR VD4 BREAKER , VOLTAGE - 110V DC
8622 | LT INSULATOR | INSULATOR | BUSBAR & ACCESSORIES | INSULATOR CONICLE 10X50MM | REPUTED | _ | NA | Nos | None | Inventory | LT INSULATOR
8623 | LT INSULATOR CONICLE INSULATOR, SIZE: 6X30MM | INSULATOR | BUSBAR & ACCESSORIES | INSULATOR-CONICLE-6X30MM | REPUTED | _ | NA | Nos |  | Inventory | LT INSULATOR CONICLE INSULATOR, SIZE: 6X30MM
8624 | LT INSULATOR. | INSULATOR | BUSBAR & ACCESSORIES | INSULATOR-CONICLE-8X40MM | REPUTED | _ | NA | Nos |  | Inventory | LT INSULATOR.
8625 | 8 X 40 CONICAL SUPPORTS INSULATOR, MINIMUM VOLT: 800V, | INSULATOR | BUSBAR & ACCESSORIES | INSULATOR-CONICLE-8X40MM-POWERMAT | POWERMAT | _ | NA | Nos |  | Inventory | 8 X 40 CONICAL SUPPORTS INSULATOR, MINIMUM VOLT: 800V,
8626 | SMB-RR-Intercept X Advance Central(Bundle) (1-199 users slab)36months (Corp) per device | OWN USE ITEMS | ACCESSORIES | INTERCEPT | REPUTED | - | - | Nos |  | Non Inventory | SMB-RR-Intercept X Advance Central(Bundle) (1-199 users slab)36months (Corp) per device
8627 | KIOSK TEAM OFFICE, ALUMINIUM PARTITION, CELLING, ELECTRICAL & IT WORK | OWN USE ITEMS | ACCESSORIES | INTERIOR | REPUTED | - | - | Nos |  | Non Inventory | KIOSK TEAM OFFICE, ALUMINIUM PARTITION, CELLING, ELECTRICAL & IT WORK
8628 | 100 MBPS INTERNET LEASE LINE | OWN USE ITEMS | ACCESSORIES | INTERNET-100MBPS | REPUTED | - | - | Nos |  | Non Inventory | 100 MBPS INTERNET LEASE LINE
7180 | BLUE LAMP AUX.VOLTAGE 24V DC | LAMP | SWITCHGEAR | EILB24C | L&T | _ | NA | Nos |  | Inventory | BLUE LAMP AUX.VOLTAGE 24V DC
7181 | GREEN LAMP AUX.VOLTAGE 24V DC | LAMP | SWITCHGEAR | EILG24C | L&T | _ | NA | Nos |  | Inventory | GREEN LAMP AUX.VOLTAGE 24V DC
7182 | RED LAMP AUX.VOLTAGE 24V DC | LAMP | SWITCHGEAR | EILR24C | L&T | _ | NA | Nos |  | Inventory | RED LAMP AUX.VOLTAGE 24V DC
7183 | WHITE LAMP AUX.VOLTAGE 24V DC | LAMP | SWITCHGEAR | EILW24C | L&T | _ | NA | Nos |  | Inventory | WHITE LAMP AUX.VOLTAGE 24V DC
7184 | YELLOW LAMP AUX.VOLTAGE 24V DC | LAMP | SWITCHGEAR | EILY24C | L&T | _ | NA | Nos |  | Inventory | YELLOW LAMP AUX.VOLTAGE 24V DC
7280 | Blue Colour Push Button 22.5 | PUSH BUTTON | SWITCHGEAR | EMNBFD1 | L&T | _ | NA | Nos |  | Inventory | Blue Colour Push Button 22.5
7281 | Black Colour Push Button 22.5 | PUSH BUTTON | SWITCHGEAR | EMNCFD1 | L&T | _ | NA | Nos |  | Inventory | Black Colour Push Button 22.5
7282 | 6A, 3 Position Selector Switch with center off, Ø22.5 mm, Non-Spring return 30°, Colour - Black, Symetrical Head | SWITCH | SWITCHGEAR | EMNCSL1 | L&T | 6A | - | Nos |  | Inventory | 6A, 3 Position Selector Switch with center off, Ø22.5 mm, Non-Spring return 30°, Colour - Black, Symetrical Head
7283 | PUSHBUTTON, FLUSH HEAD, TYPE-MOMENTARY, COLOUR-Green | PUSH BUTTON | SWITCHGEAR | EMNGFD1 | L&T | _ | NA | Nos |  | Inventory | PUSHBUTTON, FLUSH HEAD, TYPE-MOMENTARY, COLOUR-Green
7284 | PUSHBUTTON, FLUSH HEAD, TYPE-MOMENTARY, COLOUR-RED | PUSH BUTTON | SWITCHGEAR | EMNRFD1 | L&T | _ | NA | Nos |  | Inventory | PUSHBUTTON, FLUSH HEAD, TYPE-MOMENTARY, COLOUR-RED
7285 | Mushroom Head Emergency Stop Push button Red colour (Press to hold turn to release) | PUSH BUTTON | SWITCHGEAR | EMNRMH1 | L&T | _ | NA | Nos |  | Inventory | Mushroom Head Emergency Stop Push button Red colour (Press to hold turn to release)
7286 | Yellow Colour Push Button 22.5 | PUSH BUTTON | SWITCHGEAR | EMNYFD1 | L&T | _ | NA | Nos |  | Inventory | Yellow Colour Push Button 22.5
7310 | AMBER LAMP, AUX. VOLTAGE : 24V AC/DC | LAMP | SWITCHGEAR | EPLA024C | L&T | _ | NA | Nos |  | Inventory | AMBER LAMP, AUX. VOLTAGE : 24V AC/DC
7311 | AMBER LAMP, AUX. VOLTAGE : 110V AC | LAMP | SWITCHGEAR | EPLA110A | L&T | _ | NA | Nos |  | Inventory | AMBER LAMP, AUX. VOLTAGE : 110V AC
7312 | AMBER LAMP, AUX. VOLTAGE : 110V DC. | LAMP | SWITCHGEAR | EPLA110D | L&T | _ | NA | Nos |  | Inventory | AMBER LAMP, AUX. VOLTAGE : 110V DC.
7313 | AMBER LAMP, AUX. VOLTAGE : 220V DC | LAMP | SWITCHGEAR | EPLA220D | L&T | - | NA | Nos. |  | Inventory | AMBER LAMP, AUX. VOLTAGE : 220V DC
7314 | AMBER LAMP, AUX. VOLTAGE : 240V AC | LAMP | SWITCHGEAR | EPLA240A | L&T | _ | NA | Nos |  | Inventory | AMBER LAMP, AUX. VOLTAGE : 240V AC
7315 | AMBER LAMP, AUX. VOLTAGE : 24V DC | LAMP | SWITCHGEAR | EPLA24C | L&T | _ | NA | Nos |  | Inventory | AMBER LAMP, AUX. VOLTAGE : 24V DC
7316 | AMBER LAMP, AUX. VOLTAGE : 48V DC. | LAMP | SWITCHGEAR | EPLA48C | L&T | _ | NA | Nos | None | Inventory | AMBER LAMP, AUX. VOLTAGE : 48V DC.
7317 | BLUE LAMP, AUX. VOLTAGE : 24V AC/DC | LAMP | SWITCHGEAR | EPLB024C | L&T | _ | NA | Nos |  | Inventory | BLUE LAMP, AUX. VOLTAGE : 24V AC/DC
7318 | BLUE LAMP, AUX. VOLTAGE : 64V AC/DC | LAMP | SWITCHGEAR | EPLB064C | L&T | _ | NA | Nos |  | Inventory | BLUE LAMP, AUX. VOLTAGE : 64V AC,
7319 | BLUE LAMP, AUX. VOLTAGE : 110V AC | LAMP | SWITCHGEAR | EPLB110A | L&T | _ | NA | Nos |  | Inventory | BLUE LAMP, AUX. VOLTAGE : 110V AC
7320 | BLUE LAMP, AUX. VOLTAGE : 110V DC. | LAMP | SWITCHGEAR | EPLB110D | L&T | _ | NA | Nos |  | Inventory | BLUE LAMP, AUX. VOLTAGE : 110V DC.
7321 | BLUE LAMP, AUX. VOLTAGE : 220V DC | LAMP | SWITCHGEAR | EPLB220D | L&T | - | NA | Nos. |  | Inventory | BLUE LAMP, AUX. VOLTAGE : 220V DC
8653 | ISMC | ISMC | METAL | ISMG-150 | REPUTED | _ | NA | KGS |  | Inventory | ISMC
7322 | BLUE LAMP, AUX. VOLTAGE : 240V AC | LAMP | SWITCHGEAR | EPLB240A | L&T | _ | NA | Nos |  | Inventory | BLUE LAMP, AUX. VOLTAGE : 240V AC
7323 | BLUE LAMP, AUX. VOLTAGE : 24V DC | LAMP | SWITCHGEAR | EPLB24C | L&T | _ | NA | Nos |  | Inventory | BLUE LAMP, AUX. VOLTAGE : 24V DC
7324 | BLUE LAMP, AUX. VOLTAGE : 48V DC. | LAMP | SWITCHGEAR | EPLB48C | L&T | _ | NA | Nos | None | Inventory | BLUE LAMP, AUX. VOLTAGE : 48V DC.
7325 | BLUE LAMP AUX.VOLTAGE 63.5V AC | LAMP | SWITCHGEAR | EPLBO64C | L&T | _ | NA | Nos |  | Inventory | BLUE LAMP AUX.VOLTAGE 63.5V AC
8658 | Quartz FM¦1 timer analog daily time switch, din rail mounting supply-240V AC | Timer | LV_Switchgear | J648B1 | L&T | 0 | Quartz | Nos |  | Inventory | Quartz FM¦1 timer analog daily time switch, din rail mounting supply-240V AC
8659 | Quartz FM¦1 timer analog daily time switch, flushl mounting supply-240V AC | Timer | LV_Switchgear | J648F1 | L&T | 0 | Quartz | Nos |  | Inventory | Quartz FM¦1 timer analog daily time switch, flushl mounting supply-240V AC
7326 | GREEN LAMP, AUX. VOLTAGE : 24V AC/DC | LAMP | SWITCHGEAR | EPLG024C | L&T | _ | NA | Nos |  | Inventory | GREEN LAMP, AUX. VOLTAGE : 24V AC/DC
7327 | GREEN LAMP, AUX. VOLTAGE : 110V AC | LAMP | SWITCHGEAR | EPLG110A | L&T | _ | NA | Nos |  | Inventory | GREEN LAMP, AUX. VOLTAGE : 110V AC
7328 | GREEN LAMP, AUX. VOLTAGE : 110V DC. | LAMP | SWITCHGEAR | EPLG110D | L&T | _ | NA | Nos |  | Inventory | GREEN LAMP, AUX. VOLTAGE : 110V DC.
8663 | JAW CONTACTS FOR HPA-1250A WITHOUT BUSBAR; ORDER CODE:- IN26340002-M | BROUGHTOUT | ACCESSORIES | JAW1250HPA-IN26340002-M | ABB | - | - | Nos |  | Inventory | JAW CONTACTS FOR HPA-1250A WITHOUT BUSBAR; ORDER CODE:- IN26340002-M
8664 | JAW CONTACTS FOR 11KV 1600A/2000A HPA CB PANEL-WITHOUT BUSBAR | BROUGHTOUT | ACCESSORIES | JAW1600/2000HPA-IN26570001-H | TSPL | - | - | Nos |  | Inventory | JAW CONTACTS FOR 11KV 1600A/2000A HPA CB PANEL-WITHOUT BUSBAR
8665 | JAW CONTACTS FOR HPA-1600A WITHOUT BUSBAR | BROUGHTOUT | ACCESSORIES | JAW1600HPA | ABB | - | - | Nos |  | Inventory | JAW CONTACTS FOR HPA-1600A WITHOUT BUSBAR
7329 | GREEN LAMP, AUX. VOLTAGE : 220V DC | LAMP | SWITCHGEAR | EPLG220D | L&T | - | NA | Nos. |  | Inventory | GREEN LAMP, AUX. VOLTAGE : 220V DC
8667 | JIGSAW BLADE | SHOP | TOOLS | JIGSAW-BLADE | REPUTED | - | - | Nos |  | Inventory | JIGSAW BLADE
8668 | SPD 3Phase+N, TYPE-1, Imax-50KA, upto 415V AC, 4 MODULE | SPD | LV_Switchgear | JMV/B/3NPE | JMV | - | - | Nos |  | Inventory | SPD 3Phase+N, TYPE-1, Imax-50KA, upto 415V AC, 4 MODULE
8669 | SPD 3Phase+N, TYPE-2, Imin-20KA,Imax-40KA, upto 415V AC, 4 MODULE | SPD | LV_Switchgear | JMV/C/3-NPE | JMV | - | - | Nos |  | Inventory | SPD 3Phase+N, TYPE-2, Imin-20KA,Imax-40KA, upto 415V AC, 4 MODULE
7330 | GREEN LAMP, AUX. VOLTAGE : 240V AC | LAMP | SWITCHGEAR | EPLG240A | L&T | _ | NA | Nos |  | Inventory | GREEN LAMP, AUX. VOLTAGE : 240V AC
7331 | GREEN LAMP, AUX. VOLTAGE : 24V DC | LAMP | SWITCHGEAR | EPLG24C | L&T | _ | NA | Nos |  | Inventory | GREEN LAMP, AUX. VOLTAGE : 24V DC
7332 | GREEN LAMP, AUX. VOLTAGE : 48V DC. | LAMP | SWITCHGEAR | EPLG48C | L&T | _ | NA | Nos | None | Inventory | GREEN LAMP, AUX. VOLTAGE : 48V DC.
7333 | RED LAMP, AUX. VOLTAGE : 24V AC/DC | LAMP | SWITCHGEAR | EPLR024C | L&T | _ | NA | Nos |  | Inventory | RED LAMP, AUX. VOLTAGE : 24V AC/DC
7334 | RED LAMP, AUX. VOLTAGE : 64V AC/DC | LAMP | SWITCHGEAR | EPLR064C | L&T | _ | NA | Nos |  | Inventory | RED LAMP, AUX. VOLTAGE : 64V AC/DC
7335 | RED LAMP, AUX. VOLTAGE : 110V AC | LAMP | SWITCHGEAR | EPLR110A | L&T | _ | NA | Nos |  | Inventory | RED LAMP, AUX. VOLTAGE : 110V AC
7336 | RED LAMP, AUX. VOLTAGE : 110V DC. | LAMP | SWITCHGEAR | EPLR110D | L&T | _ | NA | Nos |  | Inventory | RED LAMP, AUX. VOLTAGE : 110V DC.
7337 | RED LAMP, AUX. VOLTAGE : 220V DC | LAMP | SWITCHGEAR | EPLR220D | L&T | - | NA | Nos. |  | Inventory | RED LAMP, AUX. VOLTAGE : 220V DC
7338 | RED LAMP, AUX. VOLTAGE : 240V AC | LAMP | SWITCHGEAR | EPLR240A | L&T | _ | NA | Nos |  | Inventory | RED LAMP, AUX. VOLTAGE : 240V AC
7339 | RED LAMP, AUX. VOLTAGE : 24V DC | LAMP | SWITCHGEAR | EPLR24C | L&T | _ | NA | Nos |  | Inventory | RED LAMP, AUX. VOLTAGE : 24V DC
7340 | RED LAMP, AUX. VOLTAGE : 48V DC. | LAMP | SWITCHGEAR | EPLR48C | L&T | _ | NA | Nos | None | Inventory | RED LAMP, AUX. VOLTAGE : 48V DC.
7341 | RED LAMP AUX.VOLTAGE 63.5V AC | LAMP | SWITCHGEAR | EPLRO64C | L&T | _ | NA | Nos |  | Inventory | RED LAMP AUX.VOLTAGE 63.5V AC
7342 | WHITE LAMP, AUX. VOLTAGE : 24V AC/DC | LAMP | SWITCHGEAR | EPLW024C | L&T | _ | NA | Nos |  | Inventory | WHITE LAMP, AUX. VOLTAGE : 24V AC/DC
7343 | WHITE LAMP, AUX. VOLTAGE : 110V AC. | LAMP | SWITCHGEAR | EPLW110A | L&T | - | - | Nos. |  | Inventory | WHITE LAMP, AUX. VOLTAGE : 110V AC.
7344 | WHITE LAMP, AUX. VOLTAGE : 110V DC. | LAMP | SWITCHGEAR | EPLW110D | L&T | _ | NA | Nos |  | Inventory | WHITE LAMP, AUX. VOLTAGE : 110V DC.
7345 | WHITE LAMP, AUX. VOLTAGE : 220V DC | LAMP | SWITCHGEAR | EPLW220D | L&T | - | NA | Nos. |  | Inventory | WHITE LAMP, AUX. VOLTAGE : 220V DC
7346 | WHITE LAMP, AUX. VOLTAGE : 230V AC | LAMP | SWITCHGEAR | EPLW230A | L&T | - | - | Nos. |  | Inventory | WHITE LAMP, AUX. VOLTAGE : 230V AC
7347 | WHITE LAMP, AUX. VOLTAGE : 240V AC | LAMP | SWITCHGEAR | EPLW240A | L&T | _ | NA | Nos |  | Inventory | WHITE LAMP, AUX. VOLTAGE : 240V AC
7348 | WHITE LAMP, AUX. VOLTAGE : 24V DC. make L&T | LAMP | SWITCHGEAR | EPLW24C | L&T | _ | NA | Nos |  | Inventory | WHITE LAMP, AUX. VOLTAGE : 24V DC. make L&T
7349 | WHITE LAMP, AUX. VOLTAGE : 48V DC. | LAMP | SWITCHGEAR | EPLW48C | L&T | _ | NA | Nos | None | Inventory | WHITE LAMP, AUX. VOLTAGE : 48V DC.
7350 | YELLOW LAMP, AUX. VOLTAGE : 64V AC/DC | LAMP | SWITCHGEAR | EPLY064C | L&T | _ | NA | Nos |  | Inventory | YELLOW LAMP, AUX. VOLTAGE : 64V AC/DC
7351 | YELLOW LAMP, AUX. VOLTAGE : 110V AC | LAMP | SWITCHGEAR | EPLY110A | L&T | _ | NA | Nos |  | Inventory | YELLOW LAMP, AUX. VOLTAGE : 110V AC
7352 | YELLOW LAMP, AUX. VOLTAGE : 110V DC. | LAMP | SWITCHGEAR | EPLY110D | L&T | _ | NA | Nos |  | Inventory | YELLOW LAMP, AUX. VOLTAGE : 110V DC.
7353 | YELLOW LAMP, AUX. VOLTAGE : 240V AC | LAMP | SWITCHGEAR | EPLY240A | L&T | _ | NA | Nos |  | Inventory | YELLOW LAMP, AUX. VOLTAGE : 240V AC
7354 | YELLOW LAMP, AUX. VOLTAGE : 24V DC | LAMP | SWITCHGEAR | EPLY24C | L&T | _ | NA | Nos |  | Inventory | YELLOW LAMP, AUX. VOLTAGE : 24V DC
7355 | YELLOW LAMP AUX.VOLTAGE 63.5V AC | LAMP | SWITCHGEAR | EPLYO64C | L&T | _ | NA | Nos |  | Inventory | YELLOW LAMP AUX.VOLTAGE 63.5V AC
7356 | TVM 3Ph, 4W 240V ( L-N) 5 A Cl 0.5s BM RS 485 Modbus ER300P, CT-400/5A | METER | SWITCHGEAR | ER300PLTCT+RS485 | L&T | _ | NA | Nos |  | Inventory | TVM 3Ph, 4W 240V ( L-N) 5 A Cl 0.5s BM RS 485 Modbus ER300P, CT-400/5A
8382 | Green Colour, OPEN SILVER CONTACTS | PUSH BUTTON | SWITCHGEAR | HC61A2-1NO | L&T | _ | NA | Nos |  | Inventory | Green Colour, OPEN SILVER CONTACTS
8383 | Red Colour, CLOSED SILVER CONTACTS | PUSH BUTTON | SWITCHGEAR | HC61B2-1NC | L&T | _ | NA | Nos |  | Inventory | Red Colour, CLOSED SILVER CONTACTS
8385 | Black Colour Push Button | PUSH BUTTON | SWITCHGEAR | HD15C3 | L&T | _ | NA | Nos | None | Inventory | Black Colour Push Button
8386 | Green Colour Push Button | PUSH BUTTON | SWITCHGEAR | HD15CG | L&T | _ | NA | Nos | None | Inventory | Green Colour Push Button
8701 | Kit for E1-E2 3/4 poles withdrawable, 600x600(HxW)mm | ArTuK | LV PANEL | KE2235-1 | ABB | - | - | KGS |  | Inventory | Kit for E1-E2 3/4 poles withdrawable, 600x600(HxW)mm
8702 | Kit for E3 3/4 poles withdrawable, 600x600(HxW)mm | ArTuK | LV PANEL | KE3236-1 | ABB | - | - | KGS |  | Inventory | Kit for E3 3/4 poles withdrawable, 600x600(HxW)mm
8703 | E3 VERT.WITHDR.SEGREG.INTEL.600x800(HxW)mm | ArTuK | LV PANEL | KE4234 | ABB | - | - | KGS |  | Inventory | E3 VERT.WITHDR.SEGREG.INTEL.600x800(HxW)mm
8704 | Kit for E4 3/4 poles withdrawable, 600x800(HxW)mm | ArTuK | LV PANEL | KE5234-1 | ABB | - | - | KGS |  | Inventory | Kit for E4 3/4 poles withdrawable, 600x800(HxW)mm
8705 | Kit for E4 3/4 poles withdrawable, 600x1000(HxW)mm | ArTuK | LV PANEL | KE5236-1 | ABB | - | - | KGS |  | Inventory | Kit for E4 3/4 poles withdrawable, 600x1000(HxW)mm
8706 | Special kit, H=600, W=1000, E6 Half size 3/4 poles, rear terminals, segregated, withdrawable | ArTuK | LV PANEL | KE6343-1 | ABB | - | - | KGS |  | Inventory | Special kit, H=600, W=1000, E6 Half size 3/4 poles, rear terminals, segregated, withdrawable
8707 | KEY-A,B,C,D Cat No: Key 01 Drawing No: PI-KEY01-EX Engraving: A, B, C, D | CASTLE LOCK | ACCESSORIES | KEY-01-A,B,C,D | PATLON | - | NA | Nos. |  | Inventory | KEY-A,B,C,D Cat No: Key 01 Drawing No: PI-KEY01-EX Engraving: A, B, C, D
8708 | KEY-02-CD-C-A-AB-BD; 5 LOCK(CD,C,A,AB,BD) 4KEYS(A,B,C,D) | CASTLE LOCK | ACCESSORIES | KEY-02-CD-C-A-AB-BD | PATLON | - | NA | Nos. |  | Inventory | KEY-02-CD-C-A-AB-BD; 5 LOCK(CD,C,A,AB,BD) 4KEYS(A,B,C,D)
8709 | KIOSK SHELL - for retail kiosk | KIOSK SHELL | ACCESSORIES | KIOSK_SHELL-RETAIL_KIOSK | SNS FABRICATORS | - | - | Nos. |  | Inventory | KIOSK SHELL - for retail kiosk
8387 | Red Colour Push Button | PUSH BUTTON | SWITCHGEAR | HD15CR | L&T | _ | NA | Nos | None | Inventory | Red Colour Push Button
8390 | Red - Ø 40 mm MASHROOM HEAD | PUSH BUTTON | SWITCHGEAR | HH55C1 | L&T | _ | NA | Nos |  | Inventory | Red - Ø 40 mm MASHROOM HEAD
8726 | KWM COUNTER TYPE METER, RATION - 200/5A, | METER | SWITCHGEAR | KWH-4030-200/5A | L&T | _ | NA | Nos |  | Inventory | KWM COUNTER TYPE METER, RATION - 200/5A,
8727 | KWM COUNTER TYPE METER, RATION - 60/5A, | METER | SWITCHGEAR | KWH-4030-60/5A | L&T | _ | NA | Nos |  | Inventory | KWM COUNTER TYPE METER, RATION - 60/5A,
9340 | DIGITAL TRIVECTOR METER,3 PHASE, 4 WIRE, 3 ELEMENT SYSTEM, CLASS: 0.2S, WITH RS-485 PORTOCOL. | METER | SWITCHGEAR | LT-TVM-ER-300P-0.2S-RS485 | L&T | _ | NA | Nos |  | Inventory | DIGITAL TRIVECTOR METER,3 PHASE, 4 WIRE, 3 ELEMENT SYSTEM, CLASS: 0.2S, WITH RS-485 PORTOCOL.
8715 | Kit for E1.2 3/4 poles withdrawable, 600x600(HxW)mm | ArTuK | LV PANEL | KN1856-1 | ABB | - | - | KGS |  | Inventory | Kit for E1.2 3/4 poles withdrawable, 600x600(HxW)mm
8716 | Kit for E2.2 3/4 poles withdrawable, 600x600(HxW)mm | ArTuK | LV PANEL | KN2666-1 | ABB | - | - | KGS |  | Inventory | Kit for E2.2 3/4 poles withdrawable, 600x600(HxW)mm
8717 | Kit for E4.2 3/4 poles withdrawable, 600x1000(HxW)mm | ArTuK | LV PANEL | KN4869-1 | ABB | - | - | KGS |  | Inventory | Kit for E4.2 3/4 poles withdrawable, 600x1000(HxW)mm
8718 | Kit for E6.2 3/4 poles withdrawable, 600x1200(HxW)mm | ArTuK | LV PANEL | KN6063-1 | ABB | - | - | KGS |  | Inventory | Kit for E6.2 3/4 poles withdrawable, 600x1200(HxW)mm
9341 | DIGITAL TRIVECTOR METER, TYPE: ER300P, 3 PHASE, 4 WIRE, 3 ELEMENT SYSTEM, WITH IMPORT/EXPORT FEATURE, CLASS: 0.2S, WITH RS-485 PORT. | METER | SWITCHGEAR | LT-TVM-ER-300P-0.2S-RS485-I/E | L&T | - | - | Nos. |  | Inventory | DIGITAL TRIVECTOR METER, TYPE: ER300P, 3 PHASE, 4 WIRE, 3 ELEMENT SYSTEM, WITH IMPORT/EXPORT FEATURE, CLASS: 0.2S, WITH RS-485 PORT.
8720 | 400A Motorised MCCB kit ,600x600(HxW)mm -vertical kit | ArTuK | LV PANEL | KT400-M | ABB | - | - | KGS |  | Inventory | 400A Motorised MCCB kit ,600x600(HxW)mm -vertical kit
8721 | 630A Motorised MCCB kit ,600x600(HxW)mm -Vertical kit | ArTuK | LV PANEL | KT630M | ABB | - | - | KGS |  | Inventory | 630A Motorised MCCB kit ,600x600(HxW)mm -Vertical kit
8722 | 800A Motorised MCCB kit ,600x600(HxW)mm -Vertical kit | ArTuK | LV PANEL | KT800M | ABB | - | - | KGS |  | Inventory | 800A Motorised MCCB kit ,600x600(HxW)mm -Vertical kit
9342 | TRIVECTOR METER, FUNCTIONS: (ENERGY, CURRENT, VOLTAGE, PF & POWER), 3 PHASE, 4 WIRE, 3 ELEMENT SYSTEM, ACCURACY ACLASS : 0.5, WITH MODBUS PROTOCOL RS485 | METER | SWITCHGEAR | LT-TVM-ER-300P-0.5-RS485 | L&T | _ | NA | Nos |  | Inventory | TRIVECTOR METER, FUNCTIONS: (ENERGY, CURRENT, VOLTAGE, PF & POWER), 3 PHASE, 4 WIRE, 3 ELEMENT SYSTEM, ACCURACY ACLASS : 0.5, WITH MODBUS PROTOCOL RS485
10638 | MC12A, CONTACT - 2 C/O, AUX. 24V DC, 1A, | RELAY | SWITCHGEAR | MC12AA10X00 | L&T | _ | NA | Nos | None | Inventory | MC12A, CONTACT - 2 C/O, AUX. 24V DC, 1A,
10639 | TYPE: MC12A, CONTACTS- 2 C/O, AUX.VOLTAGE: 110V-240V AC/DC, 1A. | RELAY | SWITCHGEAR | MC12AB10X00 | L&T | - | - | Nos. |  | Inventory | TYPE: MC12A, CONTACTS- 2 C/O, AUX.VOLTAGE: 110V-240V AC/DC, 1A.
10641 | O/C E/F RELAY - Function: 50+50N+51+51N+95 SEC : 1A, AUX V'TGE:20-110V DC. CONTACT - 4NO, 50+51+50N+51N, MC61AAXX000 | RELAY | SWITCHGEAR | MC61A | L&T | _ | NA | Nos | None | Inventory | O/C E/F RELAY - Function: 50+50N+51+51N+95 SEC : 1A, AUX V'TGE:20-110V DC. CONTACT - 4NO, 50+51+50N+51N, MC61AAXX000
10642 | MC61A-nX O/C+E/F Relay 24-240V 2NO+2NC, Code No. MC61ANX2200, | RELAY | SWITCHGEAR | MC61ANX2200 | L&T | _ | NA | Nos | None | Inventory | MC61A-nX O/C+E/F Relay 24-240V 2NO+2NC, Code No. MC61ANX2200,
10675 | VOLTAGE MONITORING RELAY- 27 & 59, MEASURING RANGE L1,L2,L3-N=220-240V AC, ON Delay 5Sec & off Delay 5Sec - SM501 | RELAY | SWITCHGEAR | MG53BI | L&T | _ | NA | Nos |  | Inventory | VOLTAGE MONITORING RELAY- 27 & 59, MEASURING RANGE L1,L2,L3-N=220-240V AC, ON Delay 5Sec & off Delay 5Sec - SM501
10775 | REVERSE POWER RELAY; (32), 1A : aux: 230VAC- L&T MAKE | RELAY | SWITCHGEAR | MRP11B10X00 | L&T | _ | NA | Nos |  | Inventory | REVERSE POWER RELAY; (32), 1A : aux: 230VAC- L&T MAKE
8730 | L INSULATOR SIZE: 105X40 | INSULATOR | BUSBAR & ACCESSORIES | L-INSULATOR-105X40 | REPUTED | _ | NA | Nos |  | Inventory | L INSULATOR SIZE: 105X40
8731 | L INSULATOR SIZE: 125X40 | INSULATOR | BUSBAR & ACCESSORIES | L-INSULATOR-125X40 | REPUTED | _ | NA | Nos |  | Inventory | L INSULATOR SIZE: 125X40
10776 | SINGLE PHASE REVERSE POWER RELAY; (32), 1A/5A: Aux Supply: 230V AC/DC, MRP11 | RELAY | SWITCHGEAR | MRP11B50X00 | L&T | _ | NA | Nos |  | Inventory | SINGLE PHASE REVERSE POWER RELAY; (32), 1A/5A: Aux Supply: 230V AC/DC, MRP11
11003 | U/V O/V RELAY - (27+59), AUX. VOLTAGE 20-110V AC/DC, U < : 0.95 TO 0.2 X Un, in steps of 5%, U > : 1.05 TO 1.85 X Un, TMS = 0.1 TO 1.6, DIFF: 0.1, FREQ-50Hz,, FLUSH MOUNTING. | RELAY | SWITCHGEAR | MV12AA00X00-20-110V AC/DC | L&T | _ | NA | Nos | None | Inventory | U/V O/V RELAY - (27+59), AUX. VOLTAGE 20-110V AC/DC, U < : 0.95 TO 0.2 X Un, in steps of 5%, U > : 1.05 TO 1.85 X Un, TMS = 0.1 TO 1.6, DIFF: 0.1, FREQ-50Hz,, FLUSH MOUNTING.
11004 | U/V O/V RELAY - (27+59), AUX. VOLTAGE 88V-264V AC/DC, U < : 0.95 TO 0.2 X Un, in steps of 5%, U > : 1.05 TO 1.85 X Un, TMS = 0.1 TO 1.6, DIFF: 0.1, FREQ-50Hz,, FLUSH MOUNTING. | RELAY | SWITCHGEAR | MV12AB00X00-88V-264V | L&T | _ | NA | Nos | None | Inventory | U/V O/V RELAY - (27+59), AUX. VOLTAGE 88V-264V AC/DC, U < : 0.95 TO 0.2 X Un, in steps of 5%, U > : 1.05 TO 1.85 X Un, TMS = 0.1 TO 1.6, DIFF: 0.1, FREQ-50Hz,, FLUSH MOUNTING.
11908 | AUX CONTACTOR 240V AC 4NC | CONTACTOR | SWITCHGEAR | MX 04E | L&T | _ | NA | Nos | None | Inventory | AUX CONTACTOR 240V AC 4NC
14600 | BLUE LAMP AUX.VOLTAGE 240V AC, DIA - 16MM | LAMP | SWITCHGEAR | SILB240A | L&T | _ | NA | Nos |  | Inventory | BLUE LAMP AUX.VOLTAGE 240V AC, DIA - 16MM
14604 | RED LAMP AUX.VOLTAGE 240V AC, DIA - 16MM | LAMP | SWITCHGEAR | SILR240A | L&T | _ | NA | Nos |  | Inventory | RED LAMP AUX.VOLTAGE 240V AC, DIA - 16MM
14607 | YELLOW LAMP AUX.VOLTAGE 240V AC, DIA - 16MM | LAMP | SWITCHGEAR | SILY240A | L&T | _ | NA | Nos |  | Inventory | YELLOW LAMP AUX.VOLTAGE 240V AC, DIA - 16MM
15288 | 2A Fuse link, Size-F1, Type-HG | FUSE | SWITCHGEAR | ST30725 | L&T | 2A | - | Nos |  | Inventory | 2A Fuse link, Size-F1, Type-HG
15289 | Fuse Link-6A, Size-F1,Type-HG,Suitable for HD 20H/20P/20B,HD 32H/32P/32B fuse base | FUSE | SWITCHGEAR | ST30727 | L&T | 6A | - | Nos |  | Inventory | Fuse Link-6A, Size-F1,Type-HG,Suitable for HD 20H/20P/20B,HD 32H/32P/32B fuse base
15290 | 20A Fuse Holder, size-F1, Type-HD 20H | FUSE BASE | SWITCHGEAR | ST30772 | L&T | 20A | NA | Nos |  | Inventory | 20A Fuse Holder, size-F1, Type-HD 20H
15546 | L&T GIC Astro Mini T2DDT7 Astronomical Digital Timer Switch | TIMER | SWITCHGEAR | T2DDT7 | L&T | - | - | Nos |  | Inventory | L&T GIC Astro Mini T2DDT7 Astronomical Digital Timer Switch
16540 | Digital Ammeter, CL- 1, 96X96mm, 1PH | METER | SWITCHGEAR | WL111010OOOO | L&T | _ | NA | Nos |  | Inventory | Digital Ammeter, CL- 1, 96X96mm, 1PH
16541 | DIGITAL VOLTMETER WITH BUILT IN SELECTOR SWITCH, PTR: PROGRAMMABLE, AUX. VOLTAGE: 110V AC, ACC CLASS: 1 , SIZE : 96x96 mm. | METER | SWITCHGEAR | WL1110AC | L&T | _ | NA | Nos |  | Inventory | DIGITAL VOLTMETER WITH BUILT IN SELECTOR SWITCH, PTR: PROGRAMMABLE, AUX. VOLTAGE: 110V AC, ACC CLASS: 1 , SIZE : 96x96 mm.
16542 | DIGITAL AMMETER,MODEL: WL1310, WITH BUILT IN SELECTOR SWITCH CTR: PROGRAMMABLE, In:5A AUX. VOLTAGE : 110V AC, ACC CLASS: 1, SIZE: 96x96mm. | METER | SWITCHGEAR | WL1310-110VAC | L&T | _ | NA | Nos |  | Inventory | DIGITAL AMMETER,MODEL: WL1310, WITH BUILT IN SELECTOR SWITCH CTR: PROGRAMMABLE, In:5A AUX. VOLTAGE : 110V AC, ACC CLASS: 1, SIZE: 96x96mm.
16543 | DIGITAL AMMETER, MODEL: WL1310, WITH BUILT IN SELECTOR SWITCH CTR: PROGRAMMABLE, In:1A AUX. VOLTAGE : 110V AC, ACC CLASS: 1, SIZE: 96x96mm. | METER | SWITCHGEAR | WL131030VDCA | L&T | _ | NA | Nos |  | Inventory | DIGITAL AMMETER, MODEL: WL1310, WITH BUILT IN SELECTOR SWITCH CTR: PROGRAMMABLE, In:1A AUX. VOLTAGE : 110V AC, ACC CLASS: 1, SIZE: 96x96mm.
16544 | MULTI FUNCTION METER CLASS 0.5, BI-DIRECTIONAL (IMPORT-EXPORT), WITH RS 485 PORT | METER | SWITCHGEAR | WL443021OOOO | L&T | _ | NA | Nos |  | Inventory | MULTI FUNCTION METER CLASS 0.5, BI-DIRECTIONAL (IMPORT-EXPORT), WITH RS 485 PORT
16548 | TRIVECTOR METER, FUNCTIONS: (ENERGY, CURRENT, VOLTAGE, PF & POWER), 3 PHASE, 4 WIRE, 3 ELEMENT SYSTEM, ACCURACY CLASS : 0.2S, WITH MODBUS PROTOCOL RS485 (PT ratio 415/110VAC, CT ratio 125/1A to be programmed by OEM) | METER | SWITCHGEAR | WR300BB11RS-PTR415/110,CTR125/1A | L&T | _ | NA | Nos |  | Inventory | TRIVECTOR METER, FUNCTIONS: (ENERGY, CURRENT, VOLTAGE, PF & POWER), 3 PHASE, 4 WIRE, 3 ELEMENT SYSTEM, ACCURACY CLASS : 0.2S, WITH MODBUS PROTOCOL RS485 (PT ratio 415/110VAC, CT ratio 125/1A to be programmed by OEM)
16549 | TRIVECTOR METER, FUNCTIONS: (ENERGY, CURRENT, VOLTAGE, PF & POWER), 3 PHASE, 4 WIRE, 3 ELEMENT SYSTEM, ACCURACY CLASS : 0.2S, WITH MODBUS PROTOCOL RS485 (PT ratio 800/110VAC, CT ratio 400/1A) | METER | SWITCHGEAR | WR300BB11RS-PTR800/110,CTR400/1A | L&T | _ | NA | Nos |  | Inventory | TRIVECTOR METER, FUNCTIONS: (ENERGY, CURRENT, VOLTAGE, PF & POWER), 3 PHASE, 4 WIRE, 3 ELEMENT SYSTEM, ACCURACY CLASS : 0.2S, WITH MODBUS PROTOCOL RS485 (PT ratio 800/110VAC, CT ratio 400/1A)
16550 | TRIVECTOR METER, FUNCTIONS: (ENERGY, CURRENT, VOLTAGE, PF & POWER), 3 PHASE, 4 WIRE, 3 ELEMENT SYSTEM, ACCURACY CLASS : 0.5, WITH MODBUS PROTOCOL RS485 (PT ratio 415/110VAC, CT ratio 125/1A to be programmed by OEM) | METER | SWITCHGEAR | WR300BB12RS-PTR415/110,CTR125/1A | L&T | _ | NA | Nos |  | Inventory | TRIVECTOR METER, FUNCTIONS: (ENERGY, CURRENT, VOLTAGE, PF & POWER), 3 PHASE, 4 WIRE, 3 ELEMENT SYSTEM, ACCURACY CLASS : 0.5, WITH MODBUS PROTOCOL RS485 (PT ratio 415/110VAC, CT ratio 125/1A to be programmed by OEM)
8751 | Auxiliary contact 2NC front mounting add-on block for K Model, Type TeSys K | Contactor Accessories | LV_Switchgear | LA1KN02 | SCHNEIDER | 0 | Aux. Contact | Nos. | None | Inventory | Auxiliary contact 2NC front mounting add-on block for K Model, Type TeSys K
8752 | Auxiliary contact 4NC front mounting add-on block for K Model, Type TeSys K | Contactor Accessories | LV_Switchgear | LA1KN04 | SCHNEIDER | 0 | Aux. Contact | Nos. | None | Inventory | Auxiliary contact 4NC front mounting add-on block for K Model, Type TeSys K
8753 | Auxiliary contact 1NO + 1NC front mounting add-on block for K Model, Type TeSys K | Contactor Accessories | LV_Switchgear | LA1KN11 | SCHNEIDER | 0 | Aux. Contact | Nos. | None | Inventory | Auxiliary contact 1NO + 1NC front mounting add-on block for K Model, Type TeSys K
8754 | Auxiliary contact 1NO + 3NC front mounting add-on block for K Model, Type TeSys K | Contactor Accessories | LV_Switchgear | LA1KN13 | SCHNEIDER | 0 | Aux. Contact | Nos. | None | Inventory | Auxiliary contact 1NO + 3NC front mounting add-on block for K Model, Type TeSys K
8755 | Auxiliary contact 2NO front mounting add-on block for K Model, Type TeSys K | Contactor Accessories | LV_Switchgear | LA1KN20 | SCHNEIDER | 0 | Aux. Contact | Nos. | None | Inventory | Auxiliary contact 2NO front mounting add-on block for K Model, Type TeSys K
8756 | Auxiliary contact 2NO + 2NC front mounting add-on block for K Model, Type TeSys K | Contactor Accessories | LV_Switchgear | LA1KN22 | SCHNEIDER | 0 | Aux. Contact | Nos. | None | Inventory | Auxiliary contact 2NO + 2NC front mounting add-on block for K Model, Type TeSys K
8757 | Auxiliary contact 3NO + 1NC front mounting add-on block for K Model, Type TeSys K | Contactor Accessories | LV_Switchgear | LA1KN31 | SCHNEIDER | 0 | Aux. Contact | Nos. | None | Inventory | Auxiliary contact 3NO + 1NC front mounting add-on block for K Model, Type TeSys K
8758 | Auxiliary contact 4NO front mounting add-on block for K Model, Type TeSys K | Contactor Accessories | LV_Switchgear | LA1KN40 | SCHNEIDER | 0 | Aux. Contact | Nos. | None | Inventory | Auxiliary contact 4NO front mounting add-on block for K Model, Type TeSys K
16551 | 3PH 4W kWh METER, Acc 0.5s, LCD TYPE, BASE MOUNTING, MODEL-ER300P, 240V | METER | SWITCHGEAR | WR301BC3C00 | L&T | _ | NA | Nos |  | Inventory | 3PH 4W kWh METER, Acc 0.5s, LCD TYPE, BASE MOUNTING, MODEL-ER300P, 240V
8743 | SURGE ARRESTER 30KV, 10KA CLASS: I, POLYMER TYPE, | LA | SWITCHGEAR | LA-LA-30KV-10KA-CL-I-POLY | LAMCO | _ | NA | Nos | None | Inventory | SURGE ARRESTER 30KV, 10KA CLASS: I, POLYMER TYPE,
8761 | LABOUR CHARGES NIL | LABOUR | ACCESSORIES | LABOUR-CHARGES-NIL | REPUTED | _ | NA | Nos |  | Inventory | LABOUR CHARGES NIL
8762 | LABOUR CHARGES WITH 12% | LABOUR | ACCESSORIES | LABOUR-CHARGES-WITH-12% | REPUTED | _ | NA | Nos |  | Inventory | LABOUR CHARGES WITH 12%
8763 | LABOUR CHARGES WITH 18% | LABOUR | ACCESSORIES | LABOUR-CHARGES-WITH-18% | REPUTED | _ | NA | Nos |  | Inventory | LABOUR CHARGES WITH 18%
8764 | Auxiliary contact 1NO + 1NC side mounting add-on block for D Model, Type TeSys D & F | Contactor Accessories | LV_Switchgear | LAD8N11 | SCHNEIDER | 0 | Aux. Contact | Nos. | None | Inventory | Auxiliary contact 1NO + 1NC side mounting add-on block for D Model, Type TeSys D & F
8765 | Auxiliary contact 2NO side mounting add-on block for D Model, Type TeSys D & F | Contactor Accessories | LV_Switchgear | LAD8N20 | SCHNEIDER | 0 | Aux. Contact | Nos. | None | Inventory | Auxiliary contact 2NO side mounting add-on block for D Model, Type TeSys D & F
8766 | Auxiliary contact 1NC front mounting add-on block for LC1D80 to LC1D95 / LC1F, Type TeSys D & F | Contactor Accessories | LV_Switchgear | LADN01 | SCHNEIDER | 0 | Aux. Contact | Nos. | None | Inventory | Auxiliary contact 1NC front mounting add-on block for LC1D80 to LC1D95 / LC1F, Type TeSys D & F
8767 | Auxiliary contact 2NC front mounting add-on block for LC1D09 to LC1D150 / LC1F, Type TeSys D & F | Contactor Accessories | LV_Switchgear | LADN02 | SCHNEIDER | 0 | Aux. Contact | Nos. | None | Inventory | Auxiliary contact 2NC front mounting add-on block for LC1D09 to LC1D150 / LC1F, Type TeSys D & F
8768 | Auxiliary contact 4NC front mounting add-on block for LC1D09 to LC1D150 / LC1F, Type TeSys D & F | Contactor Accessories | LV_Switchgear | LADN04 | SCHNEIDER | 0 | Aux. Contact | Nos. | None | Inventory | Auxiliary contact 4NC front mounting add-on block for LC1D09 to LC1D150 / LC1F, Type TeSys D & F
8769 | Auxiliary contact 1NO front mounting add-on block for LC1D80 to LC1D95 / LC1F, Type TeSys D & F | Contactor Accessories | LV_Switchgear | LADN10 | SCHNEIDER | 0 | Aux. Contact | Nos. | None | Inventory | Auxiliary contact 1NO front mounting add-on block for LC1D80 to LC1D95 / LC1F, Type TeSys D & F
8770 | Auxiliary contact 1NO + 1NC front mounting add-on block for LC1D09 to LC1D150 / LC1F, Type TeSys D & F | Contactor Accessories | LV_Switchgear | LADN11 | SCHNEIDER | 0 | Aux. Contact | Nos. | None | Inventory | Auxiliary contact 1NO + 1NC front mounting add-on block for LC1D09 to LC1D150 / LC1F, Type TeSys D & F
8771 | Auxiliary contact 1NO + 3NC front mounting add-on block for LC1D09 to LC1D150 / LC1F, Type TeSys D & F | Contactor Accessories | LV_Switchgear | LADN13 | SCHNEIDER | 0 | Aux. Contact | Nos. | None | Inventory | Auxiliary contact 1NO + 3NC front mounting add-on block for LC1D09 to LC1D150 / LC1F, Type TeSys D & F
8772 | Auxiliary contact 2NO front mounting add-on block for LC1D09 to LC1D150 / LC1F, Type TeSys D & F | Contactor Accessories | LV_Switchgear | LADN20 | SCHNEIDER | 0 | Aux. Contact | Nos. | None | Inventory | Auxiliary contact 2NO front mounting add-on block for LC1D09 to LC1D150 / LC1F, Type TeSys D & F
8773 | Auxiliary contact 2NO + 2NC front mounting add-on block for LC1D09 to LC1D150 / LC1F, Type TeSys D & F | Contactor Accessories | LV_Switchgear | LADN22 | SCHNEIDER | 0 | Aux. Contact | Nos. | None | Inventory | Auxiliary contact 2NO + 2NC front mounting add-on block for LC1D09 to LC1D150 / LC1F, Type TeSys D & F
8774 | Auxiliary contact 3NO + 1NC front mounting add-on block for LC1D09 to LC1D150 / LC1F, Type TeSys D & F | Contactor Accessories | LV_Switchgear | LADN31 | SCHNEIDER | 0 | Aux. Contact | Nos. | None | Inventory | Auxiliary contact 3NO + 1NC front mounting add-on block for LC1D09 to LC1D150 / LC1F, Type TeSys D & F
8775 | Auxiliary contact 4NO front mounting add-on block for LC1D09 to LC1D150 / LC1F, Type TeSys D & F | Contactor Accessories | LV_Switchgear | LADN40 | SCHNEIDER | 0 | Aux. Contact | Nos. | None | Inventory | Auxiliary contact 4NO front mounting add-on block for LC1D09 to LC1D150 / LC1F, Type TeSys D & F
8776 | Auxiliary contact 2NC front mounting add-on block for LC1E06 to LC1E630 / LC1E0600 to LC1E9500 / CAE contactors, Type ETVS | Contactor Accessories | LV_Switchgear | LAEN02 | SCHNEIDER | 0 | Aux. Contact | Nos. | None | Inventory | Auxiliary contact 2NC front mounting add-on block for LC1E06 to LC1E630 / LC1E0600 to LC1E9500 / CAE contactors, Type ETVS
8777 | Auxiliary contact 1NO + 1NC front mounting add-on block for LC1E06 to LC1E630 / LC1E0600 to LC1E9500 / CAE contactors, Type ETVS | Contactor Accessories | LV_Switchgear | LAEN11 | SCHNEIDER | 0 | Aux. Contact | Nos. | None | Inventory | Auxiliary contact 1NO + 1NC front mounting add-on block for LC1E06 to LC1E630 / LC1E0600 to LC1E9500 / CAE contactors, Type ETVS
8778 | Auxiliary contact 2NO front mounting add-on block for LC1E06 to LC1E630 / LC1E0600 to LC1E9500 / CAE contactors, Type ETVS | Contactor Accessories | LV_Switchgear | LAEN20 | SCHNEIDER | 0 | Aux. Contact | Nos. | None | Inventory | Auxiliary contact 2NO front mounting add-on block for LC1E06 to LC1E630 / LC1E0600 to LC1E9500 / CAE contactors, Type ETVS
8779 | Auxiliary contact 2NO + 2NC front mounting add-on block for LC1E06 to LC1E630 / LC1E0600 to LC1E9500 / CAE contactors, Type ETVS | Contactor Accessories | LV_Switchgear | LAEN22 | SCHNEIDER | 0 | Aux. Contact | Nos. | None | Inventory | Auxiliary contact 2NO + 2NC front mounting add-on block for LC1E06 to LC1E630 / LC1E0600 to LC1E9500 / CAE contactors, Type ETVS
8780 | Auxiliary contact 4NO front mounting add-on block for LC1E06 to LC1E630 / LC1E0600 to LC1E9500 / CAE contactors, Type ETVS | Contactor Accessories | LV_Switchgear | LAEN40 | SCHNEIDER | 0 | Aux. Contact | Nos. | None | Inventory | Auxiliary contact 4NO front mounting add-on block for LC1E06 to LC1E630 / LC1E0600 to LC1E9500 / CAE contactors, Type ETVS
8781 | 96KV 10kA Cl-3 Porcelain LA with IBSM with 31mm/KV Creepage, WITH SURGE COUNTER | LA | SWITCHGEAR | LAM-LA-96KV-10KA-CL3 WITH COUNTE | LAMCO | _ | NA | Nos | None | Inventory | 96KV 10kA Cl-3 Porcelain LA with IBSM with 31mm/KV Creepage, WITH SURGE COUNTER
8782 | LAPTOP | CAPITAL GOODS | TOOLS | LAPTOP | - | - | - | Nos. |  | Non Inventory | LAPTOP
8732 | OIL COOLED TYPE- 11KV CT, CTR - 100/1-1A CORE: 1 15VA / CL 0.5, CORE: 2 15VA/CL 5P20, STR - 25KA/1SEC., DRAWING NO - C570 | OUT DOOR CT PT | SWITCHGEAR | LA-CT-OIL-11-100/1-1A | LAXMI | 11 | NA | Nos | None | Inventory | OIL COOLED TYPE- 11KV CT, CTR - 100/1-1A CORE: 1 15VA / CL 0.5, CORE: 2 15VA/CL 5P20, STR - 25KA/1SEC., DRAWING NO - C570
8784 | HP 240 G8 Notebook PCI3-1005G1/8GB (4+4)/1TB/DOS/14/3 Year warranty (1+2) with Bag Pack | CAPITAL GOODS | TOOLS | LAPTOP-HP | HP COMPUTER | - | - | Nos. |  | Non Inventory | HP 240 G8 Notebook PCI3-1005G1/8GB (4+4)/1TB/DOS/14/3 Year warranty (1+2) with Bag Pack
8785 | Intel Core i5 10th Gen CPU, 8GB DDR4 RAM, 512GB SSD hard disk, DOS, 14 screen display, Backlit Keypad, Bluetooth, WiFi, Webcam, 3 year warranty, Back Pack | CAPITAL GOODS | TOOLS | LAPTOP-HP-340S-G7 | HP COMPUTER | - | - | Nos. |  | Non Inventory | Intel Core i5 10th Gen CPU, 8GB DDR4 RAM, 512GB SSD hard disk, DOS, 14 screen display, Backlit Keypad, Bluetooth, WiFi, Webcam, 3 year warranty, Back Pack
8786 | Laptop with relay software, HP Make Processor family : Intel Core i5-10210U, - GPU: Integrated Intel UHD,Operating System : MS Windows 10 Professional,Maximum memory : 8GB DDR4 RAM,Internal storage: 1 TB HDD,Display size : 14.0”, Full HD (1920 x 1080), IPS,3 Yrs Warranty,Essential Backpack. | CAPITAL GOODS | TOOLS | LAPTOP-HP-8GB | HP COMPUTER | - | - | Nos. |  | Non Inventory | Laptop with relay software, HP Make Processor family : Intel Core i5-10210U, - GPU: Integrated Intel UHD,Operating System : MS Windows 10 Professional,Maximum memory : 8GB DDR4 RAM,Internal storage: 1 TB HDD,Display size : 14.0”, Full HD (1920 x 1080), IPS,3 Yrs Warranty,Essential Backpack.
8787 | IdeaPad Gaming 3i 39.62cms - Onyx Black, SKU CODE - 84713010 | CAPITAL GOODS | TOOLS | LAPTOP-IDEAPAD-GAMING | REPUTED | - | - | Nos. |  | Non Inventory | IdeaPad Gaming 3i 39.62cms - Onyx Black, SKU CODE - 84713010
8788 | IdeaPad Slim 5 AMD 35.56cms - Graphite Grey, SKU CODE -81YM00B8IN | CAPITAL GOODS | TOOLS | LAPTOP-IDEAPAD-SLIM | REPUTED | - | - | Nos. |  | Non Inventory | IdeaPad Slim 5 AMD 35.56cms - Graphite Grey, SKU CODE -81YM00B8IN
8789 | LASER CUTTING CHARGES | LABOUR | ACCESSORIES | LASER CUTTING CHARGES | REPUTED | _ | NA | Nos | None | Inventory | LASER CUTTING CHARGES
8733 | OIL COOLED TYPE- 11KV CT, CTR - 75/5-5-A CORE: 1 15VA / CL 1.0, CORE: 2 15VA/CL 5P21, STR - 25KA/1SEC, CT SECONDARY TERMINAL ON P1 SIDE DRAWING NO - C570 | OUT DOOR CT PT | SWITCHGEAR | LA-CT-OIL-11-75/5-5A | LAXMI | 11 | NA | Nos |  | Inventory | OIL COOLED TYPE- 11KV CT, CTR - 75/5-5-A CORE: 1 15VA / CL 1.0, CORE: 2 15VA/CL 5P21, STR - 25KA/1SEC, CT SECONDARY TERMINAL ON P1 SIDE DRAWING NO - C570
8791 | INSULATING ARM FOR 33KV G5 LBS | INSULATOR | BUSBAR & ACCESSORIES | LBS-ARM-33KV | G5-SWITCHGEAR | _ | NA | Nos |  | Inventory | INSULATING ARM FOR 33KV G5 LBS
8792 | 20A FP (2NO + 2NC) Power contactor for AC1 duty without built-in auxiliary contacts, 24V DC coil, Type TeSys D | Contactor | LV_Switchgear | LC1D098BD | SCHNEIDER | 20A | NA | Nos. | None | Inventory | 20A FP (2NO + 2NC) Power contactor for AC1 duty without built-in auxiliary contacts, 24V DC coil, Type TeSys D
8793 | 20A FP (2NO + 2NC) Power contactor for AC1 duty without built-in auxiliary contacts, 110V DC coil, Type TeSys D | Contactor | LV_Switchgear | LC1D098FD | SCHNEIDER | 20A | NA | Nos. | None | Inventory | 20A FP (2NO + 2NC) Power contactor for AC1 duty without built-in auxiliary contacts, 110V DC coil, Type TeSys D
8794 | 20A FP (2NO + 2NC) Power contactor for AC1 duty without built-in auxiliary contacts, 220V DC coil, Type TeSys D | Contactor | LV_Switchgear | LC1D098MD | SCHNEIDER | 20A | NA | Nos. | None | Inventory | 20A FP (2NO + 2NC) Power contactor for AC1 duty without built-in auxiliary contacts, 220V DC coil, Type TeSys D
8795 | 9A TP Power contactor for AC3 duty @415V AC with 1NO + 1NC built-in auxiliary contacts, 24V AC coil, Type TeSys D | Contactor | LV_Switchgear | LC1D09B7 | SCHNEIDER | 9A | NA | Nos. | None | Inventory | 9A TP Power contactor for AC3 duty @415V AC with 1NO + 1NC built-in auxiliary contacts, 24V AC coil, Type TeSys D
8796 | 9A TP Power contactor for AC3 duty @415V AC with 1NO + 1NC built-in auxiliary contacts, 24V DC coil, Type TeSys D | Contactor | LV_Switchgear | LC1D09BD | SCHNEIDER | 9A | NA | Nos. | None | Inventory | 9A TP Power contactor for AC3 duty @415V AC with 1NO + 1NC built-in auxiliary contacts, 24V DC coil, Type TeSys D
8797 | 9A TP Power contactor for AC3 duty @415V AC with 1NO + 1NC built-in auxiliary contacts, 24V DC (Low consumption) coil, Type TeSys D | Contactor | LV_Switchgear | LC1D09BL | SCHNEIDER | 9A | NA | Nos. | None | Inventory | 9A TP Power contactor for AC3 duty @415V AC with 1NO + 1NC built-in auxiliary contacts, 24V DC (Low consumption) coil, Type TeSys D
8798 | 9A TP Power contactor for AC3 duty @415V AC with 1NO + 1NC built-in auxiliary contacts, 48V DC (Low consumption) coil, Type TeSys D | Contactor | LV_Switchgear | LC1D09EL | SCHNEIDER | 9A | NA | Nos. | None | Inventory | 9A TP Power contactor for AC3 duty @415V AC with 1NO + 1NC built-in auxiliary contacts, 48V DC (Low consumption) coil, Type TeSys D
8799 | 9A TP Power contactor for AC3 duty @415V AC with 1NO + 1NC built-in auxiliary contacts, 110V AC coil, Type TeSys D | Contactor | LV_Switchgear | LC1D09F7 | SCHNEIDER | 9A | NA | Nos. | None | Inventory | 9A TP Power contactor for AC3 duty @415V AC with 1NO + 1NC built-in auxiliary contacts, 110V AC coil, Type TeSys D
8800 | 9A TP Power contactor for AC3 duty @415V AC with 1NO + 1NC built-in auxiliary contacts, 110V DC coil, Type TeSys D | Contactor | LV_Switchgear | LC1D09FD | SCHNEIDER | 9A | NA | Nos. | None | Inventory | 9A TP Power contactor for AC3 duty @415V AC with 1NO + 1NC built-in auxiliary contacts, 110V DC coil, Type TeSys D
8801 | 9A TP Power contactor for AC3 duty @415V AC with 1NO + 1NC built-in auxiliary contacts, 220V AC coil, Type TeSys D | Contactor | LV_Switchgear | LC1D09M7 | SCHNEIDER | 9A | NA | Nos. | None | Inventory | 9A TP Power contactor for AC3 duty @415V AC with 1NO + 1NC built-in auxiliary contacts, 220V AC coil, Type TeSys D
8802 | 9A TP Power contactor for AC3 duty @415V AC with 1NO + 1NC built-in auxiliary contacts, 220V DC coil, Type TeSys D | Contactor | LV_Switchgear | LC1D09MD | SCHNEIDER | 9A | NA | Nos. | None | Inventory | 9A TP Power contactor for AC3 duty @415V AC with 1NO + 1NC built-in auxiliary contacts, 220V DC coil, Type TeSys D
8803 | 9A TP Power contactor for AC3 duty @415V AC with 1NO + 1NC built-in auxiliary contacts, 415V AC coil, Type TeSys D | Contactor | LV_Switchgear | LC1D09N7 | SCHNEIDER | 9A | NA | Nos. | None | Inventory | 9A TP Power contactor for AC3 duty @415V AC with 1NO + 1NC built-in auxiliary contacts, 415V AC coil, Type TeSys D
8804 | 9A TP Power contactor for AC3 duty @415V AC with 1NO + 1NC built-in auxiliary contacts, 72V DC (Low consumption) coil, Type TeSys D | Contactor | LV_Switchgear | LC1D09SL | SCHNEIDER | 9A | NA | Nos. | None | Inventory | 9A TP Power contactor for AC3 duty @415V AC with 1NO + 1NC built-in auxiliary contacts, 72V DC (Low consumption) coil, Type TeSys D
8805 | 250A FP (4NO) Power contactor for AC1 duty without built-in auxiliary contacts, 24V DC coil, Type TeSys D | Contactor | LV_Switchgear | LC1D1150046BD | SCHNEIDER | 250A | NA | Nos. | None | Inventory | 250A FP (4NO) Power contactor for AC1 duty without built-in auxiliary contacts, 24V DC coil, Type TeSys D
8806 | 250A FP (4NO) Power contactor for AC1 duty without built-in auxiliary contacts, 110V AC coil, Type TeSys D | Contactor | LV_Switchgear | LC1D1150046F7 | SCHNEIDER | 250A | NA | Nos. | None | Inventory | 250A FP (4NO) Power contactor for AC1 duty without built-in auxiliary contacts, 110V AC coil, Type TeSys D
8807 | 250A FP (4NO) Power contactor for AC1 duty without built-in auxiliary contacts, 110V DC coil, Type TeSys D | Contactor | LV_Switchgear | LC1D1150046FD | SCHNEIDER | 250A | NA | Nos. | None | Inventory | 250A FP (4NO) Power contactor for AC1 duty without built-in auxiliary contacts, 110V DC coil, Type TeSys D
8808 | 250A FP (4NO) Power contactor for AC1 duty without built-in auxiliary contacts, 220V AC coil, Type TeSys D | Contactor | LV_Switchgear | LC1D1150046M7 | SCHNEIDER | 250A | NA | Nos. | None | Inventory | 250A FP (4NO) Power contactor for AC1 duty without built-in auxiliary contacts, 220V AC coil, Type TeSys D
8809 | 250A FP (4NO) Power contactor for AC1 duty without built-in auxiliary contacts, 220V DC coil, Type TeSys D | Contactor | LV_Switchgear | LC1D1150046MD | SCHNEIDER | 250A | NA | Nos. | None | Inventory | 250A FP (4NO) Power contactor for AC1 duty without built-in auxiliary contacts, 220V DC coil, Type TeSys D
8810 | 250A FP (4NO) Power contactor for AC1 duty without built-in auxiliary contacts, 415V AC coil, Type TeSys D | Contactor | LV_Switchgear | LC1D1150046N7 | SCHNEIDER | 250A | NA | Nos. | None | Inventory | 250A FP (4NO) Power contactor for AC1 duty without built-in auxiliary contacts, 415V AC coil, Type TeSys D
8811 | 115A TP Power contactor for AC3 duty @415V AC with 1NO + 1NC built-in auxiliary contacts, 24V AC coil, Type TeSys D | Contactor | LV_Switchgear | LC1D115B7 | SCHNEIDER | 115A | NA | Nos. | None | Inventory | 115A TP Power contactor for AC3 duty @415V AC with 1NO + 1NC built-in auxiliary contacts, 24V AC coil, Type TeSys D
8812 | 115A TP Power contactor for AC3 duty @415V AC with 1NO + 1NC built-in auxiliary contacts, 24V DC coil, Type TeSys D | Contactor | LV_Switchgear | LC1D115BD | SCHNEIDER | 115A | NA | Nos. | None | Inventory | 115A TP Power contactor for AC3 duty @415V AC with 1NO + 1NC built-in auxiliary contacts, 24V DC coil, Type TeSys D
8813 | 115A TP Power contactor for AC3 duty @415V AC with 1NO + 1NC built-in auxiliary contacts, 110V AC coil, Type TeSys D | Contactor | LV_Switchgear | LC1D115F7 | SCHNEIDER | 115A | NA | Nos. | None | Inventory | 115A TP Power contactor for AC3 duty @415V AC with 1NO + 1NC built-in auxiliary contacts, 110V AC coil, Type TeSys D
8814 | 115A TP Power contactor for AC3 duty @415V AC with 1NO + 1NC built-in auxiliary contacts, 110V DC coil, Type TeSys D | Contactor | LV_Switchgear | LC1D115FD | SCHNEIDER | 115A | NA | Nos. | None | Inventory | 115A TP Power contactor for AC3 duty @415V AC with 1NO + 1NC built-in auxiliary contacts, 110V DC coil, Type TeSys D
8815 | 115A TP Power contactor for AC3 duty @415V AC with 1NO + 1NC built-in auxiliary contacts, 220V AC coil, Type TeSys D | Contactor | LV_Switchgear | LC1D115M7 | SCHNEIDER | 115A | NA | Nos. | None | Inventory | 115A TP Power contactor for AC3 duty @415V AC with 1NO + 1NC built-in auxiliary contacts, 220V AC coil, Type TeSys D
8816 | 115A TP Power contactor for AC3 duty @415V AC with 1NO + 1NC built-in auxiliary contacts, 220V DC coil, Type TeSys D | Contactor | LV_Switchgear | LC1D115MD | SCHNEIDER | 115A | NA | Nos. | None | Inventory | 115A TP Power contactor for AC3 duty @415V AC with 1NO + 1NC built-in auxiliary contacts, 220V DC coil, Type TeSys D
8817 | 115A TP Power contactor for AC3 duty @415V AC with 1NO + 1NC built-in auxiliary contacts, 415V AC coil, Type TeSys D | Contactor | LV_Switchgear | LC1D115N7 | SCHNEIDER | 115A | NA | Nos. | None | Inventory | 115A TP Power contactor for AC3 duty @415V AC with 1NO + 1NC built-in auxiliary contacts, 415V AC coil, Type TeSys D
8818 | 25A FP (2NO + 2NC) Power contactor for AC1 duty without built-in auxiliary contacts, 24V DC coil, Type TeSys D | Contactor | LV_Switchgear | LC1D128BD | SCHNEIDER | 25A | NA | Nos. | None | Inventory | 25A FP (2NO + 2NC) Power contactor for AC1 duty without built-in auxiliary contacts, 24V DC coil, Type TeSys D
8819 | 25A FP (2NO + 2NC) Power contactor for AC1 duty without built-in auxiliary contacts, 110V DC coil, Type TeSys D | Contactor | LV_Switchgear | LC1D128FD | SCHNEIDER | 25A | NA | Nos. | None | Inventory | 25A FP (2NO + 2NC) Power contactor for AC1 duty without built-in auxiliary contacts, 110V DC coil, Type TeSys D
8820 | 25A FP (2NO + 2NC) Power contactor for AC1 duty without built-in auxiliary contacts, 220V DC coil, Type TeSys D | Contactor | LV_Switchgear | LC1D128MD | SCHNEIDER | 25A | NA | Nos. | None | Inventory | 25A FP (2NO + 2NC) Power contactor for AC1 duty without built-in auxiliary contacts, 220V DC coil, Type TeSys D
8821 | 12A TP Power contactor for AC3 duty @415V AC with 1NO + 1NC built-in auxiliary contacts, 24V AC coil, Type TeSys D | Contactor | LV_Switchgear | LC1D12B7 | SCHNEIDER | 12A | NA | Nos. | None | Inventory | 12A TP Power contactor for AC3 duty @415V AC with 1NO + 1NC built-in auxiliary contacts, 24V AC coil, Type TeSys D
8822 | 12A TP Power contactor for AC3 duty @415V AC with 1NO + 1NC built-in auxiliary contacts, 24V DC coil, Type TeSys D | Contactor | LV_Switchgear | LC1D12BD | SCHNEIDER | 12A | NA | Nos. | None | Inventory | 12A TP Power contactor for AC3 duty @415V AC with 1NO + 1NC built-in auxiliary contacts, 24V DC coil, Type TeSys D
8823 | 12A TP Power contactor for AC3 duty @415V AC with 1NO + 1NC built-in auxiliary contacts, 24V DC (Low consumption) coil, Type TeSys D | Contactor | LV_Switchgear | LC1D12BL | SCHNEIDER | 12A | NA | Nos. | None | Inventory | 12A TP Power contactor for AC3 duty @415V AC with 1NO + 1NC built-in auxiliary contacts, 24V DC (Low consumption) coil, Type TeSys D
8824 | 12A TP Power contactor for AC3 duty @415V AC with 1NO + 1NC built-in auxiliary contacts, 48V DC (Low consumption) coil, Type TeSys D | Contactor | LV_Switchgear | LC1D12EL | SCHNEIDER | 12A | NA | Nos. | None | Inventory | 12A TP Power contactor for AC3 duty @415V AC with 1NO + 1NC built-in auxiliary contacts, 48V DC (Low consumption) coil, Type TeSys D
8825 | 12A TP Power contactor for AC3 duty @415V AC with 1NO + 1NC built-in auxiliary contacts, 110V AC coil, Type TeSys D | Contactor | LV_Switchgear | LC1D12F7 | SCHNEIDER | 12A | NA | Nos. | None | Inventory | 12A TP Power contactor for AC3 duty @415V AC with 1NO + 1NC built-in auxiliary contacts, 110V AC coil, Type TeSys D
8826 | 12A TP Power contactor for AC3 duty @415V AC with 1NO + 1NC built-in auxiliary contacts, 110V DC coil, Type TeSys D | Contactor | LV_Switchgear | LC1D12FD | SCHNEIDER | 12A | NA | Nos. | None | Inventory | 12A TP Power contactor for AC3 duty @415V AC with 1NO + 1NC built-in auxiliary contacts, 110V DC coil, Type TeSys D
8827 | 12A TP Power contactor for AC3 duty @415V AC with 1NO + 1NC built-in auxiliary contacts, 220V AC coil, Type TeSys D | Contactor | LV_Switchgear | LC1D12M7 | SCHNEIDER | 12A | NA | Nos. | None | Inventory | 12A TP Power contactor for AC3 duty @415V AC with 1NO + 1NC built-in auxiliary contacts, 220V AC coil, Type TeSys D
8828 | 12A TP Power contactor for AC3 duty @415V AC with 1NO + 1NC built-in auxiliary contacts, 220V DC coil, Type TeSys D | Contactor | LV_Switchgear | LC1D12MD | SCHNEIDER | 12A | NA | Nos. | None | Inventory | 12A TP Power contactor for AC3 duty @415V AC with 1NO + 1NC built-in auxiliary contacts, 220V DC coil, Type TeSys D
8829 | 12A TP Power contactor for AC3 duty @415V AC with 1NO + 1NC built-in auxiliary contacts, 415V AC coil, Type TeSys D | Contactor | LV_Switchgear | LC1D12N7 | SCHNEIDER | 12A | NA | Nos. | None | Inventory | 12A TP Power contactor for AC3 duty @415V AC with 1NO + 1NC built-in auxiliary contacts, 415V AC coil, Type TeSys D
8830 | 12A TP Power contactor for AC3 duty @415V AC with 1NO + 1NC built-in auxiliary contacts, 72V DC (Low consumption) coil, Type TeSys D | Contactor | LV_Switchgear | LC1D12SL | SCHNEIDER | 12A | NA | Nos. | None | Inventory | 12A TP Power contactor for AC3 duty @415V AC with 1NO + 1NC built-in auxiliary contacts, 72V DC (Low consumption) coil, Type TeSys D
8831 | 150A TP Power contactor for AC3 duty @415V AC with 1NO + 1NC built-in auxiliary contacts, 24V AC coil, Type TeSys D | Contactor | LV_Switchgear | LC1D150B7 | SCHNEIDER | 150A | NA | Nos. | None | Inventory | 150A TP Power contactor for AC3 duty @415V AC with 1NO + 1NC built-in auxiliary contacts, 24V AC coil, Type TeSys D
8832 | 150A TP Power contactor for AC3 duty @415V AC with 1NO + 1NC built-in auxiliary contacts, 24V DC coil, Type TeSys D | Contactor | LV_Switchgear | LC1D150BD | SCHNEIDER | 150A | NA | Nos. | None | Inventory | 150A TP Power contactor for AC3 duty @415V AC with 1NO + 1NC built-in auxiliary contacts, 24V DC coil, Type TeSys D
8833 | 150A TP Power contactor for AC3 duty @415V AC with 1NO + 1NC built-in auxiliary contacts, 110V AC coil, Type TeSys D | Contactor | LV_Switchgear | LC1D150F7 | SCHNEIDER | 150A | NA | Nos. | None | Inventory | 150A TP Power contactor for AC3 duty @415V AC with 1NO + 1NC built-in auxiliary contacts, 110V AC coil, Type TeSys D
8834 | 150A TP Power contactor for AC3 duty @415V AC with 1NO + 1NC built-in auxiliary contacts, 110V DC coil, Type TeSys D | Contactor | LV_Switchgear | LC1D150FD | SCHNEIDER | 150A | NA | Nos. | None | Inventory | 150A TP Power contactor for AC3 duty @415V AC with 1NO + 1NC built-in auxiliary contacts, 110V DC coil, Type TeSys D
8835 | 150A TP Power contactor for AC3 duty @415V AC with 1NO + 1NC built-in auxiliary contacts, 220V AC coil, Type TeSys D | Contactor | LV_Switchgear | LC1D150M7 | SCHNEIDER | 150A | NA | Nos. | None | Inventory | 150A TP Power contactor for AC3 duty @415V AC with 1NO + 1NC built-in auxiliary contacts, 220V AC coil, Type TeSys D
8836 | 150A TP Power contactor for AC3 duty @415V AC with 1NO + 1NC built-in auxiliary contacts, 220V DC coil, Type TeSys D | Contactor | LV_Switchgear | LC1D150MD | SCHNEIDER | 150A | NA | Nos. | None | Inventory | 150A TP Power contactor for AC3 duty @415V AC with 1NO + 1NC built-in auxiliary contacts, 220V DC coil, Type TeSys D
8837 | 150A TP Power contactor for AC3 duty @415V AC with 1NO + 1NC built-in auxiliary contacts, 415V AC coil, Type TeSys D | Contactor | LV_Switchgear | LC1D150N7 | SCHNEIDER | 150A | NA | Nos. | None | Inventory | 150A TP Power contactor for AC3 duty @415V AC with 1NO + 1NC built-in auxiliary contacts, 415V AC coil, Type TeSys D
8838 | 32A FP (2NO + 2NC) Power contactor for AC1 duty without built-in auxiliary contacts, 24V DC coil, Type TeSys D | Contactor | LV_Switchgear | LC1D188BD | SCHNEIDER | 32A | NA | Nos. | None | Inventory | 32A FP (2NO + 2NC) Power contactor for AC1 duty without built-in auxiliary contacts, 24V DC coil, Type TeSys D
8839 | 32A FP (2NO + 2NC) Power contactor for AC1 duty without built-in auxiliary contacts, 110V DC coil, Type TeSys D | Contactor | LV_Switchgear | LC1D188FD | SCHNEIDER | 32A | NA | Nos. | None | Inventory | 32A FP (2NO + 2NC) Power contactor for AC1 duty without built-in auxiliary contacts, 110V DC coil, Type TeSys D
8840 | 32A FP (2NO + 2NC) Power contactor for AC1 duty without built-in auxiliary contacts, 220V DC coil, Type TeSys D | Contactor | LV_Switchgear | LC1D188MD | SCHNEIDER | 32A | NA | Nos. | None | Inventory | 32A FP (2NO + 2NC) Power contactor for AC1 duty without built-in auxiliary contacts, 220V DC coil, Type TeSys D
8841 | 18A TP Power contactor for AC3 duty @415V AC with 1NO + 1NC built-in auxiliary contacts, 24V AC coil, Type TeSys D | Contactor | LV_Switchgear | LC1D18B7 | SCHNEIDER | 18A | NA | Nos. | None | Inventory | 18A TP Power contactor for AC3 duty @415V AC with 1NO + 1NC built-in auxiliary contacts, 24V AC coil, Type TeSys D
8842 | 18A TP Power contactor for AC3 duty @415V AC with 1NO + 1NC built-in auxiliary contacts, 24V DC coil, Type TeSys D | Contactor | LV_Switchgear | LC1D18BD | SCHNEIDER | 18A | NA | Nos. | None | Inventory | 18A TP Power contactor for AC3 duty @415V AC with 1NO + 1NC built-in auxiliary contacts, 24V DC coil, Type TeSys D
8843 | 18A TP Power contactor for AC3 duty @415V AC with 1NO + 1NC built-in auxiliary contacts, 24V DC (Low consumption) coil, Type TeSys D | Contactor | LV_Switchgear | LC1D18BL | SCHNEIDER | 18A | NA | Nos. | None | Inventory | 18A TP Power contactor for AC3 duty @415V AC with 1NO + 1NC built-in auxiliary contacts, 24V DC (Low consumption) coil, Type TeSys D
8844 | 18A TP Power contactor for AC3 duty @415V AC with 1NO + 1NC built-in auxiliary contacts, 48V DC (Low consumption) coil, Type TeSys D | Contactor | LV_Switchgear | LC1D18EL | SCHNEIDER | 18A | NA | Nos. | None | Inventory | 18A TP Power contactor for AC3 duty @415V AC with 1NO + 1NC built-in auxiliary contacts, 48V DC (Low consumption) coil, Type TeSys D
8845 | 18A TP Power contactor for AC3 duty @415V AC with 1NO + 1NC built-in auxiliary contacts, 110V AC coil, Type TeSys D | Contactor | LV_Switchgear | LC1D18F7 | SCHNEIDER | 18A | NA | Nos. | None | Inventory | 18A TP Power contactor for AC3 duty @415V AC with 1NO + 1NC built-in auxiliary contacts, 110V AC coil, Type TeSys D
8846 | 18A TP Power contactor for AC3 duty @415V AC with 1NO + 1NC built-in auxiliary contacts, 110V DC coil, Type TeSys D | Contactor | LV_Switchgear | LC1D18FD | SCHNEIDER | 18A | NA | Nos. | None | Inventory | 18A TP Power contactor for AC3 duty @415V AC with 1NO + 1NC built-in auxiliary contacts, 110V DC coil, Type TeSys D
8847 | 18A TP Power contactor for AC3 duty @415V AC with 1NO + 1NC built-in auxiliary contacts, 220V AC coil, Type TeSys D | Contactor | LV_Switchgear | LC1D18M7 | SCHNEIDER | 18A | NA | Nos. | None | Inventory | 18A TP Power contactor for AC3 duty @415V AC with 1NO + 1NC built-in auxiliary contacts, 220V AC coil, Type TeSys D
8848 | 18A TP Power contactor for AC3 duty @415V AC with 1NO + 1NC built-in auxiliary contacts, 220V DC coil, Type TeSys D | Contactor | LV_Switchgear | LC1D18MD | SCHNEIDER | 18A | NA | Nos. | None | Inventory | 18A TP Power contactor for AC3 duty @415V AC with 1NO + 1NC built-in auxiliary contacts, 220V DC coil, Type TeSys D
8849 | 18A TP Power contactor for AC3 duty @415V AC with 1NO + 1NC built-in auxiliary contacts, 415V AC coil, Type TeSys D | Contactor | LV_Switchgear | LC1D18N7 | SCHNEIDER | 18A | NA | Nos. | None | Inventory | 18A TP Power contactor for AC3 duty @415V AC with 1NO + 1NC built-in auxiliary contacts, 415V AC coil, Type TeSys D
8850 | 18A TP Power contactor for AC3 duty @415V AC with 1NO + 1NC built-in auxiliary contacts, 72V DC (Low consumption) coil, Type TeSys D | Contactor | LV_Switchgear | LC1D18SL | SCHNEIDER | 18A | NA | Nos. | None | Inventory | 18A TP Power contactor for AC3 duty @415V AC with 1NO + 1NC built-in auxiliary contacts, 72V DC (Low consumption) coil, Type TeSys D
8851 | 40A FP (2NO + 2NC) Power contactor for AC1 duty without built-in auxiliary contacts, 24V DC coil, Type TeSys D | Contactor | LV_Switchgear | LC1D258BD | SCHNEIDER | 40A | NA | Nos. | None | Inventory | 40A FP (2NO + 2NC) Power contactor for AC1 duty without built-in auxiliary contacts, 24V DC coil, Type TeSys D
8852 | 40A FP (2NO + 2NC) Power contactor for AC1 duty without built-in auxiliary contacts, 110V DC coil, Type TeSys D | Contactor | LV_Switchgear | LC1D258FD | SCHNEIDER | 40A | NA | Nos. | None | Inventory | 40A FP (2NO + 2NC) Power contactor for AC1 duty without built-in auxiliary contacts, 110V DC coil, Type TeSys D
8853 | 40A FP (2NO + 2NC) Power contactor for AC1 duty without built-in auxiliary contacts, 220V DC coil, Type TeSys D | Contactor | LV_Switchgear | LC1D258MD | SCHNEIDER | 40A | NA | Nos. | None | Inventory | 40A FP (2NO + 2NC) Power contactor for AC1 duty without built-in auxiliary contacts, 220V DC coil, Type TeSys D
8854 | 25A TP Power contactor for AC3 duty @415V AC with 1NO + 1NC built-in auxiliary contacts, 24V AC coil, Type TeSys D | Contactor | LV_Switchgear | LC1D25B7 | SCHNEIDER | 25A | NA | Nos. | None | Inventory | 25A TP Power contactor for AC3 duty @415V AC with 1NO + 1NC built-in auxiliary contacts, 24V AC coil, Type TeSys D
8855 | 25A TP Power contactor for AC3 duty @415V AC with 1NO + 1NC built-in auxiliary contacts, 24V DC coil, Type TeSys D | Contactor | LV_Switchgear | LC1D25BD | SCHNEIDER | 25A | NA | Nos. | None | Inventory | 25A TP Power contactor for AC3 duty @415V AC with 1NO + 1NC built-in auxiliary contacts, 24V DC coil, Type TeSys D
8856 | 25A TP Power contactor for AC3 duty @415V AC with 1NO + 1NC built-in auxiliary contacts, 24V DC (Low consumption) coil, Type TeSys D | Contactor | LV_Switchgear | LC1D25BL | SCHNEIDER | 25A | NA | Nos. | None | Inventory | 25A TP Power contactor for AC3 duty @415V AC with 1NO + 1NC built-in auxiliary contacts, 24V DC (Low consumption) coil, Type TeSys D
8857 | 25A TP Power contactor for AC3 duty @415V AC with 1NO + 1NC built-in auxiliary contacts, 48V DC (Low consumption) coil, Type TeSys D | Contactor | LV_Switchgear | LC1D25EL | SCHNEIDER | 25A | NA | Nos. | None | Inventory | 25A TP Power contactor for AC3 duty @415V AC with 1NO + 1NC built-in auxiliary contacts, 48V DC (Low consumption) coil, Type TeSys D
8858 | 25A TP Power contactor for AC3 duty @415V AC with 1NO + 1NC built-in auxiliary contacts, 110V AC coil, Type TeSys D | Contactor | LV_Switchgear | LC1D25F7 | SCHNEIDER | 25A | NA | Nos. | None | Inventory | 25A TP Power contactor for AC3 duty @415V AC with 1NO + 1NC built-in auxiliary contacts, 110V AC coil, Type TeSys D
8859 | 25A TP Power contactor for AC3 duty @415V AC with 1NO + 1NC built-in auxiliary contacts, 110V DC coil, Type TeSys D | Contactor | LV_Switchgear | LC1D25FD | SCHNEIDER | 25A | NA | Nos. | None | Inventory | 25A TP Power contactor for AC3 duty @415V AC with 1NO + 1NC built-in auxiliary contacts, 110V DC coil, Type TeSys D
8860 | 25A TP Power contactor for AC3 duty @415V AC with 1NO + 1NC built-in auxiliary contacts, 220V AC coil, Type TeSys D | Contactor | LV_Switchgear | LC1D25M7 | SCHNEIDER | 25A | NA | Nos. | None | Inventory | 25A TP Power contactor for AC3 duty @415V AC with 1NO + 1NC built-in auxiliary contacts, 220V AC coil, Type TeSys D
8861 | 25A TP Power contactor for AC3 duty @415V AC with 1NO + 1NC built-in auxiliary contacts, 220V DC coil, Type TeSys D | Contactor | LV_Switchgear | LC1D25MD | SCHNEIDER | 25A | NA | Nos. | None | Inventory | 25A TP Power contactor for AC3 duty @415V AC with 1NO + 1NC built-in auxiliary contacts, 220V DC coil, Type TeSys D
8862 | 25A TP Power contactor for AC3 duty @415V AC with 1NO + 1NC built-in auxiliary contacts, 415V AC coil, Type TeSys D | Contactor | LV_Switchgear | LC1D25N7 | SCHNEIDER | 25A | NA | Nos. | None | Inventory | 25A TP Power contactor for AC3 duty @415V AC with 1NO + 1NC built-in auxiliary contacts, 415V AC coil, Type TeSys D
8863 | 25A TP Power contactor for AC3 duty @415V AC with 1NO + 1NC built-in auxiliary contacts, 72V DC (Low consumption) coil, Type TeSys D | Contactor | LV_Switchgear | LC1D25SL | SCHNEIDER | 25A | NA | Nos. | None | Inventory | 25A TP Power contactor for AC3 duty @415V AC with 1NO + 1NC built-in auxiliary contacts, 72V DC (Low consumption) coil, Type TeSys D
8864 | 32A TP Power contactor for AC3 duty @415V AC with 1NO + 1NC built-in auxiliary contacts, 24V AC coil, Type TeSys D | Contactor | LV_Switchgear | LC1D32B7 | SCHNEIDER | 32A | NA | Nos. | None | Inventory | 32A TP Power contactor for AC3 duty @415V AC with 1NO + 1NC built-in auxiliary contacts, 24V AC coil, Type TeSys D
8865 | 32A TP Power contactor for AC3 duty @415V AC with 1NO + 1NC built-in auxiliary contacts, 24V DC coil, Type TeSys D | Contactor | LV_Switchgear | LC1D32BD | SCHNEIDER | 32A | NA | Nos. | None | Inventory | 32A TP Power contactor for AC3 duty @415V AC with 1NO + 1NC built-in auxiliary contacts, 24V DC coil, Type TeSys D
8866 | 32A TP Power contactor for AC3 duty @415V AC with 1NO + 1NC built-in auxiliary contacts, 24V DC (Low consumption) coil, Type TeSys D | Contactor | LV_Switchgear | LC1D32BL | SCHNEIDER | 32A | NA | Nos. | None | Inventory | 32A TP Power contactor for AC3 duty @415V AC with 1NO + 1NC built-in auxiliary contacts, 24V DC (Low consumption) coil, Type TeSys D
8867 | 32A TP Power contactor for AC3 duty @415V AC with 1NO + 1NC built-in auxiliary contacts, 48V DC (Low consumption) coil, Type TeSys D | Contactor | LV_Switchgear | LC1D32EL | SCHNEIDER | 32A | NA | Nos. | None | Inventory | 32A TP Power contactor for AC3 duty @415V AC with 1NO + 1NC built-in auxiliary contacts, 48V DC (Low consumption) coil, Type TeSys D
8868 | 32A TP Power contactor for AC3 duty @415V AC with 1NO + 1NC built-in auxiliary contacts, 110V AC coil, Type TeSys D | Contactor | LV_Switchgear | LC1D32F7 | SCHNEIDER | 32A | NA | Nos. | None | Inventory | 32A TP Power contactor for AC3 duty @415V AC with 1NO + 1NC built-in auxiliary contacts, 110V AC coil, Type TeSys D
8869 | 32A TP Power contactor for AC3 duty @415V AC with 1NO + 1NC built-in auxiliary contacts, 110V DC coil, Type TeSys D | Contactor | LV_Switchgear | LC1D32FD | SCHNEIDER | 32A | NA | Nos. | None | Inventory | 32A TP Power contactor for AC3 duty @415V AC with 1NO + 1NC built-in auxiliary contacts, 110V DC coil, Type TeSys D
8870 | 32A TP Power contactor for AC3 duty @415V AC with 1NO + 1NC built-in auxiliary contacts, 220V AC coil, Type TeSys D | Contactor | LV_Switchgear | LC1D32M7 | SCHNEIDER | 32A | NA | Nos. | None | Inventory | 32A TP Power contactor for AC3 duty @415V AC with 1NO + 1NC built-in auxiliary contacts, 220V AC coil, Type TeSys D
8871 | 32A TP Power contactor for AC3 duty @415V AC with 1NO + 1NC built-in auxiliary contacts, 220V DC coil, Type TeSys D | Contactor | LV_Switchgear | LC1D32MD | SCHNEIDER | 32A | NA | Nos. | None | Inventory | 32A TP Power contactor for AC3 duty @415V AC with 1NO + 1NC built-in auxiliary contacts, 220V DC coil, Type TeSys D
8872 | 32A TP Power contactor for AC3 duty @415V AC with 1NO + 1NC built-in auxiliary contacts, 415V AC coil, Type TeSys D | Contactor | LV_Switchgear | LC1D32N7 | SCHNEIDER | 32A | NA | Nos. | None | Inventory | 32A TP Power contactor for AC3 duty @415V AC with 1NO + 1NC built-in auxiliary contacts, 415V AC coil, Type TeSys D
8873 | 32A TP Power contactor for AC3 duty @415V AC with 1NO + 1NC built-in auxiliary contacts, 72V DC (Low consumption) coil, Type TeSys D | Contactor | LV_Switchgear | LC1D32SL | SCHNEIDER | 32A | NA | Nos. | None | Inventory | 32A TP Power contactor for AC3 duty @415V AC with 1NO + 1NC built-in auxiliary contacts, 72V DC (Low consumption) coil, Type TeSys D
8874 | 38A TP Power contactor for AC3 duty @415V AC with 1NO + 1NC built-in auxiliary contacts, 24V AC coil, Type TeSys D | Contactor | LV_Switchgear | LC1D38B7 | SCHNEIDER | 38A | NA | Nos. | None | Inventory | 38A TP Power contactor for AC3 duty @415V AC with 1NO + 1NC built-in auxiliary contacts, 24V AC coil, Type TeSys D
8875 | 38A TP Power contactor for AC3 duty @415V AC with 1NO + 1NC built-in auxiliary contacts, 24V DC coil, Type TeSys D | Contactor | LV_Switchgear | LC1D38BD | SCHNEIDER | 38A | NA | Nos. | None | Inventory | 38A TP Power contactor for AC3 duty @415V AC with 1NO + 1NC built-in auxiliary contacts, 24V DC coil, Type TeSys D
8876 | 38A TP Power contactor for AC3 duty @415V AC with 1NO + 1NC built-in auxiliary contacts, 110V AC coil, Type TeSys D | Contactor | LV_Switchgear | LC1D38F7 | SCHNEIDER | 38A | NA | Nos. | None | Inventory | 38A TP Power contactor for AC3 duty @415V AC with 1NO + 1NC built-in auxiliary contacts, 110V AC coil, Type TeSys D
8877 | 38A TP Power contactor for AC3 duty @415V AC with 1NO + 1NC built-in auxiliary contacts, 110V DC coil, Type TeSys D | Contactor | LV_Switchgear | LC1D38FD | SCHNEIDER | 38A | NA | Nos. | None | Inventory | 38A TP Power contactor for AC3 duty @415V AC with 1NO + 1NC built-in auxiliary contacts, 110V DC coil, Type TeSys D
8878 | 38A TP Power contactor for AC3 duty @415V AC with 1NO + 1NC built-in auxiliary contacts, 220V AC coil, Type TeSys D | Contactor | LV_Switchgear | LC1D38M7 | SCHNEIDER | 38A | NA | Nos. | None | Inventory | 38A TP Power contactor for AC3 duty @415V AC with 1NO + 1NC built-in auxiliary contacts, 220V AC coil, Type TeSys D
8879 | 38A TP Power contactor for AC3 duty @415V AC with 1NO + 1NC built-in auxiliary contacts, 220V DC coil, Type TeSys D | Contactor | LV_Switchgear | LC1D38MD | SCHNEIDER | 38A | NA | Nos. | None | Inventory | 38A TP Power contactor for AC3 duty @415V AC with 1NO + 1NC built-in auxiliary contacts, 220V DC coil, Type TeSys D
8880 | 38A TP Power contactor for AC3 duty @415V AC with 1NO + 1NC built-in auxiliary contacts, 415V AC coil, Type TeSys D | Contactor | LV_Switchgear | LC1D38N7 | SCHNEIDER | 38A | NA | Nos. | None | Inventory | 38A TP Power contactor for AC3 duty @415V AC with 1NO + 1NC built-in auxiliary contacts, 415V AC coil, Type TeSys D
8881 | 40A TP Power contactor for AC3 duty @415V AC with 1NO + 1NC built-in auxiliary contacts, 24V DC (Low consumption) coil, Type TeSys D | Contactor | LV_Switchgear | LC1D40ABBE | SCHNEIDER | 40A | NA | Nos. | None | Inventory | 40A TP Power contactor for AC3 duty @415V AC with 1NO + 1NC built-in auxiliary contacts, 24V DC (Low consumption) coil, Type TeSys D
8882 | 40A TP Power contactor for AC3 duty @415V AC with 1NO + 1NC built-in auxiliary contacts, 24-60V AC coil, Type TeSys D | Contactor | LV_Switchgear | LC1D40ABNE-AC | SCHNEIDER | 40A | NA | Nos. | None | Inventory | 40A TP Power contactor for AC3 duty @415V AC with 1NO + 1NC built-in auxiliary contacts, 24-60V AC coil, Type TeSys D
8883 | 40A TP Power contactor for AC3 duty @415V AC with 1NO + 1NC built-in auxiliary contacts, 24-60V DC coil, Type TeSys D | Contactor | LV_Switchgear | LC1D40ABNE-DC | SCHNEIDER | 40A | NA | Nos. | None | Inventory | 40A TP Power contactor for AC3 duty @415V AC with 1NO + 1NC built-in auxiliary contacts, 24-60V DC coil, Type TeSys D
8884 | 40A TP Power contactor for AC3 duty @415V AC with 1NO + 1NC built-in auxiliary contacts, 48-130V AC coil, Type TeSys D | Contactor | LV_Switchgear | LC1D40AEHE-AC | SCHNEIDER | 40A | NA | Nos. | None | Inventory | 40A TP Power contactor for AC3 duty @415V AC with 1NO + 1NC built-in auxiliary contacts, 48-130V AC coil, Type TeSys D
8885 | 40A TP Power contactor for AC3 duty @415V AC with 1NO + 1NC built-in auxiliary contacts, 48-130V DC coil, Type TeSys D | Contactor | LV_Switchgear | LC1D40AEHE-DC | SCHNEIDER | 40A | NA | Nos. | None | Inventory | 40A TP Power contactor for AC3 duty @415V AC with 1NO + 1NC built-in auxiliary contacts, 48-130V DC coil, Type TeSys D
8886 | 40A TP Power contactor for AC3 duty @415V AC with 1NO + 1NC built-in auxiliary contacts, 100-250V AC coil, Type TeSys D | Contactor | LV_Switchgear | LC1D40AKUE-AC | SCHNEIDER | 40A | NA | Nos. | None | Inventory | 40A TP Power contactor for AC3 duty @415V AC with 1NO + 1NC built-in auxiliary contacts, 100-250V AC coil, Type TeSys D
8887 | 40A TP Power contactor for AC3 duty @415V AC with 1NO + 1NC built-in auxiliary contacts, 100-250V DC coil, Type TeSys D | Contactor | LV_Switchgear | LC1D40AKUE-DC | SCHNEIDER | 40A | NA | Nos. | None | Inventory | 40A TP Power contactor for AC3 duty @415V AC with 1NO + 1NC built-in auxiliary contacts, 100-250V DC coil, Type TeSys D
8888 | 50A TP Power contactor for AC3 duty @415V AC with 1NO + 1NC built-in auxiliary contacts, 24V DC (Low consumption) coil, Type TeSys D | Contactor | LV_Switchgear | LC1D50ABBE | SCHNEIDER | 50A | NA | Nos. | None | Inventory | 50A TP Power contactor for AC3 duty @415V AC with 1NO + 1NC built-in auxiliary contacts, 24V DC (Low consumption) coil, Type TeSys D
8889 | 50A TP Power contactor for AC3 duty @415V AC with 1NO + 1NC built-in auxiliary contacts, 24-60V AC coil, Type TeSys D | Contactor | LV_Switchgear | LC1D50ABNE-AC | SCHNEIDER | 50A | NA | Nos. | None | Inventory | 50A TP Power contactor for AC3 duty @415V AC with 1NO + 1NC built-in auxiliary contacts, 24-60V AC coil, Type TeSys D
8890 | 50A TP Power contactor for AC3 duty @415V AC with 1NO + 1NC built-in auxiliary contacts, 24-60V DC coil, Type TeSys D | Contactor | LV_Switchgear | LC1D50ABNE-DC | SCHNEIDER | 50A | NA | Nos. | None | Inventory | 50A TP Power contactor for AC3 duty @415V AC with 1NO + 1NC built-in auxiliary contacts, 24-60V DC coil, Type TeSys D
8891 | 50A TP Power contactor for AC3 duty @415V AC with 1NO + 1NC built-in auxiliary contacts, 48-130V AC coil, Type TeSys D | Contactor | LV_Switchgear | LC1D50AEHE-AC | SCHNEIDER | 50A | NA | Nos. | None | Inventory | 50A TP Power contactor for AC3 duty @415V AC with 1NO + 1NC built-in auxiliary contacts, 48-130V AC coil, Type TeSys D
8892 | 50A TP Power contactor for AC3 duty @415V AC with 1NO + 1NC built-in auxiliary contacts, 48-130V DC coil, Type TeSys D | Contactor | LV_Switchgear | LC1D50AEHE-DC | SCHNEIDER | 50A | NA | Nos. | None | Inventory | 50A TP Power contactor for AC3 duty @415V AC with 1NO + 1NC built-in auxiliary contacts, 48-130V DC coil, Type TeSys D
8893 | 50A TP Power contactor for AC3 duty @415V AC with 1NO + 1NC built-in auxiliary contacts, 100-250V AC coil, Type TeSys D | Contactor | LV_Switchgear | LC1D50AKUE-AC | SCHNEIDER | 50A | NA | Nos. | None | Inventory | 50A TP Power contactor for AC3 duty @415V AC with 1NO + 1NC built-in auxiliary contacts, 100-250V AC coil, Type TeSys D
8894 | 50A TP Power contactor for AC3 duty @415V AC with 1NO + 1NC built-in auxiliary contacts, 100-250V DC coil, Type TeSys D | Contactor | LV_Switchgear | LC1D50AKUE-DC | SCHNEIDER | 50A | NA | Nos. | None | Inventory | 50A TP Power contactor for AC3 duty @415V AC with 1NO + 1NC built-in auxiliary contacts, 100-250V DC coil, Type TeSys D
8895 | 65A TP Power contactor for AC3 duty @415V AC with 1NO + 1NC built-in auxiliary contacts, 24V DC (Low consumption) coil, Type TeSys D | Contactor | LV_Switchgear | LC1D65ABBE | SCHNEIDER | 65A | NA | Nos. | None | Inventory | 65A TP Power contactor for AC3 duty @415V AC with 1NO + 1NC built-in auxiliary contacts, 24V DC (Low consumption) coil, Type TeSys D
8896 | 65A TP Power contactor for AC3 duty @415V AC with 1NO + 1NC built-in auxiliary contacts, 24-60V AC coil, Type TeSys D | Contactor | LV_Switchgear | LC1D65ABNE-AC | SCHNEIDER | 65A | NA | Nos. | None | Inventory | 65A TP Power contactor for AC3 duty @415V AC with 1NO + 1NC built-in auxiliary contacts, 24-60V AC coil, Type TeSys D
8897 | 65A TP Power contactor for AC3 duty @415V AC with 1NO + 1NC built-in auxiliary contacts, 24-60V DC coil, Type TeSys D | Contactor | LV_Switchgear | LC1D65ABNE-DC | SCHNEIDER | 65A | NA | Nos. | None | Inventory | 65A TP Power contactor for AC3 duty @415V AC with 1NO + 1NC built-in auxiliary contacts, 24-60V DC coil, Type TeSys D
8898 | 65A TP Power contactor for AC3 duty @415V AC with 1NO + 1NC built-in auxiliary contacts, 48-130V AC coil, Type TeSys D | Contactor | LV_Switchgear | LC1D65AEHE-AC | SCHNEIDER | 65A | NA | Nos. | None | Inventory | 65A TP Power contactor for AC3 duty @415V AC with 1NO + 1NC built-in auxiliary contacts, 48-130V AC coil, Type TeSys D
8899 | 65A TP Power contactor for AC3 duty @415V AC with 1NO + 1NC built-in auxiliary contacts, 48-130V DC coil, Type TeSys D | Contactor | LV_Switchgear | LC1D65AEHE-DC | SCHNEIDER | 65A | NA | Nos. | None | Inventory | 65A TP Power contactor for AC3 duty @415V AC with 1NO + 1NC built-in auxiliary contacts, 48-130V DC coil, Type TeSys D
8900 | 65A TP Power contactor for AC3 duty @415V AC with 1NO + 1NC built-in auxiliary contacts, 100-250V AC coil, Type TeSys D | Contactor | LV_Switchgear | LC1D65AKUE-AC | SCHNEIDER | 65A | NA | Nos. | None | Inventory | 65A TP Power contactor for AC3 duty @415V AC with 1NO + 1NC built-in auxiliary contacts, 100-250V AC coil, Type TeSys D
8901 | 65A TP Power contactor for AC3 duty @415V AC with 1NO + 1NC built-in auxiliary contacts, 100-250V DC coil, Type TeSys D | Contactor | LV_Switchgear | LC1D65AKUE-DC | SCHNEIDER | 65A | NA | Nos. | None | Inventory | 65A TP Power contactor for AC3 duty @415V AC with 1NO + 1NC built-in auxiliary contacts, 100-250V DC coil, Type TeSys D
8902 | 80A TP Power contactor for AC3 duty @415V AC with 1NO + 1NC built-in auxiliary contacts, 24V DC (Low consumption) coil, Type TeSys D | Contactor | LV_Switchgear | LC1D80ABBE | SCHNEIDER | 80A | NA | Nos. | None | Inventory | 80A TP Power contactor for AC3 duty @415V AC with 1NO + 1NC built-in auxiliary contacts, 24V DC (Low consumption) coil, Type TeSys D
8903 | 80A TP Power contactor for AC3 duty @415V AC with 1NO + 1NC built-in auxiliary contacts, 24-60V AC coil, Type TeSys D | Contactor | LV_Switchgear | LC1D80ABNE-AC | SCHNEIDER | 80A | NA | Nos. | None | Inventory | 80A TP Power contactor for AC3 duty @415V AC with 1NO + 1NC built-in auxiliary contacts, 24-60V AC coil, Type TeSys D
8904 | 80A TP Power contactor for AC3 duty @415V AC with 1NO + 1NC built-in auxiliary contacts, 24-60V DC coil, Type TeSys D | Contactor | LV_Switchgear | LC1D80ABNE-DC | SCHNEIDER | 80A | NA | Nos. | None | Inventory | 80A TP Power contactor for AC3 duty @415V AC with 1NO + 1NC built-in auxiliary contacts, 24-60V DC coil, Type TeSys D
8905 | 80A TP Power contactor for AC3 duty @415V AC with 1NO + 1NC built-in auxiliary contacts, 48-130V AC coil, Type TeSys D | Contactor | LV_Switchgear | LC1D80AEHE-AC | SCHNEIDER | 80A | NA | Nos. | None | Inventory | 80A TP Power contactor for AC3 duty @415V AC with 1NO + 1NC built-in auxiliary contacts, 48-130V AC coil, Type TeSys D
8906 | 80A TP Power contactor for AC3 duty @415V AC with 1NO + 1NC built-in auxiliary contacts, 48-130V DC coil, Type TeSys D | Contactor | LV_Switchgear | LC1D80AEHE-DC | SCHNEIDER | 80A | NA | Nos. | None | Inventory | 80A TP Power contactor for AC3 duty @415V AC with 1NO + 1NC built-in auxiliary contacts, 48-130V DC coil, Type TeSys D
8907 | 80A TP Power contactor for AC3 duty @415V AC with 1NO + 1NC built-in auxiliary contacts, 100-250V AC coil, Type TeSys D | Contactor | LV_Switchgear | LC1D80AKUE-AC | SCHNEIDER | 80A | NA | Nos. | None | Inventory | 80A TP Power contactor for AC3 duty @415V AC with 1NO + 1NC built-in auxiliary contacts, 100-250V AC coil, Type TeSys D
8908 | 80A TP Power contactor for AC3 duty @415V AC with 1NO + 1NC built-in auxiliary contacts, 100-250V DC coil, Type TeSys D | Contactor | LV_Switchgear | LC1D80AKUE-DC | SCHNEIDER | 80A | NA | Nos. | None | Inventory | 80A TP Power contactor for AC3 duty @415V AC with 1NO + 1NC built-in auxiliary contacts, 100-250V DC coil, Type TeSys D
8909 | 80A TP Power contactor for AC3 duty @415V AC with 1NO + 1NC built-in auxiliary contacts, 24V AC coil, Type TeSys D | Contactor | LV_Switchgear | LC1D80B7 | SCHNEIDER | 80A | NA | Nos. | None | Inventory | 80A TP Power contactor for AC3 duty @415V AC with 1NO + 1NC built-in auxiliary contacts, 24V AC coil, Type TeSys D
8910 | 80A TP Power contactor for AC3 duty @415V AC with 1NO + 1NC built-in auxiliary contacts, 24V DC coil, Type TeSys D | Contactor | LV_Switchgear | LC1D80BD | SCHNEIDER | 80A | NA | Nos. | None | Inventory | 80A TP Power contactor for AC3 duty @415V AC with 1NO + 1NC built-in auxiliary contacts, 24V DC coil, Type TeSys D
8911 | 80A TP Power contactor for AC3 duty @415V AC with 1NO + 1NC built-in auxiliary contacts, 110V AC coil, Type TeSys D | Contactor | LV_Switchgear | LC1D80F7 | SCHNEIDER | 80A | NA | Nos. | None | Inventory | 80A TP Power contactor for AC3 duty @415V AC with 1NO + 1NC built-in auxiliary contacts, 110V AC coil, Type TeSys D
8912 | 80A TP Power contactor for AC3 duty @415V AC with 1NO + 1NC built-in auxiliary contacts, 110V DC coil, Type TeSys D | Contactor | LV_Switchgear | LC1D80FD | SCHNEIDER | 80A | NA | Nos. | None | Inventory | 80A TP Power contactor for AC3 duty @415V AC with 1NO + 1NC built-in auxiliary contacts, 110V DC coil, Type TeSys D
8913 | 80A TP Power contactor for AC3 duty @415V AC with 1NO + 1NC built-in auxiliary contacts, 220V AC coil, Type TeSys D | Contactor | LV_Switchgear | LC1D80M7 | SCHNEIDER | 80A | NA | Nos. | None | Inventory | 80A TP Power contactor for AC3 duty @415V AC with 1NO + 1NC built-in auxiliary contacts, 220V AC coil, Type TeSys D
8914 | 80A TP Power contactor for AC3 duty @415V AC with 1NO + 1NC built-in auxiliary contacts, 220V DC coil, Type TeSys D | Contactor | LV_Switchgear | LC1D80MD | SCHNEIDER | 80A | NA | Nos. | None | Inventory | 80A TP Power contactor for AC3 duty @415V AC with 1NO + 1NC built-in auxiliary contacts, 220V DC coil, Type TeSys D
8915 | 80A TP Power contactor for AC3 duty @415V AC with 1NO + 1NC built-in auxiliary contacts, 415V AC coil, Type TeSys D | Contactor | LV_Switchgear | LC1D80N7 | SCHNEIDER | 80A | NA | Nos. | None | Inventory | 80A TP Power contactor for AC3 duty @415V AC with 1NO + 1NC built-in auxiliary contacts, 415V AC coil, Type TeSys D
8916 | 95A TP Power contactor for AC3 duty @415V AC with 1NO + 1NC built-in auxiliary contacts, 24V AC coil, Type TeSys D | Contactor | LV_Switchgear | LC1D95B7 | SCHNEIDER | 95A | NA | Nos. | None | Inventory | 95A TP Power contactor for AC3 duty @415V AC with 1NO + 1NC built-in auxiliary contacts, 24V AC coil, Type TeSys D
8917 | 95A TP Power contactor for AC3 duty @415V AC with 1NO + 1NC built-in auxiliary contacts, 24V DC coil, Type TeSys D | Contactor | LV_Switchgear | LC1D95BD | SCHNEIDER | 95A | NA | Nos. | None | Inventory | 95A TP Power contactor for AC3 duty @415V AC with 1NO + 1NC built-in auxiliary contacts, 24V DC coil, Type TeSys D
8918 | 95A TP Power contactor for AC3 duty @415V AC with 1NO + 1NC built-in auxiliary contacts, 110V AC coil, Type TeSys D | Contactor | LV_Switchgear | LC1D95F7 | SCHNEIDER | 95A | NA | Nos. | None | Inventory | 95A TP Power contactor for AC3 duty @415V AC with 1NO + 1NC built-in auxiliary contacts, 110V AC coil, Type TeSys D
8919 | 95A TP Power contactor for AC3 duty @415V AC with 1NO + 1NC built-in auxiliary contacts, 110V DC coil, Type TeSys D | Contactor | LV_Switchgear | LC1D95FD | SCHNEIDER | 95A | NA | Nos. | None | Inventory | 95A TP Power contactor for AC3 duty @415V AC with 1NO + 1NC built-in auxiliary contacts, 110V DC coil, Type TeSys D
8920 | 95A TP Power contactor for AC3 duty @415V AC with 1NO + 1NC built-in auxiliary contacts, 220V AC coil, Type TeSys D | Contactor | LV_Switchgear | LC1D95M7 | SCHNEIDER | 95A | NA | Nos. | None | Inventory | 95A TP Power contactor for AC3 duty @415V AC with 1NO + 1NC built-in auxiliary contacts, 220V AC coil, Type TeSys D
8921 | 95A TP Power contactor for AC3 duty @415V AC with 1NO + 1NC built-in auxiliary contacts, 220V DC coil, Type TeSys D | Contactor | LV_Switchgear | LC1D95MD | SCHNEIDER | 95A | NA | Nos. | None | Inventory | 95A TP Power contactor for AC3 duty @415V AC with 1NO + 1NC built-in auxiliary contacts, 220V DC coil, Type TeSys D
8922 | 95A TP Power contactor for AC3 duty @415V AC with 1NO + 1NC built-in auxiliary contacts, 415V AC coil, Type TeSys D | Contactor | LV_Switchgear | LC1D95N7 | SCHNEIDER | 95A | NA | Nos. | None | Inventory | 95A TP Power contactor for AC3 duty @415V AC with 1NO + 1NC built-in auxiliary contacts, 415V AC coil, Type TeSys D
8923 | 12.5kVAr @440V AC, TP Capacitor duty contactor with in-built damping resistor & with 1NO +2NC built-in auxiliary contacts, 110V AC coil, Type TeSys LC1-D | Contactor | LV_Switchgear | LC1DFKF7 | SCHNEIDER | 12.5kVAr | NA | Nos. | None | Inventory | 12.5kVAr @440V AC, TP Capacitor duty contactor with in-built damping resistor & with 1NO +2NC built-in auxiliary contacts, 110V AC coil, Type TeSys LC1-D
8924 | 12.5kVAr @440V AC, TP Capacitor duty contactor with in-built damping resistor & with 1NO +2NC built-in auxiliary contacts, 220V AC coil, Type TeSys LC1-D | Contactor | LV_Switchgear | LC1DFKM7 | SCHNEIDER | 12.5kVAr | NA | Nos. | None | Inventory | 12.5kVAr @440V AC, TP Capacitor duty contactor with in-built damping resistor & with 1NO +2NC built-in auxiliary contacts, 220V AC coil, Type TeSys LC1-D
8925 | 16.7kVAr @440V AC, TP Capacitor duty contactor with in-built damping resistor & with 1NO +2NC built-in auxiliary contacts, 110V AC coil, Type TeSys LC1-D | Contactor | LV_Switchgear | LC1DGKF7 | SCHNEIDER | 16.7kVAr | NA | Nos. | None | Inventory | 16.7kVAr @440V AC, TP Capacitor duty contactor with in-built damping resistor & with 1NO +2NC built-in auxiliary contacts, 110V AC coil, Type TeSys LC1-D
8926 | 16.7kVAr @440V AC, TP Capacitor duty contactor with in-built damping resistor & with 1NO +2NC built-in auxiliary contacts, 220V AC coil, Type TeSys LC1-D | Contactor | LV_Switchgear | LC1DGKM7 | SCHNEIDER | 16.7kVAr | NA | Nos. | None | Inventory | 16.7kVAr @440V AC, TP Capacitor duty contactor with in-built damping resistor & with 1NO +2NC built-in auxiliary contacts, 220V AC coil, Type TeSys LC1-D
8927 | 20kVAr @440V AC, TP Capacitor duty contactor with in-built damping resistor & with 1NO +2NC built-in auxiliary contacts, 110V AC coil, Type TeSys LC1-D | Contactor | LV_Switchgear | LC1DLKF7 | SCHNEIDER | 20kVAr | NA | Nos. | None | Inventory | 20kVAr @440V AC, TP Capacitor duty contactor with in-built damping resistor & with 1NO +2NC built-in auxiliary contacts, 110V AC coil, Type TeSys LC1-D
8928 | 20kVAr @440V AC, TP Capacitor duty contactor with in-built damping resistor & with 1NO +2NC built-in auxiliary contacts, 220V AC coil, Type TeSys LC1-D | Contactor | LV_Switchgear | LC1DLKM7 | SCHNEIDER | 20kVAr | NA | Nos. | None | Inventory | 20kVAr @440V AC, TP Capacitor duty contactor with in-built damping resistor & with 1NO +2NC built-in auxiliary contacts, 220V AC coil, Type TeSys LC1-D
8929 | 25kVAr @440V AC, TP Capacitor duty contactor with in-built damping resistor & with 1NO +2NC built-in auxiliary contacts, 110V AC coil, Type TeSys LC1-D | Contactor | LV_Switchgear | LC1DMKF7 | SCHNEIDER | 25kVAr | NA | Nos. | None | Inventory | 25kVAr @440V AC, TP Capacitor duty contactor with in-built damping resistor & with 1NO +2NC built-in auxiliary contacts, 110V AC coil, Type TeSys LC1-D
8930 | 25kVAr @440V AC, TP Capacitor duty contactor with in-built damping resistor & with 1NO +2NC built-in auxiliary contacts, 220V AC coil, Type TeSys LC1-D | Contactor | LV_Switchgear | LC1DMKM7 | SCHNEIDER | 25kVAr | NA | Nos. | None | Inventory | 25kVAr @440V AC, TP Capacitor duty contactor with in-built damping resistor & with 1NO +2NC built-in auxiliary contacts, 220V AC coil, Type TeSys LC1-D
8931 | 33.3kVAr @440V AC, TP Capacitor duty contactor with in-built damping resistor & with 1NO +2NC built-in auxiliary contacts, 110V AC coil, Type TeSys LC1-D | Contactor | LV_Switchgear | LC1DPKF7 | SCHNEIDER | 33.3kVAr | NA | Nos. | None | Inventory | 33.3kVAr @440V AC, TP Capacitor duty contactor with in-built damping resistor & with 1NO +2NC built-in auxiliary contacts, 110V AC coil, Type TeSys LC1-D
8932 | 33.3kVAr @440V AC, TP Capacitor duty contactor with in-built damping resistor & with 1NO +2NC built-in auxiliary contacts, 220V AC coil, Type TeSys LC1-D | Contactor | LV_Switchgear | LC1DPKM7 | SCHNEIDER | 33.3kVAr | NA | Nos. | None | Inventory | 33.3kVAr @440V AC, TP Capacitor duty contactor with in-built damping resistor & with 1NO +2NC built-in auxiliary contacts, 220V AC coil, Type TeSys LC1-D
8933 | 20A FP (4NO) Power contactor for AC1 duty without built-in auxiliary contacts, 24V DC coil, Type TeSys D | Contactor | LV_Switchgear | LC1DT20BD | SCHNEIDER | 20A | NA | Nos. | None | Inventory | 20A FP (4NO) Power contactor for AC1 duty without built-in auxiliary contacts, 24V DC coil, Type TeSys D
8934 | 20A FP (4NO) Power contactor for AC1 duty without built-in auxiliary contacts, 110V DC coil, Type TeSys D | Contactor | LV_Switchgear | LC1DT20FD | SCHNEIDER | 20A | NA | Nos. | None | Inventory | 20A FP (4NO) Power contactor for AC1 duty without built-in auxiliary contacts, 110V DC coil, Type TeSys D
8935 | 20A FP (4NO) Power contactor for AC1 duty without built-in auxiliary contacts, 220V DC coil, Type TeSys D | Contactor | LV_Switchgear | LC1DT20MD | SCHNEIDER | 20A | NA | Nos. | None | Inventory | 20A FP (4NO) Power contactor for AC1 duty without built-in auxiliary contacts, 220V DC coil, Type TeSys D
8936 | 25A FP (4NO) Power contactor for AC1 duty without built-in auxiliary contacts, 24V DC coil, Type TeSys D | Contactor | LV_Switchgear | LC1DT25BD | SCHNEIDER | 25A | NA | Nos. | None | Inventory | 25A FP (4NO) Power contactor for AC1 duty without built-in auxiliary contacts, 24V DC coil, Type TeSys D
8937 | 25A FP (4NO) Power contactor for AC1 duty without built-in auxiliary contacts, 110V DC coil, Type TeSys D | Contactor | LV_Switchgear | LC1DT25FD | SCHNEIDER | 25A | NA | Nos. | None | Inventory | 25A FP (4NO) Power contactor for AC1 duty without built-in auxiliary contacts, 110V DC coil, Type TeSys D
8938 | 25A FP (4NO) Power contactor for AC1 duty without built-in auxiliary contacts, 220V DC coil, Type TeSys D | Contactor | LV_Switchgear | LC1DT25MD | SCHNEIDER | 25A | NA | Nos. | None | Inventory | 25A FP (4NO) Power contactor for AC1 duty without built-in auxiliary contacts, 220V DC coil, Type TeSys D
8939 | 32A FP (4NO) Power contactor for AC1 duty without built-in auxiliary contacts, 24V DC coil, Type TeSys D | Contactor | LV_Switchgear | LC1DT32BD | SCHNEIDER | 32A | NA | Nos. | None | Inventory | 32A FP (4NO) Power contactor for AC1 duty without built-in auxiliary contacts, 24V DC coil, Type TeSys D
8940 | 32A FP (4NO) Power contactor for AC1 duty without built-in auxiliary contacts, 110V DC coil, Type TeSys D | Contactor | LV_Switchgear | LC1DT32FD | SCHNEIDER | 32A | NA | Nos. | None | Inventory | 32A FP (4NO) Power contactor for AC1 duty without built-in auxiliary contacts, 110V DC coil, Type TeSys D
8941 | 32A FP (4NO) Power contactor for AC1 duty without built-in auxiliary contacts, 220V DC coil, Type TeSys D | Contactor | LV_Switchgear | LC1DT32MD | SCHNEIDER | 32A | NA | Nos. | None | Inventory | 32A FP (4NO) Power contactor for AC1 duty without built-in auxiliary contacts, 220V DC coil, Type TeSys D
8942 | 40A FP (4NO) Power contactor for AC1 duty without built-in auxiliary contacts, 24V DC coil, Type TeSys D | Contactor | LV_Switchgear | LC1DT40BD | SCHNEIDER | 40A | NA | Nos. | None | Inventory | 40A FP (4NO) Power contactor for AC1 duty without built-in auxiliary contacts, 24V DC coil, Type TeSys D
8943 | 40A FP (4NO) Power contactor for AC1 duty without built-in auxiliary contacts, 110V DC coil, Type TeSys D | Contactor | LV_Switchgear | LC1DT40FD | SCHNEIDER | 40A | NA | Nos. | None | Inventory | 40A FP (4NO) Power contactor for AC1 duty without built-in auxiliary contacts, 110V DC coil, Type TeSys D
8944 | 40A FP (4NO) Power contactor for AC1 duty without built-in auxiliary contacts, 220V DC coil, Type TeSys D | Contactor | LV_Switchgear | LC1DT40MD | SCHNEIDER | 40A | NA | Nos. | None | Inventory | 40A FP (4NO) Power contactor for AC1 duty without built-in auxiliary contacts, 220V DC coil, Type TeSys D
8945 | 60A FP (4NO) Power contactor for AC1 duty without built-in auxiliary contacts, 24-60V DC coil, Type TeSys D | Contactor | LV_Switchgear | LC1DT60ABNE | SCHNEIDER | 60A | NA | Nos. | None | Inventory | 60A FP (4NO) Power contactor for AC1 duty without built-in auxiliary contacts, 24-60V DC coil, Type TeSys D
8946 | 60A FP (4NO) Power contactor for AC1 duty without built-in auxiliary contacts, 48-130V DC coil, Type TeSys D | Contactor | LV_Switchgear | LC1DT60AEHE | SCHNEIDER | 60A | NA | Nos. | None | Inventory | 60A FP (4NO) Power contactor for AC1 duty without built-in auxiliary contacts, 48-130V DC coil, Type TeSys D
8947 | 60A FP (4NO) Power contactor for AC1 duty without built-in auxiliary contacts, 100-250V DC coil, Type TeSys D | Contactor | LV_Switchgear | LC1DT60AKUE | SCHNEIDER | 60A | NA | Nos. | None | Inventory | 60A FP (4NO) Power contactor for AC1 duty without built-in auxiliary contacts, 100-250V DC coil, Type TeSys D
8948 | 80A FP (4NO) Power contactor for AC1 duty without built-in auxiliary contacts, 24-60V DC coil, Type TeSys D | Contactor | LV_Switchgear | LC1DT80ABNE | SCHNEIDER | 80A | NA | Nos. | None | Inventory | 80A FP (4NO) Power contactor for AC1 duty without built-in auxiliary contacts, 24-60V DC coil, Type TeSys D
8949 | 80A FP (4NO) Power contactor for AC1 duty without built-in auxiliary contacts, 48-130V DC coil, Type TeSys D | Contactor | LV_Switchgear | LC1DT80AEHE | SCHNEIDER | 80A | NA | Nos. | None | Inventory | 80A FP (4NO) Power contactor for AC1 duty without built-in auxiliary contacts, 48-130V DC coil, Type TeSys D
8950 | 80A FP (4NO) Power contactor for AC1 duty without built-in auxiliary contacts, 100-250V DC coil, Type TeSys D | Contactor | LV_Switchgear | LC1DT80AKUE | SCHNEIDER | 80A | NA | Nos. | None | Inventory | 80A FP (4NO) Power contactor for AC1 duty without built-in auxiliary contacts, 100-250V DC coil, Type TeSys D
8951 | 40kVAr @440V AC, TP Capacitor duty contactor with in-built damping resistor & with 1NO +2NC built-in auxiliary contacts, 110V AC coil, Type TeSys LC1-D | Contactor | LV_Switchgear | LC1DTKF7 | SCHNEIDER | 40kVAr | NA | Nos. | None | Inventory | 40kVAr @440V AC, TP Capacitor duty contactor with in-built damping resistor & with 1NO +2NC built-in auxiliary contacts, 110V AC coil, Type TeSys LC1-D
8952 | 40kVAr @440V AC, TP Capacitor duty contactor with in-built damping resistor & with 1NO +2NC built-in auxiliary contacts, 220V AC coil, Type TeSys LC1-D | Contactor | LV_Switchgear | LC1DTKM7 | SCHNEIDER | 40kVAr | NA | Nos. | None | Inventory | 40kVAr @440V AC, TP Capacitor duty contactor with in-built damping resistor & with 1NO +2NC built-in auxiliary contacts, 220V AC coil, Type TeSys LC1-D
8953 | 60kVAr @440V AC, TP Capacitor duty contactor with in-built damping resistor & with 1NO +2NC built-in auxiliary contacts, 110V AC coil, Type TeSys LC1-D | Contactor | LV_Switchgear | LC1DWK12F7 | SCHNEIDER | 60kVAr | NA | Nos. | None | Inventory | 60kVAr @440V AC, TP Capacitor duty contactor with in-built damping resistor & with 1NO +2NC built-in auxiliary contacts, 110V AC coil, Type TeSys LC1-D
8954 | 60kVAr @440V AC, TP Capacitor duty contactor with in-built damping resistor & with 1NO +2NC built-in auxiliary contacts, 220V AC coil, Type TeSys LC1-D | Contactor | LV_Switchgear | LC1DWK12M7 | SCHNEIDER | 60kVAr | NA | Nos. | None | Inventory | 60kVAr @440V AC, TP Capacitor duty contactor with in-built damping resistor & with 1NO +2NC built-in auxiliary contacts, 220V AC coil, Type TeSys LC1-D
8955 | 20A FP (4NO) Power contactor for AC1 duty without built-in auxiliary contacts, 24V AC coil, Frame size-1, Type ETVS | Contactor | LV_Switchgear | LC1E06004B7IN | SCHNEIDER | 20A | NA | Nos. | None | Inventory | 20A FP (4NO) Power contactor for AC1 duty without built-in auxiliary contacts, 24V AC coil, Frame size-1, Type ETVS
8956 | 20A FP (4NO) Power contactor for AC1 duty without built-in auxiliary contacts, 110V AC coil, Frame size-1, Type ETVS | Contactor | LV_Switchgear | LC1E06004F7IN | SCHNEIDER | 20A | NA | Nos. | None | Inventory | 20A FP (4NO) Power contactor for AC1 duty without built-in auxiliary contacts, 110V AC coil, Frame size-1, Type ETVS
8957 | 20A FP (4NO) Power contactor for AC1 duty without built-in auxiliary contacts, 220V AC coil (Wide band), Frame size-1, Type ETVS | Contactor | LV_Switchgear | LC1E06004M5WBIN | SCHNEIDER | 20A | NA | Nos. | None | Inventory | 20A FP (4NO) Power contactor for AC1 duty without built-in auxiliary contacts, 220V AC coil (Wide band), Frame size-1, Type ETVS
8958 | 20A FP (4NO) Power contactor for AC1 duty without built-in auxiliary contacts, 415V AC coil (Wide band), Frame size-1, Type ETVS | Contactor | LV_Switchgear | LC1E06004N5WBIN | SCHNEIDER | 20A | NA | Nos. | None | Inventory | 20A FP (4NO) Power contactor for AC1 duty without built-in auxiliary contacts, 415V AC coil (Wide band), Frame size-1, Type ETVS
8959 | 20A FP (2NO + 2NC) Power contactor for AC1 duty without built-in auxiliary contacts, 24V AC coil, Frame size-1, Type ETVS | Contactor | LV_Switchgear | LC1E06008B7IN | SCHNEIDER | 20A | NA | Nos. | None | Inventory | 20A FP (2NO + 2NC) Power contactor for AC1 duty without built-in auxiliary contacts, 24V AC coil, Frame size-1, Type ETVS
8960 | 20A FP (2NO + 2NC) Power contactor for AC1 duty without built-in auxiliary contacts, 110V AC coil, Frame size-1, Type ETVS | Contactor | LV_Switchgear | LC1E06008F7IN | SCHNEIDER | 20A | NA | Nos. | None | Inventory | 20A FP (2NO + 2NC) Power contactor for AC1 duty without built-in auxiliary contacts, 110V AC coil, Frame size-1, Type ETVS
8961 | 20A FP (2NO + 2NC) Power contactor for AC1 duty without built-in auxiliary contacts, 220V AC coil (Wide band), Frame size-1, Type ETVS | Contactor | LV_Switchgear | LC1E06008M5WBIN | SCHNEIDER | 20A | NA | Nos. | None | Inventory | 20A FP (2NO + 2NC) Power contactor for AC1 duty without built-in auxiliary contacts, 220V AC coil (Wide band), Frame size-1, Type ETVS
8962 | 20A FP (2NO + 2NC) Power contactor for AC1 duty without built-in auxiliary contacts, 415V AC coil (Wide band), Frame size-1, Type ETVS | Contactor | LV_Switchgear | LC1E06008N5WBIN | SCHNEIDER | 20A | NA | Nos. | None | Inventory | 20A FP (2NO + 2NC) Power contactor for AC1 duty without built-in auxiliary contacts, 415V AC coil (Wide band), Frame size-1, Type ETVS
8963 | 6A TP Power contactor for AC3 duty @415V AC with 1NC built-in auxiliary contacts, 24V AC coil, Frame size-1, Type ETVS | Contactor | LV_Switchgear | LC1E0601B7 | SCHNEIDER | 6A | NA | Nos. | None | Inventory | 6A TP Power contactor for AC3 duty @415V AC with 1NC built-in auxiliary contacts, 24V AC coil, Frame size-1, Type ETVS
8964 | 6A TP Power contactor for AC3 duty @415V AC with 1NC built-in auxiliary contacts, 110V AC coil, Frame size-1, Type ETVS | Contactor | LV_Switchgear | LC1E0601F7 | SCHNEIDER | 6A | NA | Nos. | None | Inventory | 6A TP Power contactor for AC3 duty @415V AC with 1NC built-in auxiliary contacts, 110V AC coil, Frame size-1, Type ETVS
8965 | 6A TP Power contactor for AC3 duty @415V AC with 1NC built-in auxiliary contacts, 220V AC coil, Frame size-1, Type ETVS | Contactor | LV_Switchgear | LC1E0601M7 | SCHNEIDER | 6A | NA | Nos. | None | Inventory | 6A TP Power contactor for AC3 duty @415V AC with 1NC built-in auxiliary contacts, 220V AC coil, Frame size-1, Type ETVS
8966 | 6A TP Power contactor for AC3 duty @415V AC with 1NC built-in auxiliary contacts, 415V AC coil, Frame size-1, Type ETVS | Contactor | LV_Switchgear | LC1E0601N5 | SCHNEIDER | 6A | NA | Nos. | None | Inventory | 6A TP Power contactor for AC3 duty @415V AC with 1NC built-in auxiliary contacts, 415V AC coil, Frame size-1, Type ETVS
8967 | 6A TP Power contactor for AC3 duty @415V AC with 1NO built-in auxiliary contacts, 24V AC coil, Frame size-1, Type ETVS | Contactor | LV_Switchgear | LC1E0610B7 | SCHNEIDER | 6A | NA | Nos. | None | Inventory | 6A TP Power contactor for AC3 duty @415V AC with 1NO built-in auxiliary contacts, 24V AC coil, Frame size-1, Type ETVS
8968 | 6A TP Power contactor for AC3 duty @415V AC with 1NO built-in auxiliary contacts, 110V AC coil, Frame size-1, Type ETVS | Contactor | LV_Switchgear | LC1E0610F7 | SCHNEIDER | 6A | NA | Nos. | None | Inventory | 6A TP Power contactor for AC3 duty @415V AC with 1NO built-in auxiliary contacts, 110V AC coil, Frame size-1, Type ETVS
8969 | 6A TP Power contactor for AC3 duty @415V AC with 1NO built-in auxiliary contacts, 220V AC coil, Frame size-1, Type ETVS | Contactor | LV_Switchgear | LC1E0610M7 | SCHNEIDER | 6A | NA | Nos. | None | Inventory | 6A TP Power contactor for AC3 duty @415V AC with 1NO built-in auxiliary contacts, 220V AC coil, Frame size-1, Type ETVS
8970 | 6A TP Power contactor for AC3 duty @415V AC with 1NO built-in auxiliary contacts, 415V AC coil, Frame size-1, Type ETVS | Contactor | LV_Switchgear | LC1E0610N5 | SCHNEIDER | 6A | NA | Nos. | None | Inventory | 6A TP Power contactor for AC3 duty @415V AC with 1NO built-in auxiliary contacts, 415V AC coil, Frame size-1, Type ETVS
8971 | 25A FP (4NO) Power contactor for AC1 duty without built-in auxiliary contacts, 24V AC coil, Frame size-1, Type ETVS | Contactor | LV_Switchgear | LC1E09004B7IN | SCHNEIDER | 25A | NA | Nos. | None | Inventory | 25A FP (4NO) Power contactor for AC1 duty without built-in auxiliary contacts, 24V AC coil, Frame size-1, Type ETVS
8972 | 25A FP (4NO) Power contactor for AC1 duty without built-in auxiliary contacts, 110V AC coil, Frame size-1, Type ETVS | Contactor | LV_Switchgear | LC1E09004F7IN | SCHNEIDER | 25A | NA | Nos. | None | Inventory | 25A FP (4NO) Power contactor for AC1 duty without built-in auxiliary contacts, 110V AC coil, Frame size-1, Type ETVS
8973 | 25A FP (4NO) Power contactor for AC1 duty without built-in auxiliary contacts, 220V AC coil (Wide band), Frame size-1, Type ETVS | Contactor | LV_Switchgear | LC1E09004M5WBIN | SCHNEIDER | 25A | NA | Nos. | None | Inventory | 25A FP (4NO) Power contactor for AC1 duty without built-in auxiliary contacts, 220V AC coil (Wide band), Frame size-1, Type ETVS
8974 | 25A FP (4NO) Power contactor for AC1 duty without built-in auxiliary contacts, 415V AC coil (Wide band), Frame size-1, Type ETVS | Contactor | LV_Switchgear | LC1E09004N5WBIN | SCHNEIDER | 25A | NA | Nos. | None | Inventory | 25A FP (4NO) Power contactor for AC1 duty without built-in auxiliary contacts, 415V AC coil (Wide band), Frame size-1, Type ETVS
8975 | 25A FP (2NO + 2NC) Power contactor for AC1 duty without built-in auxiliary contacts, 24V AC coil, Frame size-1, Type ETVS | Contactor | LV_Switchgear | LC1E09008B7IN | SCHNEIDER | 25A | NA | Nos. | None | Inventory | 25A FP (2NO + 2NC) Power contactor for AC1 duty without built-in auxiliary contacts, 24V AC coil, Frame size-1, Type ETVS
8976 | 25A FP (2NO + 2NC) Power contactor for AC1 duty without built-in auxiliary contacts, 110V AC coil, Frame size-1, Type ETVS | Contactor | LV_Switchgear | LC1E09008F7IN | SCHNEIDER | 25A | NA | Nos. | None | Inventory | 25A FP (2NO + 2NC) Power contactor for AC1 duty without built-in auxiliary contacts, 110V AC coil, Frame size-1, Type ETVS
8977 | 25A FP (2NO + 2NC) Power contactor for AC1 duty without built-in auxiliary contacts, 220V AC coil (Wide band), Frame size-1, Type ETVS | Contactor | LV_Switchgear | LC1E09008M5WBIN | SCHNEIDER | 25A | NA | Nos. | None | Inventory | 25A FP (2NO + 2NC) Power contactor for AC1 duty without built-in auxiliary contacts, 220V AC coil (Wide band), Frame size-1, Type ETVS
8978 | 25A FP (2NO + 2NC) Power contactor for AC1 duty without built-in auxiliary contacts, 415V AC coil (Wide band), Frame size-1, Type ETVS | Contactor | LV_Switchgear | LC1E09008N5WBIN | SCHNEIDER | 25A | NA | Nos. | None | Inventory | 25A FP (2NO + 2NC) Power contactor for AC1 duty without built-in auxiliary contacts, 415V AC coil (Wide band), Frame size-1, Type ETVS
8979 | 9A TP Power contactor for AC3 duty @415V AC with 1NC built-in auxiliary contacts, 24V AC coil, Frame size-1, Type ETVS | Contactor | LV_Switchgear | LC1E0901B7 | SCHNEIDER | 9A | NA | Nos. | None | Inventory | 9A TP Power contactor for AC3 duty @415V AC with 1NC built-in auxiliary contacts, 24V AC coil, Frame size-1, Type ETVS
8980 | 9A TP Power contactor for AC3 duty @415V AC with 1NC built-in auxiliary contacts, 110V AC coil, Frame size-1, Type ETVS | Contactor | LV_Switchgear | LC1E0901F7 | SCHNEIDER | 9A | NA | Nos. | None | Inventory | 9A TP Power contactor for AC3 duty @415V AC with 1NC built-in auxiliary contacts, 110V AC coil, Frame size-1, Type ETVS
8981 | 9A TP Power contactor for AC3 duty @415V AC with 1NC built-in auxiliary contacts, 220V AC coil, Frame size-1, Type ETVS | Contactor | LV_Switchgear | LC1E0901M7 | SCHNEIDER | 9A | NA | Nos. | None | Inventory | 9A TP Power contactor for AC3 duty @415V AC with 1NC built-in auxiliary contacts, 220V AC coil, Frame size-1, Type ETVS
8982 | 9A TP Power contactor for AC3 duty @415V AC with 1NC built-in auxiliary contacts, 415V AC coil, Frame size-1, Type ETVS | Contactor | LV_Switchgear | LC1E0901N5 | SCHNEIDER | 9A | NA | Nos. | None | Inventory | 9A TP Power contactor for AC3 duty @415V AC with 1NC built-in auxiliary contacts, 415V AC coil, Frame size-1, Type ETVS
8983 | 9A TP Power contactor for AC3 duty @415V AC with 1NO built-in auxiliary contacts, 24V AC coil, Frame size-1, Type ETVS | Contactor | LV_Switchgear | LC1E0910B7 | SCHNEIDER | 9A | NA | Nos. | None | Inventory | 9A TP Power contactor for AC3 duty @415V AC with 1NO built-in auxiliary contacts, 24V AC coil, Frame size-1, Type ETVS
8984 | 9A TP Power contactor for AC3 duty @415V AC with 1NO built-in auxiliary contacts, 110V AC coil, Frame size-1, Type ETVS | Contactor | LV_Switchgear | LC1E0910F7 | SCHNEIDER | 9A | NA | Nos. | None | Inventory | 9A TP Power contactor for AC3 duty @415V AC with 1NO built-in auxiliary contacts, 110V AC coil, Frame size-1, Type ETVS
8985 | 9A TP Power contactor for AC3 duty @415V AC with 1NO built-in auxiliary contacts, 220V AC coil, Frame size-1, Type ETVS | Contactor | LV_Switchgear | LC1E0910M7 | SCHNEIDER | 9A | NA | Nos. | None | Inventory | 9A TP Power contactor for AC3 duty @415V AC with 1NO built-in auxiliary contacts, 220V AC coil, Frame size-1, Type ETVS
8986 | 9A TP Power contactor for AC3 duty @415V AC with 1NO built-in auxiliary contacts, 415V AC coil, Frame size-1, Type ETVS | Contactor | LV_Switchgear | LC1E0910N5 | SCHNEIDER | 9A | NA | Nos. | None | Inventory | 9A TP Power contactor for AC3 duty @415V AC with 1NO built-in auxiliary contacts, 415V AC coil, Frame size-1, Type ETVS
8987 | 32A FP (4NO) Power contactor for AC1 duty without built-in auxiliary contacts, 24V AC coil, Frame size-1, Type ETVS | Contactor | LV_Switchgear | LC1E12004B7IN | SCHNEIDER | 32A | NA | Nos. | None | Inventory | 32A FP (4NO) Power contactor for AC1 duty without built-in auxiliary contacts, 24V AC coil, Frame size-1, Type ETVS
8988 | 32A FP (4NO) Power contactor for AC1 duty without built-in auxiliary contacts, 110V AC coil, Frame size-1, Type ETVS | Contactor | LV_Switchgear | LC1E12004F7IN | SCHNEIDER | 32A | NA | Nos. | None | Inventory | 32A FP (4NO) Power contactor for AC1 duty without built-in auxiliary contacts, 110V AC coil, Frame size-1, Type ETVS
8989 | 32A FP (4NO) Power contactor for AC1 duty without built-in auxiliary contacts, 220V AC coil (Wide band), Frame size-1, Type ETVS | Contactor | LV_Switchgear | LC1E12004M5WBIN | SCHNEIDER | 32A | NA | Nos. | None | Inventory | 32A FP (4NO) Power contactor for AC1 duty without built-in auxiliary contacts, 220V AC coil (Wide band), Frame size-1, Type ETVS
8990 | 32A FP (4NO) Power contactor for AC1 duty without built-in auxiliary contacts, 415V AC coil (Wide band), Frame size-1, Type ETVS | Contactor | LV_Switchgear | LC1E12004N5WBIN | SCHNEIDER | 32A | NA | Nos. | None | Inventory | 32A FP (4NO) Power contactor for AC1 duty without built-in auxiliary contacts, 415V AC coil (Wide band), Frame size-1, Type ETVS
8991 | 32A FP (2NO + 2NC) Power contactor for AC1 duty without built-in auxiliary contacts, 24V AC coil, Frame size-1, Type ETVS | Contactor | LV_Switchgear | LC1E12008B7IN | SCHNEIDER | 32A | NA | Nos. | None | Inventory | 32A FP (2NO + 2NC) Power contactor for AC1 duty without built-in auxiliary contacts, 24V AC coil, Frame size-1, Type ETVS
8992 | 32A FP (2NO + 2NC) Power contactor for AC1 duty without built-in auxiliary contacts, 110V AC coil, Frame size-1, Type ETVS | Contactor | LV_Switchgear | LC1E12008F7IN | SCHNEIDER | 32A | NA | Nos. | None | Inventory | 32A FP (2NO + 2NC) Power contactor for AC1 duty without built-in auxiliary contacts, 110V AC coil, Frame size-1, Type ETVS
8993 | 32A FP (2NO + 2NC) Power contactor for AC1 duty without built-in auxiliary contacts, 220V AC coil (Wide band), Frame size-1, Type ETVS | Contactor | LV_Switchgear | LC1E12008M5WBIN | SCHNEIDER | 32A | NA | Nos. | None | Inventory | 32A FP (2NO + 2NC) Power contactor for AC1 duty without built-in auxiliary contacts, 220V AC coil (Wide band), Frame size-1, Type ETVS
8994 | 32A FP (2NO + 2NC) Power contactor for AC1 duty without built-in auxiliary contacts, 415V AC coil (Wide band), Frame size-1, Type ETVS | Contactor | LV_Switchgear | LC1E12008N5WBIN | SCHNEIDER | 32A | NA | Nos. | None | Inventory | 32A FP (2NO + 2NC) Power contactor for AC1 duty without built-in auxiliary contacts, 415V AC coil (Wide band), Frame size-1, Type ETVS
8995 | 12A TP Power contactor for AC3 duty @415V AC with 1NC built-in auxiliary contacts, 24V AC coil, Frame size-1, Type ETVS | Contactor | LV_Switchgear | LC1E1201B7 | SCHNEIDER | 12A | NA | Nos. | None | Inventory | 12A TP Power contactor for AC3 duty @415V AC with 1NC built-in auxiliary contacts, 24V AC coil, Frame size-1, Type ETVS
8996 | 12A TP Power contactor for AC3 duty @415V AC with 1NC built-in auxiliary contacts, 110V AC coil, Frame size-1, Type ETVS | Contactor | LV_Switchgear | LC1E1201F7 | SCHNEIDER | 12A | NA | Nos. | None | Inventory | 12A TP Power contactor for AC3 duty @415V AC with 1NC built-in auxiliary contacts, 110V AC coil, Frame size-1, Type ETVS
8997 | 12A TP Power contactor for AC3 duty @415V AC with 1NC built-in auxiliary contacts, 220V AC coil, Frame size-1, Type ETVS | Contactor | LV_Switchgear | LC1E1201M7 | SCHNEIDER | 12A | NA | Nos. | None | Inventory | 12A TP Power contactor for AC3 duty @415V AC with 1NC built-in auxiliary contacts, 220V AC coil, Frame size-1, Type ETVS
8998 | 12A TP Power contactor for AC3 duty @415V AC with 1NC built-in auxiliary contacts, 415V AC coil, Frame size-1, Type ETVS | Contactor | LV_Switchgear | LC1E1201N5 | SCHNEIDER | 12A | NA | Nos. | None | Inventory | 12A TP Power contactor for AC3 duty @415V AC with 1NC built-in auxiliary contacts, 415V AC coil, Frame size-1, Type ETVS
8999 | 120A TP Power contactor for AC3 duty @415V AC with 1NO + 1NC built-in auxiliary contacts, 24V AC coil, Frame size-5, Type ETVS | Contactor | LV_Switchgear | LC1E120B5 | SCHNEIDER | 120A | NA | Nos. | None | Inventory | 120A TP Power contactor for AC3 duty @415V AC with 1NO + 1NC built-in auxiliary contacts, 24V AC coil, Frame size-5, Type ETVS
9000 | 120A TP Power contactor for AC3 duty @415V AC with 1NO + 1NC built-in auxiliary contacts, 110V AC coil, Frame size-5, Type ETVS | Contactor | LV_Switchgear | LC1E120F5 | SCHNEIDER | 120A | NA | Nos. | None | Inventory | 120A TP Power contactor for AC3 duty @415V AC with 1NO + 1NC built-in auxiliary contacts, 110V AC coil, Frame size-5, Type ETVS
9001 | 120A TP Power contactor for AC3 duty @415V AC with 1NO + 1NC built-in auxiliary contacts, 220V AC coil, Frame size-5, Type ETVS | Contactor | LV_Switchgear | LC1E120M5 | SCHNEIDER | 120A | NA | Nos. | None | Inventory | 120A TP Power contactor for AC3 duty @415V AC with 1NO + 1NC built-in auxiliary contacts, 220V AC coil, Frame size-5, Type ETVS
9002 | 120A TP Power contactor for AC3 duty @415V AC with 1NO + 1NC built-in auxiliary contacts, 415V AC coil, Frame size-5, Type ETVS | Contactor | LV_Switchgear | LC1E120N5 | SCHNEIDER | 120A | NA | Nos. | None | Inventory | 120A TP Power contactor for AC3 duty @415V AC with 1NO + 1NC built-in auxiliary contacts, 415V AC coil, Frame size-5, Type ETVS
9003 | 12A TP Power contactor for AC3 duty @415V AC with 1NO built-in auxiliary contacts, 24V AC coil, Frame size-1, Type ETVS | Contactor | LV_Switchgear | LC1E1210B7 | SCHNEIDER | 12A | NA | Nos. | None | Inventory | 12A TP Power contactor for AC3 duty @415V AC with 1NO built-in auxiliary contacts, 24V AC coil, Frame size-1, Type ETVS
9004 | 12A TP Power contactor for AC3 duty @415V AC with 1NO built-in auxiliary contacts, 110V AC coil, Frame size-1, Type ETVS | Contactor | LV_Switchgear | LC1E1210F7 | SCHNEIDER | 12A | NA | Nos. | None | Inventory | 12A TP Power contactor for AC3 duty @415V AC with 1NO built-in auxiliary contacts, 110V AC coil, Frame size-1, Type ETVS
9005 | 12A TP Power contactor for AC3 duty @415V AC with 1NO built-in auxiliary contacts, 220V AC coil, Frame size-1, Type ETVS | Contactor | LV_Switchgear | LC1E1210M7 | SCHNEIDER | 12A | NA | Nos. | None | Inventory | 12A TP Power contactor for AC3 duty @415V AC with 1NO built-in auxiliary contacts, 220V AC coil, Frame size-1, Type ETVS
9006 | 12A TP Power contactor for AC3 duty @415V AC with 1NO built-in auxiliary contacts, 415V AC coil, Frame size-1, Type ETVS | Contactor | LV_Switchgear | LC1E1210N5 | SCHNEIDER | 12A | NA | Nos. | None | Inventory | 12A TP Power contactor for AC3 duty @415V AC with 1NO built-in auxiliary contacts, 415V AC coil, Frame size-1, Type ETVS
9007 | 160A TP Power contactor for AC3 duty @415V AC with 1NO + 1NC built-in auxiliary contacts, 24V AC coil, Frame size-5, Type ETVS | Contactor | LV_Switchgear | LC1E160B5 | SCHNEIDER | 160A | NA | Nos. | None | Inventory | 160A TP Power contactor for AC3 duty @415V AC with 1NO + 1NC built-in auxiliary contacts, 24V AC coil, Frame size-5, Type ETVS
9008 | 160A TP Power contactor for AC3 duty @415V AC with 1NO + 1NC built-in auxiliary contacts, 110V AC coil, Frame size-5, Type ETVS | Contactor | LV_Switchgear | LC1E160F5 | SCHNEIDER | 160A | NA | Nos. | None | Inventory | 160A TP Power contactor for AC3 duty @415V AC with 1NO + 1NC built-in auxiliary contacts, 110V AC coil, Frame size-5, Type ETVS
9009 | 160A TP Power contactor for AC3 duty @415V AC with 1NO + 1NC built-in auxiliary contacts, 220V AC coil, Frame size-5, Type ETVS | Contactor | LV_Switchgear | LC1E160M5 | SCHNEIDER | 160A | NA | Nos. | None | Inventory | 160A TP Power contactor for AC3 duty @415V AC with 1NO + 1NC built-in auxiliary contacts, 220V AC coil, Frame size-5, Type ETVS
9010 | 160A TP Power contactor for AC3 duty @415V AC with 1NO + 1NC built-in auxiliary contacts, 415V AC coil, Frame size-5, Type ETVS | Contactor | LV_Switchgear | LC1E160N5 | SCHNEIDER | 160A | NA | Nos. | None | Inventory | 160A TP Power contactor for AC3 duty @415V AC with 1NO + 1NC built-in auxiliary contacts, 415V AC coil, Frame size-5, Type ETVS
9011 | 40A FP (4NO) Power contactor for AC1 duty without built-in auxiliary contacts, 24V AC coil, Frame size-1, Type ETVS | Contactor | LV_Switchgear | LC1E18004B7IN | SCHNEIDER | 40A | NA | Nos. | None | Inventory | 40A FP (4NO) Power contactor for AC1 duty without built-in auxiliary contacts, 24V AC coil, Frame size-1, Type ETVS
9012 | 40A FP (4NO) Power contactor for AC1 duty without built-in auxiliary contacts, 110V AC coil, Frame size-1, Type ETVS | Contactor | LV_Switchgear | LC1E18004F7IN | SCHNEIDER | 40A | NA | Nos. | None | Inventory | 40A FP (4NO) Power contactor for AC1 duty without built-in auxiliary contacts, 110V AC coil, Frame size-1, Type ETVS
9013 | 40A FP (4NO) Power contactor for AC1 duty without built-in auxiliary contacts, 220V AC coil (Wide band), Frame size-1, Type ETVS | Contactor | LV_Switchgear | LC1E18004M5WBIN | SCHNEIDER | 40A | NA | Nos. | None | Inventory | 40A FP (4NO) Power contactor for AC1 duty without built-in auxiliary contacts, 220V AC coil (Wide band), Frame size-1, Type ETVS
9014 | 40A FP (4NO) Power contactor for AC1 duty without built-in auxiliary contacts, 415V AC coil (Wide band), Frame size-1, Type ETVS | Contactor | LV_Switchgear | LC1E18004N5WBIN | SCHNEIDER | 40A | NA | Nos. | None | Inventory | 40A FP (4NO) Power contactor for AC1 duty without built-in auxiliary contacts, 415V AC coil (Wide band), Frame size-1, Type ETVS
9015 | 40A FP (2NO + 2NC) Power contactor for AC1 duty without built-in auxiliary contacts, 24V AC coil, Frame size-1, Type ETVS | Contactor | LV_Switchgear | LC1E18008B7IN | SCHNEIDER | 40A | NA | Nos. | None | Inventory | 40A FP (2NO + 2NC) Power contactor for AC1 duty without built-in auxiliary contacts, 24V AC coil, Frame size-1, Type ETVS
9016 | 40A FP (2NO + 2NC) Power contactor for AC1 duty without built-in auxiliary contacts, 110V AC coil, Frame size-1, Type ETVS | Contactor | LV_Switchgear | LC1E18008F7IN | SCHNEIDER | 40A | NA | Nos. | None | Inventory | 40A FP (2NO + 2NC) Power contactor for AC1 duty without built-in auxiliary contacts, 110V AC coil, Frame size-1, Type ETVS
9017 | 40A FP (2NO + 2NC) Power contactor for AC1 duty without built-in auxiliary contacts, 220V AC coil (Wide band), Frame size-1, Type ETVS | Contactor | LV_Switchgear | LC1E18008M5WBIN | SCHNEIDER | 40A | NA | Nos. | None | Inventory | 40A FP (2NO + 2NC) Power contactor for AC1 duty without built-in auxiliary contacts, 220V AC coil (Wide band), Frame size-1, Type ETVS
9018 | 40A FP (2NO + 2NC) Power contactor for AC1 duty without built-in auxiliary contacts, 415V AC coil (Wide band), Frame size-1, Type ETVS | Contactor | LV_Switchgear | LC1E18008N5WBIN | SCHNEIDER | 40A | NA | Nos. | None | Inventory | 40A FP (2NO + 2NC) Power contactor for AC1 duty without built-in auxiliary contacts, 415V AC coil (Wide band), Frame size-1, Type ETVS
9019 | 18A TP Power contactor for AC3 duty @415V AC with 1NC built-in auxiliary contacts, 24V AC coil, Frame size-1, Type ETVS | Contactor | LV_Switchgear | LC1E1801B7 | SCHNEIDER | 18A | NA | Nos. | None | Inventory | 18A TP Power contactor for AC3 duty @415V AC with 1NC built-in auxiliary contacts, 24V AC coil, Frame size-1, Type ETVS
9020 | 18A TP Power contactor for AC3 duty @415V AC with 1NC built-in auxiliary contacts, 110V AC coil, Frame size-1, Type ETVS | Contactor | LV_Switchgear | LC1E1801F7 | SCHNEIDER | 18A | NA | Nos. | None | Inventory | 18A TP Power contactor for AC3 duty @415V AC with 1NC built-in auxiliary contacts, 110V AC coil, Frame size-1, Type ETVS
9021 | 18A TP Power contactor for AC3 duty @415V AC with 1NC built-in auxiliary contacts, 220V AC coil, Frame size-1, Type ETVS | Contactor | LV_Switchgear | LC1E1801M7 | SCHNEIDER | 18A | NA | Nos. | None | Inventory | 18A TP Power contactor for AC3 duty @415V AC with 1NC built-in auxiliary contacts, 220V AC coil, Frame size-1, Type ETVS
9022 | 18A TP Power contactor for AC3 duty @415V AC with 1NC built-in auxiliary contacts, 415V AC coil, Frame size-1, Type ETVS | Contactor | LV_Switchgear | LC1E1801N5 | SCHNEIDER | 18A | NA | Nos. | None | Inventory | 18A TP Power contactor for AC3 duty @415V AC with 1NC built-in auxiliary contacts, 415V AC coil, Frame size-1, Type ETVS
9023 | 18A TP Power contactor for AC3 duty @415V AC with 1NO built-in auxiliary contacts, 24V AC coil, Frame size-1, Type ETVS | Contactor | LV_Switchgear | LC1E1810B7 | SCHNEIDER | 18A | NA | Nos. | None | Inventory | 18A TP Power contactor for AC3 duty @415V AC with 1NO built-in auxiliary contacts, 24V AC coil, Frame size-1, Type ETVS
9024 | 18A TP Power contactor for AC3 duty @415V AC with 1NO built-in auxiliary contacts, 110V AC coil, Frame size-1, Type ETVS | Contactor | LV_Switchgear | LC1E1810F7 | SCHNEIDER | 18A | NA | Nos. | None | Inventory | 18A TP Power contactor for AC3 duty @415V AC with 1NO built-in auxiliary contacts, 110V AC coil, Frame size-1, Type ETVS
9025 | 18A TP Power contactor for AC3 duty @415V AC with 1NO built-in auxiliary contacts, 220V AC coil, Frame size-1, Type ETVS | Contactor | LV_Switchgear | LC1E1810M7 | SCHNEIDER | 18A | NA | Nos. | None | Inventory | 18A TP Power contactor for AC3 duty @415V AC with 1NO built-in auxiliary contacts, 220V AC coil, Frame size-1, Type ETVS
9026 | 18A TP Power contactor for AC3 duty @415V AC with 1NO built-in auxiliary contacts, 415V AC coil, Frame size-1, Type ETVS | Contactor | LV_Switchgear | LC1E1810N5 | SCHNEIDER | 18A | NA | Nos. | None | Inventory | 18A TP Power contactor for AC3 duty @415V AC with 1NO built-in auxiliary contacts, 415V AC coil, Frame size-1, Type ETVS
9027 | 200A TP Power contactor for AC3 duty @415V AC without built-in auxiliary contacts, 24V AC coil, Frame size-6, Type ETVS | Contactor | LV_Switchgear | LC1E200B5 | SCHNEIDER | 200A | NA | Nos. | None | Inventory | 200A TP Power contactor for AC3 duty @415V AC without built-in auxiliary contacts, 24V AC coil, Frame size-6, Type ETVS
9028 | 200A TP Power contactor for AC3 duty @415V AC without built-in auxiliary contacts, 110V AC coil, Frame size-6, Type ETVS | Contactor | LV_Switchgear | LC1E200F5 | SCHNEIDER | 200A | NA | Nos. | None | Inventory | 200A TP Power contactor for AC3 duty @415V AC without built-in auxiliary contacts, 110V AC coil, Frame size-6, Type ETVS
9029 | 200A TP Power contactor for AC3 duty @415V AC without built-in auxiliary contacts, 220V AC coil, Frame size-6, Type ETVS | Contactor | LV_Switchgear | LC1E200M5 | SCHNEIDER | 200A | NA | Nos. | None | Inventory | 200A TP Power contactor for AC3 duty @415V AC without built-in auxiliary contacts, 220V AC coil, Frame size-6, Type ETVS
9030 | 200A TP Power contactor for AC3 duty @415V AC without built-in auxiliary contacts, 415V AC coil, Frame size-6, Type ETVS | Contactor | LV_Switchgear | LC1E200N5 | SCHNEIDER | 200A | NA | Nos. | None | Inventory | 200A TP Power contactor for AC3 duty @415V AC without built-in auxiliary contacts, 415V AC coil, Frame size-6, Type ETVS
9031 | 50A FP (4NO) Power contactor for AC1 duty without built-in auxiliary contacts, 24V AC coil, Frame size-2, Type ETVS | Contactor | LV_Switchgear | LC1E25004B7IN | SCHNEIDER | 50A | NA | Nos. | None | Inventory | 50A FP (4NO) Power contactor for AC1 duty without built-in auxiliary contacts, 24V AC coil, Frame size-2, Type ETVS
9032 | 50A FP (4NO) Power contactor for AC1 duty without built-in auxiliary contacts, 110V AC coil, Frame size-2, Type ETVS | Contactor | LV_Switchgear | LC1E25004F7IN | SCHNEIDER | 50A | NA | Nos. | None | Inventory | 50A FP (4NO) Power contactor for AC1 duty without built-in auxiliary contacts, 110V AC coil, Frame size-2, Type ETVS
9033 | 50A FP (4NO) Power contactor for AC1 duty without built-in auxiliary contacts, 220V AC coil (Wide band), Frame size-2, Type ETVS | Contactor | LV_Switchgear | LC1E25004M5WBIN | SCHNEIDER | 50A | NA | Nos. | None | Inventory | 50A FP (4NO) Power contactor for AC1 duty without built-in auxiliary contacts, 220V AC coil (Wide band), Frame size-2, Type ETVS
9034 | 50A FP (4NO) Power contactor for AC1 duty without built-in auxiliary contacts, 415V AC coil (Wide band), Frame size-2, Type ETVS | Contactor | LV_Switchgear | LC1E25004N5WBIN | SCHNEIDER | 50A | NA | Nos. | None | Inventory | 50A FP (4NO) Power contactor for AC1 duty without built-in auxiliary contacts, 415V AC coil (Wide band), Frame size-2, Type ETVS
9035 | 50A FP (2NO + 2NC) Power contactor for AC1 duty without built-in auxiliary contacts, 24V AC coil, Frame size-2, Type ETVS | Contactor | LV_Switchgear | LC1E25008B7IN | SCHNEIDER | 50A | NA | Nos. | None | Inventory | 50A FP (2NO + 2NC) Power contactor for AC1 duty without built-in auxiliary contacts, 24V AC coil, Frame size-2, Type ETVS
9036 | 50A FP (2NO + 2NC) Power contactor for AC1 duty without built-in auxiliary contacts, 110V AC coil, Frame size-2, Type ETVS | Contactor | LV_Switchgear | LC1E25008F7IN | SCHNEIDER | 50A | NA | Nos. | None | Inventory | 50A FP (2NO + 2NC) Power contactor for AC1 duty without built-in auxiliary contacts, 110V AC coil, Frame size-2, Type ETVS
9037 | 50A FP (2NO + 2NC) Power contactor for AC1 duty without built-in auxiliary contacts, 220V AC coil (Wide band), Frame size-2, Type ETVS | Contactor | LV_Switchgear | LC1E25008M5WBIN | SCHNEIDER | 50A | NA | Nos. | None | Inventory | 50A FP (2NO + 2NC) Power contactor for AC1 duty without built-in auxiliary contacts, 220V AC coil (Wide band), Frame size-2, Type ETVS
9038 | 50A FP (2NO + 2NC) Power contactor for AC1 duty without built-in auxiliary contacts, 415V AC coil (Wide band), Frame size-2, Type ETVS | Contactor | LV_Switchgear | LC1E25008N5WBIN | SCHNEIDER | 50A | NA | Nos. | None | Inventory | 50A FP (2NO + 2NC) Power contactor for AC1 duty without built-in auxiliary contacts, 415V AC coil (Wide band), Frame size-2, Type ETVS
9039 | 25A TP Power contactor for AC3 duty @415V AC with 1NC built-in auxiliary contacts, 24V AC coil, Frame size-1, Type ETVS | Contactor | LV_Switchgear | LC1E2501B7 | SCHNEIDER | 25A | NA | Nos. | None | Inventory | 25A TP Power contactor for AC3 duty @415V AC with 1NC built-in auxiliary contacts, 24V AC coil, Frame size-1, Type ETVS
9040 | 25A TP Power contactor for AC3 duty @415V AC with 1NC built-in auxiliary contacts, 110V AC coil, Frame size-1, Type ETVS | Contactor | LV_Switchgear | LC1E2501F7 | SCHNEIDER | 25A | NA | Nos. | None | Inventory | 25A TP Power contactor for AC3 duty @415V AC with 1NC built-in auxiliary contacts, 110V AC coil, Frame size-1, Type ETVS
9041 | 25A TP Power contactor for AC3 duty @415V AC with 1NC built-in auxiliary contacts, 220V AC coil, Frame size-1, Type ETVS | Contactor | LV_Switchgear | LC1E2501M7 | SCHNEIDER | 25A | NA | Nos. | None | Inventory | 25A TP Power contactor for AC3 duty @415V AC with 1NC built-in auxiliary contacts, 220V AC coil, Frame size-1, Type ETVS
9042 | 25A TP Power contactor for AC3 duty @415V AC with 1NC built-in auxiliary contacts, 415V AC coil, Frame size-1, Type ETVS | Contactor | LV_Switchgear | LC1E2501N5 | SCHNEIDER | 25A | NA | Nos. | None | Inventory | 25A TP Power contactor for AC3 duty @415V AC with 1NC built-in auxiliary contacts, 415V AC coil, Frame size-1, Type ETVS
9043 | 250A TP Power contactor for AC3 duty @415V AC without built-in auxiliary contacts, 24V AC coil, Frame size-6, Type ETVS | Contactor | LV_Switchgear | LC1E250B5 | SCHNEIDER | 250A | NA | Nos. | None | Inventory | 250A TP Power contactor for AC3 duty @415V AC without built-in auxiliary contacts, 24V AC coil, Frame size-6, Type ETVS
9044 | 250A TP Power contactor for AC3 duty @415V AC without built-in auxiliary contacts, 110V AC coil, Frame size-6, Type ETVS | Contactor | LV_Switchgear | LC1E250F5 | SCHNEIDER | 250A | NA | Nos. | None | Inventory | 250A TP Power contactor for AC3 duty @415V AC without built-in auxiliary contacts, 110V AC coil, Frame size-6, Type ETVS
9045 | 250A TP Power contactor for AC3 duty @415V AC without built-in auxiliary contacts, 220V AC coil, Frame size-6, Type ETVS | Contactor | LV_Switchgear | LC1E250M5 | SCHNEIDER | 250A | NA | Nos. | None | Inventory | 250A TP Power contactor for AC3 duty @415V AC without built-in auxiliary contacts, 220V AC coil, Frame size-6, Type ETVS
9046 | 250A TP Power contactor for AC3 duty @415V AC without built-in auxiliary contacts, 415V AC coil, Frame size-6, Type ETVS | Contactor | LV_Switchgear | LC1E250N5 | SCHNEIDER | 250A | NA | Nos. | None | Inventory | 250A TP Power contactor for AC3 duty @415V AC without built-in auxiliary contacts, 415V AC coil, Frame size-6, Type ETVS
9047 | 25A TP Power contactor for AC3 duty @415V AC with 1NO built-in auxiliary contacts, 24V AC coil, Frame size-1, Type ETVS | Contactor | LV_Switchgear | LC1E2510B7 | SCHNEIDER | 25A | NA | Nos. | None | Inventory | 25A TP Power contactor for AC3 duty @415V AC with 1NO built-in auxiliary contacts, 24V AC coil, Frame size-1, Type ETVS
9048 | 25A TP Power contactor for AC3 duty @415V AC with 1NO built-in auxiliary contacts, 110V AC coil, Frame size-1, Type ETVS | Contactor | LV_Switchgear | LC1E2510F7 | SCHNEIDER | 25A | NA | Nos. | None | Inventory | 25A TP Power contactor for AC3 duty @415V AC with 1NO built-in auxiliary contacts, 110V AC coil, Frame size-1, Type ETVS
9049 | 25A TP Power contactor for AC3 duty @415V AC with 1NO built-in auxiliary contacts, 220V AC coil, Frame size-1, Type ETVS | Contactor | LV_Switchgear | LC1E2510M7 | SCHNEIDER | 25A | NA | Nos. | None | Inventory | 25A TP Power contactor for AC3 duty @415V AC with 1NO built-in auxiliary contacts, 220V AC coil, Frame size-1, Type ETVS
9050 | 25A TP Power contactor for AC3 duty @415V AC with 1NO built-in auxiliary contacts, 415V AC coil, Frame size-1, Type ETVS | Contactor | LV_Switchgear | LC1E2510N5 | SCHNEIDER | 25A | NA | Nos. | None | Inventory | 25A TP Power contactor for AC3 duty @415V AC with 1NO built-in auxiliary contacts, 415V AC coil, Frame size-1, Type ETVS
9051 | 300A TP Power contactor for AC3 duty @415V AC without built-in auxiliary contacts, 24V AC coil, Frame size-7, Type ETVS | Contactor | LV_Switchgear | LC1E300B5 | SCHNEIDER | 300A | NA | Nos. | None | Inventory | 300A TP Power contactor for AC3 duty @415V AC without built-in auxiliary contacts, 24V AC coil, Frame size-7, Type ETVS
9052 | 300A TP Power contactor for AC3 duty @415V AC without built-in auxiliary contacts, 110V AC coil, Frame size-7, Type ETVS | Contactor | LV_Switchgear | LC1E300F5 | SCHNEIDER | 300A | NA | Nos. | None | Inventory | 300A TP Power contactor for AC3 duty @415V AC without built-in auxiliary contacts, 110V AC coil, Frame size-7, Type ETVS
9053 | 300A TP Power contactor for AC3 duty @415V AC without built-in auxiliary contacts, 220V AC coil, Frame size-7, Type ETVS | Contactor | LV_Switchgear | LC1E300M5 | SCHNEIDER | 300A | NA | Nos. | None | Inventory | 300A TP Power contactor for AC3 duty @415V AC without built-in auxiliary contacts, 220V AC coil, Frame size-7, Type ETVS
9054 | 300A TP Power contactor for AC3 duty @415V AC without built-in auxiliary contacts, 415V AC coil, Frame size-7, Type ETVS | Contactor | LV_Switchgear | LC1E300N5 | SCHNEIDER | 300A | NA | Nos. | None | Inventory | 300A TP Power contactor for AC3 duty @415V AC without built-in auxiliary contacts, 415V AC coil, Frame size-7, Type ETVS
9055 | 55A FP (4NO) Power contactor for AC1 duty without built-in auxiliary contacts, 24V AC coil, Frame size-2, Type ETVS | Contactor | LV_Switchgear | LC1E32004B7IN | SCHNEIDER | 55A | NA | Nos. | None | Inventory | 55A FP (4NO) Power contactor for AC1 duty without built-in auxiliary contacts, 24V AC coil, Frame size-2, Type ETVS
9056 | 55A FP (4NO) Power contactor for AC1 duty without built-in auxiliary contacts, 110V AC coil, Frame size-2, Type ETVS | Contactor | LV_Switchgear | LC1E32004F7IN | SCHNEIDER | 55A | NA | Nos. | None | Inventory | 55A FP (4NO) Power contactor for AC1 duty without built-in auxiliary contacts, 110V AC coil, Frame size-2, Type ETVS
9057 | 55A FP (4NO) Power contactor for AC1 duty without built-in auxiliary contacts, 220V AC coil (Wide band), Frame size-2, Type ETVS | Contactor | LV_Switchgear | LC1E32004M5WBIN | SCHNEIDER | 55A | NA | Nos. | None | Inventory | 55A FP (4NO) Power contactor for AC1 duty without built-in auxiliary contacts, 220V AC coil (Wide band), Frame size-2, Type ETVS
9058 | 55A FP (4NO) Power contactor for AC1 duty without built-in auxiliary contacts, 415V AC coil (Wide band), Frame size-2, Type ETVS | Contactor | LV_Switchgear | LC1E32004N5WBIN | SCHNEIDER | 55A | NA | Nos. | None | Inventory | 55A FP (4NO) Power contactor for AC1 duty without built-in auxiliary contacts, 415V AC coil (Wide band), Frame size-2, Type ETVS
9059 | 55A FP (2NO + 2NC) Power contactor for AC1 duty without built-in auxiliary contacts, 24V AC coil, Frame size-2, Type ETVS | Contactor | LV_Switchgear | LC1E32008B7IN | SCHNEIDER | 55A | NA | Nos. | None | Inventory | 55A FP (2NO + 2NC) Power contactor for AC1 duty without built-in auxiliary contacts, 24V AC coil, Frame size-2, Type ETVS
9060 | 55A FP (2NO + 2NC) Power contactor for AC1 duty without built-in auxiliary contacts, 110V AC coil, Frame size-2, Type ETVS | Contactor | LV_Switchgear | LC1E32008F7IN | SCHNEIDER | 55A | NA | Nos. | None | Inventory | 55A FP (2NO + 2NC) Power contactor for AC1 duty without built-in auxiliary contacts, 110V AC coil, Frame size-2, Type ETVS
9061 | 55A FP (2NO + 2NC) Power contactor for AC1 duty without built-in auxiliary contacts, 220V AC coil (Wide band), Frame size-2, Type ETVS | Contactor | LV_Switchgear | LC1E32008M5WBIN | SCHNEIDER | 55A | NA | Nos. | None | Inventory | 55A FP (2NO + 2NC) Power contactor for AC1 duty without built-in auxiliary contacts, 220V AC coil (Wide band), Frame size-2, Type ETVS
9062 | 55A FP (2NO + 2NC) Power contactor for AC1 duty without built-in auxiliary contacts, 415V AC coil (Wide band), Frame size-2, Type ETVS | Contactor | LV_Switchgear | LC1E32008N5WBIN | SCHNEIDER | 55A | NA | Nos. | None | Inventory | 55A FP (2NO + 2NC) Power contactor for AC1 duty without built-in auxiliary contacts, 415V AC coil (Wide band), Frame size-2, Type ETVS
9063 | 32A TP Power contactor for AC3 duty @415V AC with 1NC built-in auxiliary contacts, 24V AC coil, Frame size-2, Type ETVS | Contactor | LV_Switchgear | LC1E3201B7 | SCHNEIDER | 32A | NA | Nos. | None | Inventory | 32A TP Power contactor for AC3 duty @415V AC with 1NC built-in auxiliary contacts, 24V AC coil, Frame size-2, Type ETVS
9064 | 32A TP Power contactor for AC3 duty @415V AC with 1NC built-in auxiliary contacts, 110V AC coil, Frame size-2, Type ETVS | Contactor | LV_Switchgear | LC1E3201F7 | SCHNEIDER | 32A | NA | Nos. | None | Inventory | 32A TP Power contactor for AC3 duty @415V AC with 1NC built-in auxiliary contacts, 110V AC coil, Frame size-2, Type ETVS
9065 | 32A TP Power contactor for AC3 duty @415V AC with 1NC built-in auxiliary contacts, 220V AC coil, Frame size-2, Type ETVS | Contactor | LV_Switchgear | LC1E3201M7 | SCHNEIDER | 32A | NA | Nos. | None | Inventory | 32A TP Power contactor for AC3 duty @415V AC with 1NC built-in auxiliary contacts, 220V AC coil, Frame size-2, Type ETVS
9066 | 32A TP Power contactor for AC3 duty @415V AC with 1NC built-in auxiliary contacts, 415V AC coil, Frame size-2, Type ETVS | Contactor | LV_Switchgear | LC1E3201N5 | SCHNEIDER | 32A | NA | Nos. | None | Inventory | 32A TP Power contactor for AC3 duty @415V AC with 1NC built-in auxiliary contacts, 415V AC coil, Frame size-2, Type ETVS
9067 | 32A TP Power contactor for AC3 duty @415V AC with 1NO built-in auxiliary contacts, 24V AC coil, Frame size-2, Type ETVS | Contactor | LV_Switchgear | LC1E3210B7 | SCHNEIDER | 32A | NA | Nos. | None | Inventory | 32A TP Power contactor for AC3 duty @415V AC with 1NO built-in auxiliary contacts, 24V AC coil, Frame size-2, Type ETVS
9068 | 32A TP Power contactor for AC3 duty @415V AC with 1NO built-in auxiliary contacts, 110V AC coil, Frame size-2, Type ETVS | Contactor | LV_Switchgear | LC1E3210F7 | SCHNEIDER | 32A | NA | Nos. | None | Inventory | 32A TP Power contactor for AC3 duty @415V AC with 1NO built-in auxiliary contacts, 110V AC coil, Frame size-2, Type ETVS
9069 | 32A TP Power contactor for AC3 duty @415V AC with 1NO built-in auxiliary contacts, 220V AC coil, Frame size-2, Type ETVS | Contactor | LV_Switchgear | LC1E3210M7 | SCHNEIDER | 32A | NA | Nos. | None | Inventory | 32A TP Power contactor for AC3 duty @415V AC with 1NO built-in auxiliary contacts, 220V AC coil, Frame size-2, Type ETVS
9070 | 32A TP Power contactor for AC3 duty @415V AC with 1NO built-in auxiliary contacts, 415V AC coil, Frame size-2, Type ETVS | Contactor | LV_Switchgear | LC1E3210N5 | SCHNEIDER | 32A | NA | Nos. | None | Inventory | 32A TP Power contactor for AC3 duty @415V AC with 1NO built-in auxiliary contacts, 415V AC coil, Frame size-2, Type ETVS
9071 | 60A FP (4NO) Power contactor for AC1 duty without built-in auxiliary contacts, 24V AC coil, Frame size-2, Type ETVS | Contactor | LV_Switchgear | LC1E38004B7IN | SCHNEIDER | 60A | NA | Nos. | None | Inventory | 60A FP (4NO) Power contactor for AC1 duty without built-in auxiliary contacts, 24V AC coil, Frame size-2, Type ETVS
9072 | 60A FP (4NO) Power contactor for AC1 duty without built-in auxiliary contacts, 110V AC coil, Frame size-2, Type ETVS | Contactor | LV_Switchgear | LC1E38004F7IN | SCHNEIDER | 60A | NA | Nos. | None | Inventory | 60A FP (4NO) Power contactor for AC1 duty without built-in auxiliary contacts, 110V AC coil, Frame size-2, Type ETVS
9073 | 60A FP (4NO) Power contactor for AC1 duty without built-in auxiliary contacts, 220V AC coil (Wide band), Frame size-2, Type ETVS | Contactor | LV_Switchgear | LC1E38004M5WBIN | SCHNEIDER | 60A | NA | Nos. | None | Inventory | 60A FP (4NO) Power contactor for AC1 duty without built-in auxiliary contacts, 220V AC coil (Wide band), Frame size-2, Type ETVS
9074 | 60A FP (4NO) Power contactor for AC1 duty without built-in auxiliary contacts, 415V AC coil (Wide band), Frame size-2, Type ETVS | Contactor | LV_Switchgear | LC1E38004N5WBIN | SCHNEIDER | 60A | NA | Nos. | None | Inventory | 60A FP (4NO) Power contactor for AC1 duty without built-in auxiliary contacts, 415V AC coil (Wide band), Frame size-2, Type ETVS
9075 | 60A FP (2NO + 2NC) Power contactor for AC1 duty without built-in auxiliary contacts, 24V AC coil, Frame size-2, Type ETVS | Contactor | LV_Switchgear | LC1E38008B7IN | SCHNEIDER | 60A | NA | Nos. | None | Inventory | 60A FP (2NO + 2NC) Power contactor for AC1 duty without built-in auxiliary contacts, 24V AC coil, Frame size-2, Type ETVS
9076 | 60A FP (2NO + 2NC) Power contactor for AC1 duty without built-in auxiliary contacts, 110V AC coil, Frame size-2, Type ETVS | Contactor | LV_Switchgear | LC1E38008F7IN | SCHNEIDER | 60A | NA | Nos. | None | Inventory | 60A FP (2NO + 2NC) Power contactor for AC1 duty without built-in auxiliary contacts, 110V AC coil, Frame size-2, Type ETVS
9077 | 60A FP (2NO + 2NC) Power contactor for AC1 duty without built-in auxiliary contacts, 220V AC coil (Wide band), Frame size-2, Type ETVS | Contactor | LV_Switchgear | LC1E38008M5WBIN | SCHNEIDER | 60A | NA | Nos. | None | Inventory | 60A FP (2NO + 2NC) Power contactor for AC1 duty without built-in auxiliary contacts, 220V AC coil (Wide band), Frame size-2, Type ETVS
9078 | 60A FP (2NO + 2NC) Power contactor for AC1 duty without built-in auxiliary contacts, 415V AC coil (Wide band), Frame size-2, Type ETVS | Contactor | LV_Switchgear | LC1E38008N5WBIN | SCHNEIDER | 60A | NA | Nos. | None | Inventory | 60A FP (2NO + 2NC) Power contactor for AC1 duty without built-in auxiliary contacts, 415V AC coil (Wide band), Frame size-2, Type ETVS
9079 | 38A TP Power contactor for AC3 duty @415V AC with 1NC built-in auxiliary contacts, 24V AC coil, Frame size-2, Type ETVS | Contactor | LV_Switchgear | LC1E3801B7 | SCHNEIDER | 38A | NA | Nos. | None | Inventory | 38A TP Power contactor for AC3 duty @415V AC with 1NC built-in auxiliary contacts, 24V AC coil, Frame size-2, Type ETVS
9080 | 38A TP Power contactor for AC3 duty @415V AC with 1NC built-in auxiliary contacts, 110V AC coil, Frame size-2, Type ETVS | Contactor | LV_Switchgear | LC1E3801F7 | SCHNEIDER | 38A | NA | Nos. | None | Inventory | 38A TP Power contactor for AC3 duty @415V AC with 1NC built-in auxiliary contacts, 110V AC coil, Frame size-2, Type ETVS
9081 | 38A TP Power contactor for AC3 duty @415V AC with 1NC built-in auxiliary contacts, 220V AC coil, Frame size-2, Type ETVS | Contactor | LV_Switchgear | LC1E3801M7 | SCHNEIDER | 38A | NA | Nos. | None | Inventory | 38A TP Power contactor for AC3 duty @415V AC with 1NC built-in auxiliary contacts, 220V AC coil, Frame size-2, Type ETVS
9082 | 38A TP Power contactor for AC3 duty @415V AC with 1NC built-in auxiliary contacts, 415V AC coil, Frame size-2, Type ETVS | Contactor | LV_Switchgear | LC1E3801N5 | SCHNEIDER | 38A | NA | Nos. | None | Inventory | 38A TP Power contactor for AC3 duty @415V AC with 1NC built-in auxiliary contacts, 415V AC coil, Frame size-2, Type ETVS
9083 | 38A TP Power contactor for AC3 duty @415V AC with 1NO built-in auxiliary contacts, 24V AC coil, Frame size-2, Type ETVS | Contactor | LV_Switchgear | LC1E3810B7 | SCHNEIDER | 38A | NA | Nos. | None | Inventory | 38A TP Power contactor for AC3 duty @415V AC with 1NO built-in auxiliary contacts, 24V AC coil, Frame size-2, Type ETVS
9084 | 38A TP Power contactor for AC3 duty @415V AC with 1NO built-in auxiliary contacts, 110V AC coil, Frame size-2, Type ETVS | Contactor | LV_Switchgear | LC1E3810F7 | SCHNEIDER | 38A | NA | Nos. | None | Inventory | 38A TP Power contactor for AC3 duty @415V AC with 1NO built-in auxiliary contacts, 110V AC coil, Frame size-2, Type ETVS
9085 | 38A TP Power contactor for AC3 duty @415V AC with 1NO built-in auxiliary contacts, 220V AC coil, Frame size-2, Type ETVS | Contactor | LV_Switchgear | LC1E3810M7 | SCHNEIDER | 38A | NA | Nos. | None | Inventory | 38A TP Power contactor for AC3 duty @415V AC with 1NO built-in auxiliary contacts, 220V AC coil, Frame size-2, Type ETVS
9086 | 38A TP Power contactor for AC3 duty @415V AC with 1NO built-in auxiliary contacts, 415V AC coil, Frame size-2, Type ETVS | Contactor | LV_Switchgear | LC1E3810N5 | SCHNEIDER | 38A | NA | Nos. | None | Inventory | 38A TP Power contactor for AC3 duty @415V AC with 1NO built-in auxiliary contacts, 415V AC coil, Frame size-2, Type ETVS
9087 | 75A FP (4NO) Power contactor for AC1 duty without built-in auxiliary contacts, 24V AC coil, Frame size-3, Type ETVS | Contactor | LV_Switchgear | LC1E40004B7IN | SCHNEIDER | 75A | NA | Nos. | None | Inventory | 75A FP (4NO) Power contactor for AC1 duty without built-in auxiliary contacts, 24V AC coil, Frame size-3, Type ETVS
9088 | 75A FP (4NO) Power contactor for AC1 duty without built-in auxiliary contacts, 110V AC coil, Frame size-3, Type ETVS | Contactor | LV_Switchgear | LC1E40004F7IN | SCHNEIDER | 75A | NA | Nos. | None | Inventory | 75A FP (4NO) Power contactor for AC1 duty without built-in auxiliary contacts, 110V AC coil, Frame size-3, Type ETVS
9089 | 75A FP (4NO) Power contactor for AC1 duty without built-in auxiliary contacts, 220V AC coil (Wide band), Frame size-3, Type ETVS | Contactor | LV_Switchgear | LC1E40004M5WBIN | SCHNEIDER | 75A | NA | Nos. | None | Inventory | 75A FP (4NO) Power contactor for AC1 duty without built-in auxiliary contacts, 220V AC coil (Wide band), Frame size-3, Type ETVS
9090 | 75A FP (4NO) Power contactor for AC1 duty without built-in auxiliary contacts, 415V AC coil (Wide band), Frame size-3, Type ETVS | Contactor | LV_Switchgear | LC1E40004N5WBIN | SCHNEIDER | 75A | NA | Nos. | None | Inventory | 75A FP (4NO) Power contactor for AC1 duty without built-in auxiliary contacts, 415V AC coil (Wide band), Frame size-3, Type ETVS
9091 | 75A FP (2NO + 2NC) Power contactor for AC1 duty without built-in auxiliary contacts, 24V AC coil, Frame size-3, Type ETVS | Contactor | LV_Switchgear | LC1E40008B7IN | SCHNEIDER | 75A | NA | Nos. | None | Inventory | 75A FP (2NO + 2NC) Power contactor for AC1 duty without built-in auxiliary contacts, 24V AC coil, Frame size-3, Type ETVS
9092 | 75A FP (2NO + 2NC) Power contactor for AC1 duty without built-in auxiliary contacts, 110V AC coil, Frame size-3, Type ETVS | Contactor | LV_Switchgear | LC1E40008F7IN | SCHNEIDER | 75A | NA | Nos. | None | Inventory | 75A FP (2NO + 2NC) Power contactor for AC1 duty without built-in auxiliary contacts, 110V AC coil, Frame size-3, Type ETVS
9093 | 75A FP (2NO + 2NC) Power contactor for AC1 duty without built-in auxiliary contacts, 220V AC coil (Wide band), Frame size-3, Type ETVS | Contactor | LV_Switchgear | LC1E40008M5WBIN | SCHNEIDER | 75A | NA | Nos. | None | Inventory | 75A FP (2NO + 2NC) Power contactor for AC1 duty without built-in auxiliary contacts, 220V AC coil (Wide band), Frame size-3, Type ETVS
9094 | 75A FP (2NO + 2NC) Power contactor for AC1 duty without built-in auxiliary contacts, 415V AC coil (Wide band), Frame size-3, Type ETVS | Contactor | LV_Switchgear | LC1E40008N5WBIN | SCHNEIDER | 75A | NA | Nos. | None | Inventory | 75A FP (2NO + 2NC) Power contactor for AC1 duty without built-in auxiliary contacts, 415V AC coil (Wide band), Frame size-3, Type ETVS
9095 | 400A TP Power contactor for AC3 duty @415V AC without built-in auxiliary contacts, 24V AC coil, Frame size-7, Type ETVS | Contactor | LV_Switchgear | LC1E400B7 | SCHNEIDER | 400A | NA | Nos. | None | Inventory | 400A TP Power contactor for AC3 duty @415V AC without built-in auxiliary contacts, 24V AC coil, Frame size-7, Type ETVS
9096 | 400A TP Power contactor for AC3 duty @415V AC without built-in auxiliary contacts, 110V AC coil, Frame size-7, Type ETVS | Contactor | LV_Switchgear | LC1E400F7 | SCHNEIDER | 400A | NA | Nos. | None | Inventory | 400A TP Power contactor for AC3 duty @415V AC without built-in auxiliary contacts, 110V AC coil, Frame size-7, Type ETVS
9097 | 400A TP Power contactor for AC3 duty @415V AC without built-in auxiliary contacts, 220V AC coil, Frame size-7, Type ETVS | Contactor | LV_Switchgear | LC1E400M7 | SCHNEIDER | 400A | NA | Nos. | None | Inventory | 400A TP Power contactor for AC3 duty @415V AC without built-in auxiliary contacts, 220V AC coil, Frame size-7, Type ETVS
9098 | 400A TP Power contactor for AC3 duty @415V AC without built-in auxiliary contacts, 415V AC coil, Frame size-7, Type ETVS | Contactor | LV_Switchgear | LC1E400N7 | SCHNEIDER | 400A | NA | Nos. | None | Inventory | 400A TP Power contactor for AC3 duty @415V AC without built-in auxiliary contacts, 415V AC coil, Frame size-7, Type ETVS
9099 | 40A TP Power contactor for AC3 duty @415V AC with 1NC built-in auxiliary contacts, 220V AC coil, Frame size-2, Type ETVS | Contactor | LV_Switchgear | LC1E40B01M5WB | SCHNEIDER | 40A | NA | Nos. | None | Inventory | 40A TP Power contactor for AC3 duty @415V AC with 1NC built-in auxiliary contacts, 220V AC coil, Frame size-2, Type ETVS
9100 | 40A TP Power contactor for AC3 duty @415V AC with 1NC built-in auxiliary contacts, 415V AC coil, Frame size-2, Type ETVS | Contactor | LV_Switchgear | LC1E40B01N5WB | SCHNEIDER | 40A | NA | Nos. | None | Inventory | 40A TP Power contactor for AC3 duty @415V AC with 1NC built-in auxiliary contacts, 415V AC coil, Frame size-2, Type ETVS
9101 | 40A TP Power contactor for AC3 duty @415V AC with 1NO built-in auxiliary contacts, 220V AC coil, Frame size-2, Type ETVS | Contactor | LV_Switchgear | LC1E40B10M5WB | SCHNEIDER | 40A | NA | Nos. | None | Inventory | 40A TP Power contactor for AC3 duty @415V AC with 1NO built-in auxiliary contacts, 220V AC coil, Frame size-2, Type ETVS
9102 | 40A TP Power contactor for AC3 duty @415V AC with 1NO built-in auxiliary contacts, 415V AC coil, Frame size-2, Type ETVS | Contactor | LV_Switchgear | LC1E40B10N5WB | SCHNEIDER | 40A | NA | Nos. | None | Inventory | 40A TP Power contactor for AC3 duty @415V AC with 1NO built-in auxiliary contacts, 415V AC coil, Frame size-2, Type ETVS
9103 | 40A TP Power contactor for AC3 duty @415V AC with 1NO + 1NC built-in auxiliary contacts, 24V AC coil, Frame size-3, Type ETVS | Contactor | LV_Switchgear | LC1E40B7 | SCHNEIDER | 40A | NA | Nos. | None | Inventory | 40A TP Power contactor for AC3 duty @415V AC with 1NO + 1NC built-in auxiliary contacts, 24V AC coil, Frame size-3, Type ETVS
9104 | 40A TP Power contactor for AC3 duty @415V AC with 1NO + 1NC built-in auxiliary contacts, 110V AC coil, Frame size-3, Type ETVS | Contactor | LV_Switchgear | LC1E40F7 | SCHNEIDER | 40A | NA | Nos. | None | Inventory | 40A TP Power contactor for AC3 duty @415V AC with 1NO + 1NC built-in auxiliary contacts, 110V AC coil, Frame size-3, Type ETVS
9105 | 40A TP Power contactor for AC3 duty @415V AC with 1NO + 1NC built-in auxiliary contacts, 220V AC coil, Frame size-3, Type ETVS | Contactor | LV_Switchgear | LC1E40M7 | SCHNEIDER | 40A | NA | Nos. | None | Inventory | 40A TP Power contactor for AC3 duty @415V AC with 1NO + 1NC built-in auxiliary contacts, 220V AC coil, Frame size-3, Type ETVS
9106 | 40A TP Power contactor for AC3 duty @415V AC with 1NO + 1NC built-in auxiliary contacts, 415V AC coil, Frame size-3, Type ETVS | Contactor | LV_Switchgear | LC1E40N5 | SCHNEIDER | 40A | NA | Nos. | None | Inventory | 40A TP Power contactor for AC3 duty @415V AC with 1NO + 1NC built-in auxiliary contacts, 415V AC coil, Frame size-3, Type ETVS
9107 | 500A TP Power contactor for AC3 duty @415V AC without built-in auxiliary contacts, 24V AC coil, Frame size-8, Type ETVS | Contactor | LV_Switchgear | LC1E500B7 | SCHNEIDER | 500A | NA | Nos. | None | Inventory | 500A TP Power contactor for AC3 duty @415V AC without built-in auxiliary contacts, 24V AC coil, Frame size-8, Type ETVS
9108 | 500A TP Power contactor for AC3 duty @415V AC without built-in auxiliary contacts, 110V AC coil, Frame size-8, Type ETVS | Contactor | LV_Switchgear | LC1E500F7 | SCHNEIDER | 500A | NA | Nos. | None | Inventory | 500A TP Power contactor for AC3 duty @415V AC without built-in auxiliary contacts, 110V AC coil, Frame size-8, Type ETVS
9109 | 500A TP Power contactor for AC3 duty @415V AC without built-in auxiliary contacts, 220V AC coil, Frame size-8, Type ETVS | Contactor | LV_Switchgear | LC1E500M7 | SCHNEIDER | 500A | NA | Nos. | None | Inventory | 500A TP Power contactor for AC3 duty @415V AC without built-in auxiliary contacts, 220V AC coil, Frame size-8, Type ETVS
9110 | 500A TP Power contactor for AC3 duty @415V AC without built-in auxiliary contacts, 415V AC coil, Frame size-8, Type ETVS | Contactor | LV_Switchgear | LC1E500N7 | SCHNEIDER | 500A | NA | Nos. | None | Inventory | 500A TP Power contactor for AC3 duty @415V AC without built-in auxiliary contacts, 415V AC coil, Frame size-8, Type ETVS
9111 | 50A TP Power contactor for AC3 duty @415V AC with 1NO + 1NC built-in auxiliary contacts, 24V AC coil, Frame size-3, Type ETVS | Contactor | LV_Switchgear | LC1E50B7 | SCHNEIDER | 50A | NA | Nos. | None | Inventory | 50A TP Power contactor for AC3 duty @415V AC with 1NO + 1NC built-in auxiliary contacts, 24V AC coil, Frame size-3, Type ETVS
9112 | 50A TP Power contactor for AC3 duty @415V AC with 1NO + 1NC built-in auxiliary contacts, 110V AC coil, Frame size-3, Type ETVS | Contactor | LV_Switchgear | LC1E50F7 | SCHNEIDER | 50A | NA | Nos. | None | Inventory | 50A TP Power contactor for AC3 duty @415V AC with 1NO + 1NC built-in auxiliary contacts, 110V AC coil, Frame size-3, Type ETVS
9113 | 50A TP Power contactor for AC3 duty @415V AC with 1NO + 1NC built-in auxiliary contacts, 220V AC coil, Frame size-3, Type ETVS | Contactor | LV_Switchgear | LC1E50M7 | SCHNEIDER | 50A | NA | Nos. | None | Inventory | 50A TP Power contactor for AC3 duty @415V AC with 1NO + 1NC built-in auxiliary contacts, 220V AC coil, Frame size-3, Type ETVS
9114 | 50A TP Power contactor for AC3 duty @415V AC with 1NO + 1NC built-in auxiliary contacts, 415V AC coil, Frame size-3, Type ETVS | Contactor | LV_Switchgear | LC1E50N5 | SCHNEIDER | 50A | NA | Nos. | None | Inventory | 50A TP Power contactor for AC3 duty @415V AC with 1NO + 1NC built-in auxiliary contacts, 415V AC coil, Frame size-3, Type ETVS
9115 | 630A TP Power contactor for AC3 duty @415V AC without built-in auxiliary contacts, 24V AC coil, Frame size-9, Type ETVS | Contactor | LV_Switchgear | LC1E630B7 | SCHNEIDER | 630A | NA | Nos. | None | Inventory | 630A TP Power contactor for AC3 duty @415V AC without built-in auxiliary contacts, 24V AC coil, Frame size-9, Type ETVS
9116 | 630A TP Power contactor for AC3 duty @415V AC without built-in auxiliary contacts, 110V AC coil, Frame size-9, Type ETVS | Contactor | LV_Switchgear | LC1E630F7 | SCHNEIDER | 630A | NA | Nos. | None | Inventory | 630A TP Power contactor for AC3 duty @415V AC without built-in auxiliary contacts, 110V AC coil, Frame size-9, Type ETVS
9117 | 630A TP Power contactor for AC3 duty @415V AC without built-in auxiliary contacts, 220V AC coil, Frame size-9, Type ETVS | Contactor | LV_Switchgear | LC1E630M7 | SCHNEIDER | 630A | NA | Nos. | None | Inventory | 630A TP Power contactor for AC3 duty @415V AC without built-in auxiliary contacts, 220V AC coil, Frame size-9, Type ETVS
9118 | 630A TP Power contactor for AC3 duty @415V AC without built-in auxiliary contacts, 415V AC coil, Frame size-9, Type ETVS | Contactor | LV_Switchgear | LC1E630N7 | SCHNEIDER | 630A | NA | Nos. | None | Inventory | 630A TP Power contactor for AC3 duty @415V AC without built-in auxiliary contacts, 415V AC coil, Frame size-9, Type ETVS
9119 | 85A FP (4NO) Power contactor for AC1 duty without built-in auxiliary contacts, 24V AC coil, Frame size-3, Type ETVS | Contactor | LV_Switchgear | LC1E65004B7IN | SCHNEIDER | 85A | NA | Nos. | None | Inventory | 85A FP (4NO) Power contactor for AC1 duty without built-in auxiliary contacts, 24V AC coil, Frame size-3, Type ETVS
9120 | 85A FP (4NO) Power contactor for AC1 duty without built-in auxiliary contacts, 110V AC coil, Frame size-3, Type ETVS | Contactor | LV_Switchgear | LC1E65004F7IN | SCHNEIDER | 85A | NA | Nos. | None | Inventory | 85A FP (4NO) Power contactor for AC1 duty without built-in auxiliary contacts, 110V AC coil, Frame size-3, Type ETVS
9121 | 85A FP (4NO) Power contactor for AC1 duty without built-in auxiliary contacts, 220V AC coil (Wide band), Frame size-3, Type ETVS | Contactor | LV_Switchgear | LC1E65004M5WBIN | SCHNEIDER | 85A | NA | Nos. | None | Inventory | 85A FP (4NO) Power contactor for AC1 duty without built-in auxiliary contacts, 220V AC coil (Wide band), Frame size-3, Type ETVS
9122 | 85A FP (4NO) Power contactor for AC1 duty without built-in auxiliary contacts, 415V AC coil (Wide band), Frame size-3, Type ETVS | Contactor | LV_Switchgear | LC1E65004N5WBIN | SCHNEIDER | 85A | NA | Nos. | None | Inventory | 85A FP (4NO) Power contactor for AC1 duty without built-in auxiliary contacts, 415V AC coil (Wide band), Frame size-3, Type ETVS
9123 | 85A FP (2NO + 2NC) Power contactor for AC1 duty without built-in auxiliary contacts, 24V AC coil, Frame size-3, Type ETVS | Contactor | LV_Switchgear | LC1E65008B7IN | SCHNEIDER | 85A | NA | Nos. | None | Inventory | 85A FP (2NO + 2NC) Power contactor for AC1 duty without built-in auxiliary contacts, 24V AC coil, Frame size-3, Type ETVS
9124 | 85A FP (2NO + 2NC) Power contactor for AC1 duty without built-in auxiliary contacts, 110V AC coil, Frame size-3, Type ETVS | Contactor | LV_Switchgear | LC1E65008F7IN | SCHNEIDER | 85A | NA | Nos. | None | Inventory | 85A FP (2NO + 2NC) Power contactor for AC1 duty without built-in auxiliary contacts, 110V AC coil, Frame size-3, Type ETVS
9125 | 85A FP (2NO + 2NC) Power contactor for AC1 duty without built-in auxiliary contacts, 220V AC coil (Wide band), Frame size-3, Type ETVS | Contactor | LV_Switchgear | LC1E65008M5WBIN | SCHNEIDER | 85A | NA | Nos. | None | Inventory | 85A FP (2NO + 2NC) Power contactor for AC1 duty without built-in auxiliary contacts, 220V AC coil (Wide band), Frame size-3, Type ETVS
9126 | 85A FP (2NO + 2NC) Power contactor for AC1 duty without built-in auxiliary contacts, 415V AC coil (Wide band), Frame size-3, Type ETVS | Contactor | LV_Switchgear | LC1E65008N5WBIN | SCHNEIDER | 85A | NA | Nos. | None | Inventory | 85A FP (2NO + 2NC) Power contactor for AC1 duty without built-in auxiliary contacts, 415V AC coil (Wide band), Frame size-3, Type ETVS
9127 | 65A TP Power contactor for AC3 duty @415V AC with 1NO + 1NC built-in auxiliary contacts, 24V AC coil, Frame size-3, Type ETVS | Contactor | LV_Switchgear | LC1E65B7 | SCHNEIDER | 65A | NA | Nos. | None | Inventory | 65A TP Power contactor for AC3 duty @415V AC with 1NO + 1NC built-in auxiliary contacts, 24V AC coil, Frame size-3, Type ETVS
9128 | 65A TP Power contactor for AC3 duty @415V AC with 1NO + 1NC built-in auxiliary contacts, 110V AC coil, Frame size-3, Type ETVS | Contactor | LV_Switchgear | LC1E65F7 | SCHNEIDER | 65A | NA | Nos. | None | Inventory | 65A TP Power contactor for AC3 duty @415V AC with 1NO + 1NC built-in auxiliary contacts, 110V AC coil, Frame size-3, Type ETVS
9129 | 65A TP Power contactor for AC3 duty @415V AC with 1NO + 1NC built-in auxiliary contacts, 220V AC coil, Frame size-3, Type ETVS | Contactor | LV_Switchgear | LC1E65M7 | SCHNEIDER | 65A | NA | Nos. | None | Inventory | 65A TP Power contactor for AC3 duty @415V AC with 1NO + 1NC built-in auxiliary contacts, 220V AC coil, Frame size-3, Type ETVS
9130 | 65A TP Power contactor for AC3 duty @415V AC with 1NO + 1NC built-in auxiliary contacts, 415V AC coil, Frame size-3, Type ETVS | Contactor | LV_Switchgear | LC1E65N5 | SCHNEIDER | 65A | NA | Nos. | None | Inventory | 65A TP Power contactor for AC3 duty @415V AC with 1NO + 1NC built-in auxiliary contacts, 415V AC coil, Frame size-3, Type ETVS
9131 | 110A FP (4NO) Power contactor for AC1 duty without built-in auxiliary contacts, 24V AC coil, Frame size-4, Type ETVS | Contactor | LV_Switchgear | LC1E80004B7IN | SCHNEIDER | 110A | NA | Nos. | None | Inventory | 110A FP (4NO) Power contactor for AC1 duty without built-in auxiliary contacts, 24V AC coil, Frame size-4, Type ETVS
9132 | 110A FP (4NO) Power contactor for AC1 duty without built-in auxiliary contacts, 110V AC coil, Frame size-4, Type ETVS | Contactor | LV_Switchgear | LC1E80004F7IN | SCHNEIDER | 110A | NA | Nos. | None | Inventory | 110A FP (4NO) Power contactor for AC1 duty without built-in auxiliary contacts, 110V AC coil, Frame size-4, Type ETVS
9133 | 110A FP (4NO) Power contactor for AC1 duty without built-in auxiliary contacts, 220V AC coil (Wide band), Frame size-4, Type ETVS | Contactor | LV_Switchgear | LC1E80004M5WBIN | SCHNEIDER | 110A | NA | Nos. | None | Inventory | 110A FP (4NO) Power contactor for AC1 duty without built-in auxiliary contacts, 220V AC coil (Wide band), Frame size-4, Type ETVS
9134 | 110A FP (4NO) Power contactor for AC1 duty without built-in auxiliary contacts, 415V AC coil (Wide band), Frame size-4, Type ETVS | Contactor | LV_Switchgear | LC1E80004N5WBIN | SCHNEIDER | 110A | NA | Nos. | None | Inventory | 110A FP (4NO) Power contactor for AC1 duty without built-in auxiliary contacts, 415V AC coil (Wide band), Frame size-4, Type ETVS
9135 | 110A FP (2NO + 2NC) Power contactor for AC1 duty without built-in auxiliary contacts, 24V AC coil, Frame size-4, Type ETVS | Contactor | LV_Switchgear | LC1E80008B7IN | SCHNEIDER | 110A | NA | Nos. | None | Inventory | 110A FP (2NO + 2NC) Power contactor for AC1 duty without built-in auxiliary contacts, 24V AC coil, Frame size-4, Type ETVS
9136 | 110A FP (2NO + 2NC) Power contactor for AC1 duty without built-in auxiliary contacts, 110V AC coil, Frame size-4, Type ETVS | Contactor | LV_Switchgear | LC1E80008F7IN | SCHNEIDER | 110A | NA | Nos. | None | Inventory | 110A FP (2NO + 2NC) Power contactor for AC1 duty without built-in auxiliary contacts, 110V AC coil, Frame size-4, Type ETVS
9137 | 110A FP (2NO + 2NC) Power contactor for AC1 duty without built-in auxiliary contacts, 220V AC coil (Wide band), Frame size-4, Type ETVS | Contactor | LV_Switchgear | LC1E80008M5WBIN | SCHNEIDER | 110A | NA | Nos. | None | Inventory | 110A FP (2NO + 2NC) Power contactor for AC1 duty without built-in auxiliary contacts, 220V AC coil (Wide band), Frame size-4, Type ETVS
9138 | 110A FP (2NO + 2NC) Power contactor for AC1 duty without built-in auxiliary contacts, 415V AC coil (Wide band), Frame size-4, Type ETVS | Contactor | LV_Switchgear | LC1E80008N5WBIN | SCHNEIDER | 110A | NA | Nos. | None | Inventory | 110A FP (2NO + 2NC) Power contactor for AC1 duty without built-in auxiliary contacts, 415V AC coil (Wide band), Frame size-4, Type ETVS
9139 | 80A TP Power contactor for AC3 duty @415V AC with 1NO + 1NC built-in auxiliary contacts, 24V AC coil, Frame size-4, Type ETVS | Contactor | LV_Switchgear | LC1E80B7 | SCHNEIDER | 80A | NA | Nos. | None | Inventory | 80A TP Power contactor for AC3 duty @415V AC with 1NO + 1NC built-in auxiliary contacts, 24V AC coil, Frame size-4, Type ETVS
9140 | 80A TP Power contactor for AC3 duty @415V AC with 1NO + 1NC built-in auxiliary contacts, 110V AC coil, Frame size-4, Type ETVS | Contactor | LV_Switchgear | LC1E80F7 | SCHNEIDER | 80A | NA | Nos. | None | Inventory | 80A TP Power contactor for AC3 duty @415V AC with 1NO + 1NC built-in auxiliary contacts, 110V AC coil, Frame size-4, Type ETVS
9141 | 80A TP Power contactor for AC3 duty @415V AC with 1NO + 1NC built-in auxiliary contacts, 220V AC coil, Frame size-4, Type ETVS | Contactor | LV_Switchgear | LC1E80M7 | SCHNEIDER | 80A | NA | Nos. | None | Inventory | 80A TP Power contactor for AC3 duty @415V AC with 1NO + 1NC built-in auxiliary contacts, 220V AC coil, Frame size-4, Type ETVS
9142 | 80A TP Power contactor for AC3 duty @415V AC with 1NO + 1NC built-in auxiliary contacts, 415V AC coil, Frame size-4, Type ETVS | Contactor | LV_Switchgear | LC1E80N5 | SCHNEIDER | 80A | NA | Nos. | None | Inventory | 80A TP Power contactor for AC3 duty @415V AC with 1NO + 1NC built-in auxiliary contacts, 415V AC coil, Frame size-4, Type ETVS
9143 | 125A FP (4NO) Power contactor for AC1 duty without built-in auxiliary contacts, 24V AC coil, Frame size-4, Type ETVS | Contactor | LV_Switchgear | LC1E95004B7 | SCHNEIDER | 125A | NA | Nos. | None | Inventory | 125A FP (4NO) Power contactor for AC1 duty without built-in auxiliary contacts, 24V AC coil, Frame size-4, Type ETVS
9144 | 125A FP (4NO) Power contactor for AC1 duty without built-in auxiliary contacts, 110V AC coil, Frame size-4, Type ETVS | Contactor | LV_Switchgear | LC1E95004F7 | SCHNEIDER | 125A | NA | Nos. | None | Inventory | 125A FP (4NO) Power contactor for AC1 duty without built-in auxiliary contacts, 110V AC coil, Frame size-4, Type ETVS
9145 | 125A FP (4NO) Power contactor for AC1 duty without built-in auxiliary contacts, 220V AC coil (Wide band), Frame size-4, Type ETVS | Contactor | LV_Switchgear | LC1E95004M5WB | SCHNEIDER | 125A | NA | Nos. | None | Inventory | 125A FP (4NO) Power contactor for AC1 duty without built-in auxiliary contacts, 220V AC coil (Wide band), Frame size-4, Type ETVS
9146 | 125A FP (4NO) Power contactor for AC1 duty without built-in auxiliary contacts, 415V AC coil (Wide band), Frame size-4, Type ETVS | Contactor | LV_Switchgear | LC1E95004N5WB | SCHNEIDER | 125A | NA | Nos. | None | Inventory | 125A FP (4NO) Power contactor for AC1 duty without built-in auxiliary contacts, 415V AC coil (Wide band), Frame size-4, Type ETVS
9147 | 125A FP (2NO + 2NC) Power contactor for AC1 duty without built-in auxiliary contacts, 24V AC coil, Frame size-4, Type ETVS | Contactor | LV_Switchgear | LC1E95008B7 | SCHNEIDER | 125A | NA | Nos. | None | Inventory | 125A FP (2NO + 2NC) Power contactor for AC1 duty without built-in auxiliary contacts, 24V AC coil, Frame size-4, Type ETVS
9148 | 125A FP (2NO + 2NC) Power contactor for AC1 duty without built-in auxiliary contacts, 110V AC coil, Frame size-4, Type ETVS | Contactor | LV_Switchgear | LC1E95008F7 | SCHNEIDER | 125A | NA | Nos. | None | Inventory | 125A FP (2NO + 2NC) Power contactor for AC1 duty without built-in auxiliary contacts, 110V AC coil, Frame size-4, Type ETVS
9149 | 125A FP (2NO + 2NC) Power contactor for AC1 duty without built-in auxiliary contacts, 220V AC coil (Wide band), Frame size-4, Type ETVS | Contactor | LV_Switchgear | LC1E95008M5WB | SCHNEIDER | 125A | NA | Nos. | None | Inventory | 125A FP (2NO + 2NC) Power contactor for AC1 duty without built-in auxiliary contacts, 220V AC coil (Wide band), Frame size-4, Type ETVS
9150 | 125A FP (2NO + 2NC) Power contactor for AC1 duty without built-in auxiliary contacts, 415V AC coil (Wide band), Frame size-4, Type ETVS | Contactor | LV_Switchgear | LC1E95008N5WB | SCHNEIDER | 125A | NA | Nos. | None | Inventory | 125A FP (2NO + 2NC) Power contactor for AC1 duty without built-in auxiliary contacts, 415V AC coil (Wide band), Frame size-4, Type ETVS
9151 | 95A TP Power contactor for AC3 duty @415V AC with 1NO + 1NC built-in auxiliary contacts, 24V AC coil, Frame size-4, Type ETVS | Contactor | LV_Switchgear | LC1E95B7 | SCHNEIDER | 95A | NA | Nos. | None | Inventory | 95A TP Power contactor for AC3 duty @415V AC with 1NO + 1NC built-in auxiliary contacts, 24V AC coil, Frame size-4, Type ETVS
9152 | 95A TP Power contactor for AC3 duty @415V AC with 1NO + 1NC built-in auxiliary contacts, 110V AC coil, Frame size-4, Type ETVS | Contactor | LV_Switchgear | LC1E95F7 | SCHNEIDER | 95A | NA | Nos. | None | Inventory | 95A TP Power contactor for AC3 duty @415V AC with 1NO + 1NC built-in auxiliary contacts, 110V AC coil, Frame size-4, Type ETVS
9153 | 95A TP Power contactor for AC3 duty @415V AC with 1NO + 1NC built-in auxiliary contacts, 220V AC coil, Frame size-4, Type ETVS | Contactor | LV_Switchgear | LC1E95M7 | SCHNEIDER | 95A | NA | Nos. | None | Inventory | 95A TP Power contactor for AC3 duty @415V AC with 1NO + 1NC built-in auxiliary contacts, 220V AC coil, Frame size-4, Type ETVS
9154 | 95A TP Power contactor for AC3 duty @415V AC with 1NO + 1NC built-in auxiliary contacts, 415V AC coil, Frame size-4, Type ETVS | Contactor | LV_Switchgear | LC1E95N5 | SCHNEIDER | 95A | NA | Nos. | None | Inventory | 95A TP Power contactor for AC3 duty @415V AC with 1NO + 1NC built-in auxiliary contacts, 415V AC coil, Frame size-4, Type ETVS
9155 | 1000A TP Power contactor for AC3 duty @415V AC, Type TeSys F | Contactor | LV_Switchgear | LC1F1000 | SCHNEIDER | 1000A | NA | Nos. | None | Inventory | 1000A TP Power contactor for AC3 duty @415V AC, Type TeSys F
9156 | 115A TP Power contactor for AC3 duty @415V AC, Type TeSys F | Contactor | LV_Switchgear | LC1F115 | SCHNEIDER | 115A | NA | Nos. | None | Inventory | 115A TP Power contactor for AC3 duty @415V AC, Type TeSys F
9157 | 200A FP (4NO) Power contactor for AC1 duty without built-in auxiliary contacts, Type TeSys F | Contactor | LV_Switchgear | LC1F1154 | SCHNEIDER | 200A | NA | Nos. | None | Inventory | 200A FP (4NO) Power contactor for AC1 duty without built-in auxiliary contacts, Type TeSys F
9158 | 150A TP Power contactor for AC3 duty @415V AC, Type TeSys F | Contactor | LV_Switchgear | LC1F150 | SCHNEIDER | 150A | NA | Nos. | None | Inventory | 150A TP Power contactor for AC3 duty @415V AC, Type TeSys F
9159 | 250A FP (4NO) Power contactor for AC1 duty without built-in auxiliary contacts, Type TeSys F | Contactor | LV_Switchgear | LC1F1504 | SCHNEIDER | 250A | NA | Nos. | None | Inventory | 250A FP (4NO) Power contactor for AC1 duty without built-in auxiliary contacts, Type TeSys F
9160 | 185A TP Power contactor for AC3 duty @415V AC, Type TeSys F | Contactor | LV_Switchgear | LC1F185 | SCHNEIDER | 185A | NA | Nos. | None | Inventory | 185A TP Power contactor for AC3 duty @415V AC, Type TeSys F
9161 | 275A FP (4NO) Power contactor for AC1 duty without built-in auxiliary contacts, Type TeSys F | Contactor | LV_Switchgear | LC1F1854 | SCHNEIDER | 275A | NA | Nos. | None | Inventory | 275A FP (4NO) Power contactor for AC1 duty without built-in auxiliary contacts, Type TeSys F
9162 | 225A TP Power contactor for AC3 duty @415V AC, Type TeSys F | Contactor | LV_Switchgear | LC1F225 | SCHNEIDER | 225A | NA | Nos. | None | Inventory | 225A TP Power contactor for AC3 duty @415V AC, Type TeSys F
9163 | 315A FP (4NO) Power contactor for AC1 duty without built-in auxiliary contacts, Type TeSys F | Contactor | LV_Switchgear | LC1F2254 | SCHNEIDER | 315A | NA | Nos. | None | Inventory | 315A FP (4NO) Power contactor for AC1 duty without built-in auxiliary contacts, Type TeSys F
9164 | 265A TP Power contactor for AC3 duty @415V AC, Type TeSys F | Contactor | LV_Switchgear | LC1F265 | SCHNEIDER | 265A | NA | Nos. | None | Inventory | 265A TP Power contactor for AC3 duty @415V AC, Type TeSys F
9165 | 350A FP (4NO) Power contactor for AC1 duty without built-in auxiliary contacts, Type TeSys F | Contactor | LV_Switchgear | LC1F2654 | SCHNEIDER | 350A | NA | Nos. | None | Inventory | 350A FP (4NO) Power contactor for AC1 duty without built-in auxiliary contacts, Type TeSys F
9166 | 330A TP Power contactor for AC3 duty @415V AC, Type TeSys F | Contactor | LV_Switchgear | LC1F330 | SCHNEIDER | 330A | NA | Nos. | None | Inventory | 330A TP Power contactor for AC3 duty @415V AC, Type TeSys F
9167 | 400A FP (4NO) Power contactor for AC1 duty without built-in auxiliary contacts, Type TeSys F | Contactor | LV_Switchgear | LC1F3304 | SCHNEIDER | 400A | NA | Nos. | None | Inventory | 400A FP (4NO) Power contactor for AC1 duty without built-in auxiliary contacts, Type TeSys F
9168 | 400A TP Power contactor for AC3 duty @415V AC, Type TeSys F | Contactor | LV_Switchgear | LC1F400 | SCHNEIDER | 400A | NA | Nos. | None | Inventory | 400A TP Power contactor for AC3 duty @415V AC, Type TeSys F
9169 | 500A FP (2NO) Power contactor for AC1 duty without built-in auxiliary contacts, Type TeSys F | Contactor | LV_Switchgear | LC1F4002 | SCHNEIDER | 500A | NA | Nos. | None | Inventory | 500A FP (2NO) Power contactor for AC1 duty without built-in auxiliary contacts, Type TeSys F
9170 | 500A FP (4NO) Power contactor for AC1 duty without built-in auxiliary contacts, Type TeSys F | Contactor | LV_Switchgear | LC1F4004 | SCHNEIDER | 500A | NA | Nos. | None | Inventory | 500A FP (4NO) Power contactor for AC1 duty without built-in auxiliary contacts, Type TeSys F
9171 | 500A TP Power contactor for AC3 duty @415V AC, Type TeSys F | Contactor | LV_Switchgear | LC1F500 | SCHNEIDER | 500A | NA | Nos. | None | Inventory | 500A TP Power contactor for AC3 duty @415V AC, Type TeSys F
9172 | 700A FP (2NO) Power contactor for AC1 duty without built-in auxiliary contacts, Type TeSys F | Contactor | LV_Switchgear | LC1F5002 | SCHNEIDER | 700A | NA | Nos. | None | Inventory | 700A FP (2NO) Power contactor for AC1 duty without built-in auxiliary contacts, Type TeSys F
9173 | 700A FP (4NO) Power contactor for AC1 duty without built-in auxiliary contacts, Type TeSys F | Contactor | LV_Switchgear | LC1F5004 | SCHNEIDER | 700A | NA | Nos. | None | Inventory | 700A FP (4NO) Power contactor for AC1 duty without built-in auxiliary contacts, Type TeSys F
9174 | 630A TP Power contactor for AC3 duty @415V AC, Type TeSys F | Contactor | LV_Switchgear | LC1F630 | SCHNEIDER | 630A | NA | Nos. | None | Inventory | 630A TP Power contactor for AC3 duty @415V AC, Type TeSys F
9175 | 1000A FP (2NO) Power contactor for AC1 duty without built-in auxiliary contacts, Type TeSys F | Contactor | LV_Switchgear | LC1F6302 | SCHNEIDER | 1000A | NA | Nos. | None | Inventory | 1000A FP (2NO) Power contactor for AC1 duty without built-in auxiliary contacts, Type TeSys F
9176 | 1000A FP (4NO) Power contactor for AC1 duty without built-in auxiliary contacts, Type TeSys F | Contactor | LV_Switchgear | LC1F6304 | SCHNEIDER | 1000A | NA | Nos. | None | Inventory | 1000A FP (4NO) Power contactor for AC1 duty without built-in auxiliary contacts, Type TeSys F
9177 | 1600A FP (4NO) Power contactor for AC1 duty without built-in auxiliary contacts, Type TeSys F | Contactor | LV_Switchgear | LC1F7804 | SCHNEIDER | 1600A | NA | Nos. | None | Inventory | 1600A FP (4NO) Power contactor for AC1 duty without built-in auxiliary contacts, Type TeSys F
9178 | 800A TP Power contactor for AC3 duty @415V AC, Type TeSys F | Contactor | LV_Switchgear | LC1F800 | SCHNEIDER | 800A | NA | Nos. | None | Inventory | 800A TP Power contactor for AC3 duty @415V AC, Type TeSys F
9179 | 6A TP Power contactor for AC3 duty @415V AC with 1NC built-in auxiliary contacts, 24V AC coil, Type TeSys K | Contactor | LV_Switchgear | LC1K0601B7 | SCHNEIDER | 6A | NA | Nos. | None | Inventory | 6A TP Power contactor for AC3 duty @415V AC with 1NC built-in auxiliary contacts, 24V AC coil, Type TeSys K
9180 | 6A TP Power contactor for AC3 duty @415V AC with 1NC built-in auxiliary contacts, 110V AC coil, Type TeSys K | Contactor | LV_Switchgear | LC1K0601F7 | SCHNEIDER | 6A | NA | Nos. | None | Inventory | 6A TP Power contactor for AC3 duty @415V AC with 1NC built-in auxiliary contacts, 110V AC coil, Type TeSys K
9181 | 6A TP Power contactor for AC3 duty @415V AC with 1NC built-in auxiliary contacts, 220V AC coil, Type TeSys K | Contactor | LV_Switchgear | LC1K0601M7 | SCHNEIDER | 6A | NA | Nos. | None | Inventory | 6A TP Power contactor for AC3 duty @415V AC with 1NC built-in auxiliary contacts, 220V AC coil, Type TeSys K
9182 | 6A TP Power contactor for AC3 duty @415V AC with 1NC built-in auxiliary contacts, 415V AC coil, Type TeSys K | Contactor | LV_Switchgear | LC1K0601N7 | SCHNEIDER | 6A | NA | Nos. | None | Inventory | 6A TP Power contactor for AC3 duty @415V AC with 1NC built-in auxiliary contacts, 415V AC coil, Type TeSys K
9183 | 6A TP Power contactor for AC3 duty @415V AC with 1NO built-in auxiliary contacts, 24V AC coil, Type TeSys K | Contactor | LV_Switchgear | LC1K0610B7 | SCHNEIDER | 6A | NA | Nos. | None | Inventory | 6A TP Power contactor for AC3 duty @415V AC with 1NO built-in auxiliary contacts, 24V AC coil, Type TeSys K
9184 | 6A TP Power contactor for AC3 duty @415V AC with 1NO built-in auxiliary contacts, 110V AC coil, Type TeSys K | Contactor | LV_Switchgear | LC1K0610F7 | SCHNEIDER | 6A | NA | Nos. | None | Inventory | 6A TP Power contactor for AC3 duty @415V AC with 1NO built-in auxiliary contacts, 110V AC coil, Type TeSys K
9185 | 6A TP Power contactor for AC3 duty @415V AC with 1NO built-in auxiliary contacts, 220V AC coil, Type TeSys K | Contactor | LV_Switchgear | LC1K0610M7 | SCHNEIDER | 6A | NA | Nos. | None | Inventory | 6A TP Power contactor for AC3 duty @415V AC with 1NO built-in auxiliary contacts, 220V AC coil, Type TeSys K
9186 | 6A TP Power contactor for AC3 duty @415V AC with 1NO built-in auxiliary contacts, 415V AC coil, Type TeSys K | Contactor | LV_Switchgear | LC1K0610N7 | SCHNEIDER | 6A | NA | Nos. | None | Inventory | 6A TP Power contactor for AC3 duty @415V AC with 1NO built-in auxiliary contacts, 415V AC coil, Type TeSys K
9187 | 9A TP Power contactor for AC3 duty @415V AC with 1NC built-in auxiliary contacts, 24V AC coil, Type TeSys K | Contactor | LV_Switchgear | LC1K0901B7 | SCHNEIDER | 9A | NA | Nos. | None | Inventory | 9A TP Power contactor for AC3 duty @415V AC with 1NC built-in auxiliary contacts, 24V AC coil, Type TeSys K
9188 | 9A TP Power contactor for AC3 duty @415V AC with 1NC built-in auxiliary contacts, 110V AC coil, Type TeSys K | Contactor | LV_Switchgear | LC1K0901F7 | SCHNEIDER | 9A | NA | Nos. | None | Inventory | 9A TP Power contactor for AC3 duty @415V AC with 1NC built-in auxiliary contacts, 110V AC coil, Type TeSys K
9189 | 9A TP Power contactor for AC3 duty @415V AC with 1NC built-in auxiliary contacts, 220V AC coil, Type TeSys K | Contactor | LV_Switchgear | LC1K0901M7 | SCHNEIDER | 9A | NA | Nos. | None | Inventory | 9A TP Power contactor for AC3 duty @415V AC with 1NC built-in auxiliary contacts, 220V AC coil, Type TeSys K
9190 | 9A TP Power contactor for AC3 duty @415V AC with 1NC built-in auxiliary contacts, 415V AC coil, Type TeSys K | Contactor | LV_Switchgear | LC1K0901N7 | SCHNEIDER | 9A | NA | Nos. | None | Inventory | 9A TP Power contactor for AC3 duty @415V AC with 1NC built-in auxiliary contacts, 415V AC coil, Type TeSys K
9191 | 9A TP Power contactor for AC3 duty @415V AC with 1NO built-in auxiliary contacts, 24V AC coil, Type TeSys K | Contactor | LV_Switchgear | LC1K0910B7 | SCHNEIDER | 9A | NA | Nos. | None | Inventory | 9A TP Power contactor for AC3 duty @415V AC with 1NO built-in auxiliary contacts, 24V AC coil, Type TeSys K
9192 | 9A TP Power contactor for AC3 duty @415V AC with 1NO built-in auxiliary contacts, 110V AC coil, Type TeSys K | Contactor | LV_Switchgear | LC1K0910F7 | SCHNEIDER | 9A | NA | Nos. | None | Inventory | 9A TP Power contactor for AC3 duty @415V AC with 1NO built-in auxiliary contacts, 110V AC coil, Type TeSys K
9193 | 9A TP Power contactor for AC3 duty @415V AC with 1NO built-in auxiliary contacts, 220V AC coil, Type TeSys K | Contactor | LV_Switchgear | LC1K0910M7 | SCHNEIDER | 9A | NA | Nos. | None | Inventory | 9A TP Power contactor for AC3 duty @415V AC with 1NO built-in auxiliary contacts, 220V AC coil, Type TeSys K
9194 | 9A TP Power contactor for AC3 duty @415V AC with 1NO built-in auxiliary contacts, 415V AC coil, Type TeSys K | Contactor | LV_Switchgear | LC1K0910N7 | SCHNEIDER | 9A | NA | Nos. | None | Inventory | 9A TP Power contactor for AC3 duty @415V AC with 1NO built-in auxiliary contacts, 415V AC coil, Type TeSys K
9195 | 12A TP Power contactor for AC3 duty @415V AC with 1NC built-in auxiliary contacts, 24V AC coil, Type TeSys K | Contactor | LV_Switchgear | LC1K1201B7 | SCHNEIDER | 12A | NA | Nos. | None | Inventory | 12A TP Power contactor for AC3 duty @415V AC with 1NC built-in auxiliary contacts, 24V AC coil, Type TeSys K
9196 | 12A TP Power contactor for AC3 duty @415V AC with 1NC built-in auxiliary contacts, 110V AC coil, Type TeSys K | Contactor | LV_Switchgear | LC1K1201F7 | SCHNEIDER | 12A | NA | Nos. | None | Inventory | 12A TP Power contactor for AC3 duty @415V AC with 1NC built-in auxiliary contacts, 110V AC coil, Type TeSys K
9197 | 12A TP Power contactor for AC3 duty @415V AC with 1NC built-in auxiliary contacts, 220V AC coil, Type TeSys K | Contactor | LV_Switchgear | LC1K1201M7 | SCHNEIDER | 12A | NA | Nos. | None | Inventory | 12A TP Power contactor for AC3 duty @415V AC with 1NC built-in auxiliary contacts, 220V AC coil, Type TeSys K
9198 | 12A TP Power contactor for AC3 duty @415V AC with 1NC built-in auxiliary contacts, 415V AC coil, Type TeSys K | Contactor | LV_Switchgear | LC1K1201N7 | SCHNEIDER | 12A | NA | Nos. | None | Inventory | 12A TP Power contactor for AC3 duty @415V AC with 1NC built-in auxiliary contacts, 415V AC coil, Type TeSys K
9199 | 12A TP Power contactor for AC3 duty @415V AC with 1NO built-in auxiliary contacts, 24V AC coil, Type TeSys K | Contactor | LV_Switchgear | LC1K1210B7 | SCHNEIDER | 12A | NA | Nos. | None | Inventory | 12A TP Power contactor for AC3 duty @415V AC with 1NO built-in auxiliary contacts, 24V AC coil, Type TeSys K
9200 | 12A TP Power contactor for AC3 duty @415V AC with 1NO built-in auxiliary contacts, 110V AC coil, Type TeSys K | Contactor | LV_Switchgear | LC1K1210F7 | SCHNEIDER | 12A | NA | Nos. | None | Inventory | 12A TP Power contactor for AC3 duty @415V AC with 1NO built-in auxiliary contacts, 110V AC coil, Type TeSys K
9201 | 12A TP Power contactor for AC3 duty @415V AC with 1NO built-in auxiliary contacts, 220V AC coil, Type TeSys K | Contactor | LV_Switchgear | LC1K1210M7 | SCHNEIDER | 12A | NA | Nos. | None | Inventory | 12A TP Power contactor for AC3 duty @415V AC with 1NO built-in auxiliary contacts, 220V AC coil, Type TeSys K
9202 | 12A TP Power contactor for AC3 duty @415V AC with 1NO built-in auxiliary contacts, 415V AC coil, Type TeSys K | Contactor | LV_Switchgear | LC1K1210N7 | SCHNEIDER | 12A | NA | Nos. | None | Inventory | 12A TP Power contactor for AC3 duty @415V AC with 1NO built-in auxiliary contacts, 415V AC coil, Type TeSys K
9203 | 16A TP Power contactor for AC3 duty @415V AC with 1NC built-in auxiliary contacts, 24V AC coil, Type TeSys K | Contactor | LV_Switchgear | LC1K1601B7 | SCHNEIDER | 16A | NA | Nos. | None | Inventory | 16A TP Power contactor for AC3 duty @415V AC with 1NC built-in auxiliary contacts, 24V AC coil, Type TeSys K
9204 | 16A TP Power contactor for AC3 duty @415V AC with 1NC built-in auxiliary contacts, 110V AC coil, Type TeSys K | Contactor | LV_Switchgear | LC1K1601F7 | SCHNEIDER | 16A | NA | Nos. | None | Inventory | 16A TP Power contactor for AC3 duty @415V AC with 1NC built-in auxiliary contacts, 110V AC coil, Type TeSys K
9205 | 16A TP Power contactor for AC3 duty @415V AC with 1NC built-in auxiliary contacts, 220V AC coil, Type TeSys K | Contactor | LV_Switchgear | LC1K1601M7 | SCHNEIDER | 16A | NA | Nos. | None | Inventory | 16A TP Power contactor for AC3 duty @415V AC with 1NC built-in auxiliary contacts, 220V AC coil, Type TeSys K
9206 | 16A TP Power contactor for AC3 duty @415V AC with 1NC built-in auxiliary contacts, 415V AC coil, Type TeSys K | Contactor | LV_Switchgear | LC1K1601N7 | SCHNEIDER | 16A | NA | Nos. | None | Inventory | 16A TP Power contactor for AC3 duty @415V AC with 1NC built-in auxiliary contacts, 415V AC coil, Type TeSys K
9207 | 16A TP Power contactor for AC3 duty @415V AC with 1NO built-in auxiliary contacts, 24V AC coil, Type TeSys K | Contactor | LV_Switchgear | LC1K1610B7 | SCHNEIDER | 16A | NA | Nos. | None | Inventory | 16A TP Power contactor for AC3 duty @415V AC with 1NO built-in auxiliary contacts, 24V AC coil, Type TeSys K
9208 | 16A TP Power contactor for AC3 duty @415V AC with 1NO built-in auxiliary contacts, 110V AC coil, Type TeSys K | Contactor | LV_Switchgear | LC1K1610F7 | SCHNEIDER | 16A | NA | Nos. | None | Inventory | 16A TP Power contactor for AC3 duty @415V AC with 1NO built-in auxiliary contacts, 110V AC coil, Type TeSys K
9209 | 16A TP Power contactor for AC3 duty @415V AC with 1NO built-in auxiliary contacts, 220V AC coil, Type TeSys K | Contactor | LV_Switchgear | LC1K1610M7 | SCHNEIDER | 16A | NA | Nos. | None | Inventory | 16A TP Power contactor for AC3 duty @415V AC with 1NO built-in auxiliary contacts, 220V AC coil, Type TeSys K
9210 | 16A TP Power contactor for AC3 duty @415V AC with 1NO built-in auxiliary contacts, 415V AC coil, Type TeSys K | Contactor | LV_Switchgear | LC1K1610N7 | SCHNEIDER | 16A | NA | Nos. | None | Inventory | 16A TP Power contactor for AC3 duty @415V AC with 1NO built-in auxiliary contacts, 415V AC coil, Type TeSys K
9211 | LEATHER HAND GLOVES RED WINTAR | Welding ACC | ACCESSORIES | LEATHER HAND GLOVES | REPUTED | _ | NA | Nos | None | Inventory | LEATHER HAND GLOVES RED WINTAR
9212 | LED FLOOD LIGHT 200W | OWN USE ITEMS | ACCESSORIES | LED-FLOOD-LIGHT-200W | REPUTED | - | - | Nos |  | Non Inventory | LED FLOOD LIGHT 200W
8734 | 11KV CT, CTR:75/5-5A, CORE -1: 15VA CL: 1, CORE-2: 15VA, CL:5P10, STR:25kA/1 SEC, SECONDARY TERMINALS ON:P1 SIDE ( OUTDOOR OIL COOLED TYPE) | CT | SWITCHGEAR | LA-CT-OIL-11-75/5-5A-15/1-15/5P10 | LAXMI | _ | NA | Nos |  | Inventory | 11KV CT, CTR:75/5-5A, CORE -1: 15VA CL: 1, CORE-2: 15VA, CL:5P10, STR:25kA/1 SEC, SECONDARY TERMINALS ON:P1 SIDE ( OUTDOOR OIL COOLED TYPE)
8735 | OIL COOLED TYPE LIVE TANK - 33KV CT, CTR - 200/1-1 CORE: 1 10VA / CL 0.5 ISF < 5 , CORE: 2 10VA/CL 5P20, STR - 25KA/3SEC., IL: 36KV/70KV/170KVp, CREEPAGE DISTANCE: 900MM (MINIMUM) DRAWING NO - C580T | OUT DOOR CT PT | SWITCHGEAR | LA-CT-OIL-33-200/1-1A | LAXMI | 33 | NA | Nos | None | Inventory | OIL COOLED TYPE LIVE TANK - 33KV CT, CTR - 200/1-1 CORE: 1 10VA / CL 0.5 ISF < 5 , CORE: 2 10VA/CL 5P20, STR - 25KA/3SEC., IL: 36KV/70KV/170KVp, CREEPAGE DISTANCE: 900MM (MINIMUM) DRAWING NO - C580T
9215 | N°2 side panels IP65,2000x900(HxD)mm | ArTuK | LV PANEL | LF2010-1 | ABB | - | - | KGS |  | Inventory | N°2 side panels IP65,2000x900(HxD)mm
9216 | N°2 side panels IP65,2000x300(HxD)mm | ArTuK | LV PANEL | LF2050-1 | ABB | - | - | KGS |  | Inventory | N°2 side panels IP65,2000x300(HxD)mm
9217 | N°2 SIDE PANEL 2000X700mm (HXD) | ArTuK | LV PANEL | LF2080-1 | ABB | - | - | KGS |  | Inventory | N°2 SIDE PANEL 2000X700mm (HXD)
8736 | OIL COOLED TYPE DEAD TANK - 33KV CT, CTR - 50/5-5A CORE: 1 15VA / CL 1.0, CORE: 2 15VA/CL 5P10, STR - 26.3KA/3SEC., IL: 36KV/70KV/170KVp, CREEPAGE DISTANCE: 900MM (MINIMUM) DRAWING NO - C557. | OUT DOOR CT PT | SWITCHGEAR | LA-CT-OIL-33-50/5-5A | LAXMI | 33 | NA | Nos | None | Inventory | OIL COOLED TYPE DEAD TANK - 33KV CT, CTR - 50/5-5A CORE: 1 15VA / CL 1.0, CORE: 2 15VA/CL 5P10, STR - 26.3KA/3SEC., IL: 36KV/70KV/170KVp, CREEPAGE DISTANCE: 900MM (MINIMUM) DRAWING NO - C557.
8737 | OIL COOLED TYPE DEAD TANK CT- 33KV CT, CTR - 600/1-1 CORE: 1 15VA / CL 1.0, CORE: 2 15VA/CL 5P10, CORE: 3 PS Vk=300V Ie=30mA at Vk/2, STR - 25KA/3SEC., IL: 36KV/70KV/170KVp, CREEPAGE DISTANCE: 1320MM (MINIMUM) DRAWING NO - C518B, EXPORT PROJECT | OUT DOOR CT PT | SWITCHGEAR | LA-CT-OIL-33-600/1-1-1A | LAXMI | 33 | NA | Nos |  | Inventory | OIL COOLED TYPE DEAD TANK CT- 33KV CT, CTR - 600/1-1 CORE: 1 15VA / CL 1.0, CORE: 2 15VA/CL 5P10, CORE: 3 PS Vk=300V Ie=30mA at Vk/2, STR - 25KA/3SEC., IL: 36KV/70KV/170KVp, CREEPAGE DISTANCE: 1320MM (MINIMUM) DRAWING NO - C518B, EXPORT PROJECT
8738 | OIL COOLED TYPE DEAD TANK - 33KV CT, CTR - 800/1-1A CORE: 1 15VA / CL 1.0, CORE: 2 15VA/CL 5P10, STR - 25KA/1SEC., IL: 36KV/70KV/170KVp, CREEPAGE DISTANCE: 900MM (MINIMUM) DRAWING NO - C557. | OUT DOOR CT PT | SWITCHGEAR | LA-CT-OIL-33-800/1-1A | LAXMI | 33 | NA | Nos | None | Inventory | OIL COOLED TYPE DEAD TANK - 33KV CT, CTR - 800/1-1A CORE: 1 15VA / CL 1.0, CORE: 2 15VA/CL 5P10, STR - 25KA/1SEC., IL: 36KV/70KV/170KVp, CREEPAGE DISTANCE: 900MM (MINIMUM) DRAWING NO - C557.
8739 | 11kV CT, CTR : 110/1A, CORE 1: CLASS: PS, VK>=540V, RCT<=6Ohms, Ie=<13.8889mA, @VK/2 STR:25kA/3 SEC, STR:25kA/3 SEC, CT SECONDARY TERMINAL ON P2 SIDE (OIL IMMERSED OUTDOOR DEAD TANK) | OUT DOOR CT PT | SWITCHGEAR | LA-CT-OILIMMERSED-11-110/1A-PS-DEAD | LAXMI | - | NA | Nos. |  | Inventory | 11kV CT, CTR : 110/1A, CORE 1: CLASS: PS, VK>=540V, RCT<=6Ohms, Ie=<13.8889mA, @VK/2 STR:25kA/3 SEC, STR:25kA/3 SEC, CT SECONDARY TERMINAL ON P2 SIDE (OIL IMMERSED OUTDOOR DEAD TANK)
8740 | 11kV OIL IMMERSED OUTDOOR POTENTIAL TRANSFORMER, 11kV CT, CTR : 300-400/1-1A, CORE 1: 15VA, CLASS: 0.5, CORE 2: 15VA, CLASS: 5P20, STR:25kA/3 SEC, CT SECONDARY TERMINAL ON P1 SIDE (OIL IMMERSED OUTDOOR DEAD TANK) | OUT DOOR CT PT | SWITCHGEAR | LA-CT-OILIMMERSED-11-300-400/1-1A-15/0.5-15/5P20-DEAD | LAXMI | - | NA | Nos. |  | Inventory | 11kV OIL IMMERSED OUTDOOR POTENTIAL TRANSFORMER, 11kV CT, CTR : 300-400/1-1A, CORE 1: 15VA, CLASS: 0.5, CORE 2: 15VA, CLASS: 5P20, STR:25kA/3 SEC, CT SECONDARY TERMINAL ON P1 SIDE (OIL IMMERSED OUTDOOR DEAD TANK)
8741 | 33kV CT, CTR : 110/1A, CORE 1: 15VA, CLASS: 5P20, STR:25kA/3 SEC, CT SECONDARY TERMINAL ON P2 SIDE (OIL IMMERSED OUTDOOR DEAD TANK) | OUT DOOR CT PT | SWITCHGEAR | LA-CT-OILIMMERSED-33-110/1A-15/5P20-DEAD | LAXMI | - | NA | Nos. |  | Inventory | 33kV CT, CTR : 110/1A, CORE 1: 15VA, CLASS: 5P20, STR:25kA/3 SEC, CT SECONDARY TERMINAL ON P2 SIDE (OIL IMMERSED OUTDOOR DEAD TANK)
8742 | 33kV CT, CTR : 150/5-1A, CORE 1: 30VA, CLASS: 1, CORE 2: 15VA, CLASS: 5P20, STR:25kA/3 SEC, CT SECONDARY TERMINAL ON P1 SIDE (OIL IMMERSED OUTDOOR DEAD TANK) | OUT DOOR CT PT | SWITCHGEAR | LA-CT-OILIMMERSED-33-150/5-1A-30/1-15/5P20-DEAD | LAXMI | - | NA | Nos. |  | Inventory | 33kV CT, CTR : 150/5-1A, CORE 1: 30VA, CLASS: 1, CORE 2: 15VA, CLASS: 5P20, STR:25kA/3 SEC, CT SECONDARY TERMINAL ON P1 SIDE (OIL IMMERSED OUTDOOR DEAD TANK)
8744 | OIL COOLED TYPE - 11KV PT, PTR - 11KV/RT3/110/RT3/110/RT3-110/3, CORE: 1 100VA/CL 0.5, CORE: 2 50VA/CL 3P, VF - 1.2 Count & 1.9 FOR 8 HRS., DRAWING NO -C420 | OUT DOOR CT PT | SWITCHGEAR | LA-PT-OIL-11-100/0.5-50-3P | LAXMI | 11 | NA | Nos | None | Inventory | OIL COOLED TYPE - 11KV PT, PTR - 11KV/RT3/110/RT3/110/RT3-110/3, CORE: 1 100VA/CL 0.5, CORE: 2 50VA/CL 3P, VF - 1.2 Count & 1.9 FOR 8 HRS., DRAWING NO -C420
8745 | 11KV CAST RESIN POTENTIAL TRANSFORMER, ( OUTDOOR OIL COOLED TYPE) PT RATIO: 11KV/RT3/110V/RT3/110V/RT3-110V/3, CORE 1 100VA, CL: 1, CORE2 50VA, CL: 3P, VOLTAGE FACTOR 1.2 CONTINOUS & 1.9 FOR 8 HOURS. | PT | SWITCHGEAR | LA-PT-OIL-11-100/1-50/3P | LAXMI | _ | NA | Nos |  | Inventory | 11KV CAST RESIN POTENTIAL TRANSFORMER, ( OUTDOOR OIL COOLED TYPE) PT RATIO: 11KV/RT3/110V/RT3/110V/RT3-110V/3, CORE 1 100VA, CL: 1, CORE2 50VA, CL: 3P, VOLTAGE FACTOR 1.2 CONTINOUS & 1.9 FOR 8 HOURS.
8746 | OIL COOLED TYPE - 11KV PT, PTR - 11KV/RT3/110/RT3/110/RT3-110/3, CORE: 1 100VA/CL 1.0, CORE: 2 50VA/CL 3P, VF - 1.2 Count & 1.9 FOR 8 HRS., DRAWING NO -C420 | OUT DOOR CT PT | SWITCHGEAR | LA-PT-OIL-11-100/1.0-50-3P | LAXMI | 11 | NA | Nos |  | Inventory | OIL COOLED TYPE - 11KV PT, PTR - 11KV/RT3/110/RT3/110/RT3-110/3, CORE: 1 100VA/CL 1.0, CORE: 2 50VA/CL 3P, VF - 1.2 Count & 1.9 FOR 8 HRS., DRAWING NO -C420
8747 | OIL COOLED TYPE DEAD TANK - 33KV PT, PTR - 33KV/RT3/110/RT3/110/RT3, CORE: 1 100VA/CL 0.5, CORE: 2 50VA/CL 3P, VF - 1.2 Count & 1.9 FOR 8 HRS., IL: 36KV/70KV/170KVp, CREEPAGE DISTANCE : 1320MM (MINIMUM) DRAWING NO - | OUT DOOR CT PT | SWITCHGEAR | LA-PT-OIL-33-100/0.5-50-3P-DEAD | LAXMI | 33 | NA | Nos |  | Inventory | OIL COOLED TYPE DEAD TANK - 33KV PT, PTR - 33KV/RT3/110/RT3/110/RT3, CORE: 1 100VA/CL 0.5, CORE: 2 50VA/CL 3P, VF - 1.2 Count & 1.9 FOR 8 HRS., IL: 36KV/70KV/170KVp, CREEPAGE DISTANCE : 1320MM (MINIMUM) DRAWING NO -
8748 | OIL COOLED TYPE DEAD TANK - 33KV PT, PTR - 33KV/RT3/110/RT3/110/RT3, CORE: 1 50VA/CL 0.5, CORE: 2 50VA/CL 3P, VF - 1.5 Count & 1.9 FOR 8 HRS., IL: 36KV/70KV/170KVp DRAWING NO - C388T | OUT DOOR CT PT | SWITCHGEAR | LA-PT-OIL-33-50/0.5-50-3P-DEAD | LAXMI | 33 | NA | Nos | None | Inventory | OIL COOLED TYPE DEAD TANK - 33KV PT, PTR - 33KV/RT3/110/RT3/110/RT3, CORE: 1 50VA/CL 0.5, CORE: 2 50VA/CL 3P, VF - 1.5 Count & 1.9 FOR 8 HRS., IL: 36KV/70KV/170KVp DRAWING NO - C388T
9230 | LIFTING ANGEL ZISE: 350mm X 350mm, weight 1.5kgs | MV | METAL | LIFTING-ANGEL-350X350 | - | - | - | Nos |  | Inventory | LIFTING ANGEL ZISE: 350mm X 350mm, weight 1.5kgs
9231 | ZEBRA MAKE POLYESTER FLAT WEBBING SLING WITH STD. LOOPS AT BOTH ENDS, TRIPLEX TYPE, 50MM WIDTH, 3.5 TON CAPACITY & EFFECTIVE LENGTH- 18’ LONG | OWN USE ITEMS | ACCESSORIES | LIFTING-BELT-3.5-18FEET | REPUTED | - | - | Nos |  | Non Inventory | ZEBRA MAKE POLYESTER FLAT WEBBING SLING WITH STD. LOOPS AT BOTH ENDS, TRIPLEX TYPE, 50MM WIDTH, 3.5 TON CAPACITY & EFFECTIVE LENGTH- 18’ LONG
9232 | lifting polyester flat belt sling with standard loops at both ends, triplex type 75mm width, capacity - 5500 kgs, ength - 10 mtrs | OWN USE ITEMS | ACCESSORIES | LIFTING-BELT-5.5-10MTR | REPUTED | - | - | Nos |  | Non Inventory | lifting polyester flat belt sling with standard loops at both ends, triplex type 75mm width, capacity - 5500 kgs, ength - 10 mtrs
9233 | ZEBRA MAKE POLYESTER FLAT WEBBING SLING WITH STD. LOOPS AT BOTH ENDS, QUADRAPLEX TYPE, 50MM WIDTH, 5 TON CAPACITY & EFFECTIVE LENGTH- 24’ LONG | OWN USE ITEMS | ACCESSORIES | LIFTING-BELT-5TON-24FEET | REPUTED | - | - | Nos |  | Non Inventory | ZEBRA MAKE POLYESTER FLAT WEBBING SLING WITH STD. LOOPS AT BOTH ENDS, QUADRAPLEX TYPE, 50MM WIDTH, 5 TON CAPACITY & EFFECTIVE LENGTH- 24’ LONG
9234 | ZEBRA MAKE POLYESTER FLAT WEBBING SLING WITH STD. LOOPS AT BOTH ENDS, QUADRAPLEX TYPE, 50MM WIDTH, 5 TON CAPACITY & EFFECTIVE LENGTH- 8’ LONG | OWN USE ITEMS | ACCESSORIES | LIFTING-BELT-5TON-8FEET | REPUTED | - | - | Nos |  | Non Inventory | ZEBRA MAKE POLYESTER FLAT WEBBING SLING WITH STD. LOOPS AT BOTH ENDS, QUADRAPLEX TYPE, 50MM WIDTH, 5 TON CAPACITY & EFFECTIVE LENGTH- 8’ LONG
9235 | SINGLE LEGGED CHAIN SLING WITH SL MAKE OBLONG MASTERLINK AT BOTH SIDES, MADE FROM ALLOY STEEL GR80 CHAIN, 12MM DIA X 22’ LONG, SWL: 5 TON CAPACITY | OWN USE ITEMS | ACCESSORIES | LIFTING-CHAIN-5TON-22FEET | REPUTED | - | - | Nos |  | Non Inventory | SINGLE LEGGED CHAIN SLING WITH SL MAKE OBLONG MASTERLINK AT BOTH SIDES, MADE FROM ALLOY STEEL GR80 CHAIN, 12MM DIA X 22’ LONG, SWL: 5 TON CAPACITY
8749 | 11kV OIL IMMERSED OUTDOOR POTENTIAL TRANSFORMER, PT RATIO: 11kV/RT3/110V/RT3/110V/RT3-110V/3, CORE:1 100VA, CLASS : 0.5, CORE:2 50VA, CLASS : 3P, VOLTAGE FACTOR 1.2 CONTINOUS & 1.9 FOR 8 HOURS. | OUT DOOR CT PT | SWITCHGEAR | LA-PT-OILIMMERSED-11-100/0.5-50/3P | LAXMI | - | NA | Nos. |  | Inventory | 11kV OIL IMMERSED OUTDOOR POTENTIAL TRANSFORMER, PT RATIO: 11kV/RT3/110V/RT3/110V/RT3-110V/3, CORE:1 100VA, CLASS : 0.5, CORE:2 50VA, CLASS : 3P, VOLTAGE FACTOR 1.2 CONTINOUS & 1.9 FOR 8 HOURS.
8750 | 33kV OIL IMMERSED OUTDOOR POTENTIAL TRANSFORMER, PT RATIO: 31kV/RT3/110V/RT3/110V/RT3/110V/3, CORE:1 100VA, CLASS : 0.5, CORE:2 50VA, CLASS : 3P, CORE:3 50VA, CLASS : 3P VOLTAGE FACTOR 1.2 CONTINOUS & 1.9 FOR 8 HOURS. | OUT DOOR CT PT | SWITCHGEAR | LA-PT-OILIMMERSED-33-100/0.5-50/3P-50/3P | LAXMI | - | NA | Nos. |  | Inventory | 33kV OIL IMMERSED OUTDOOR POTENTIAL TRANSFORMER, PT RATIO: 31kV/RT3/110V/RT3/110V/RT3/110V/3, CORE:1 100VA, CLASS : 0.5, CORE:2 50VA, CLASS : 3P, CORE:3 50VA, CLASS : 3P VOLTAGE FACTOR 1.2 CONTINOUS & 1.9 FOR 8 HOURS.
9238 | LINER FOR WELDING TORCH | Welding ACC | ACCESSORIES | LINER-WEL-TOR | REPUTED | _ | NA | Nos |  | Inventory | LINER FOR WELDING TORCH
3501 | MCB 1POLE,2A AC | MCB | SWITCHGEAR | 408583 | LEGRAND | 2 | NA | Nos |  | Inventory | 1POLE,2A AC Make : LEGRAND
3502 | MCB 1POLE,4A AC | MCB | SWITCHGEAR | 408585 | LEGRAND | 4 | NA | Nos |  | Inventory | 1POLE,4A AC Make : LEGRAND
3503 | MCB 1POLE,6A AC | MCB | SWITCHGEAR | 408587 | LEGRAND | 6 | NA | Nos |  | Inventory | 1POLE,6A AC Make : LEGRAND
3504 | MCB 1POLE,10A AC | MCB | SWITCHGEAR | 408590 | LEGRAND | 10 | NA | Nos |  | Inventory | 1POLE,10A AC Make : LEGRAND
9243 | LM-HC340 HALF CUTTER UNIT (LM390) | CAPITAL GOODS | TOOLS | LM-HC340 | INDOMAX | _ | NA | Nos | None | Inventory | LM-HC340 HALF CUTTER UNIT (LM390)
9244 | LM-RC310 RIBBON CASE | CAPITAL GOODS | TOOLS | LM-RC310 | INDOMAX | _ | NA | Nos | None | Inventory | LM-RC310 RIBBON CASE
9245 | LM-RC310 RIBBON CASE LM11574 PLATEN GEARE | CAPITAL GOODS | TOOLS | LM11574 | INDOMAX | _ | NA | Nos | None | Inventory | LM-RC310 RIBBON CASE LM11574 PLATEN GEARE
9246 | LM12005 GEAR-G | CAPITAL GOODS | TOOLS | LM12005 | INDOMAX | _ | NA | Nos | None | Inventory | LM12005 GEAR-G
9247 | LM12210 M-ROLLER | CAPITAL GOODS | TOOLS | LM12210 | INDOMAX | _ | NA | Nos | None | Inventory | LM12210 M-ROLLER
9248 | LM-12542 HALF CUTTER UNIT | CAPITAL GOODS | TOOLS | LM12542 | INDOMAX | _ | NA | Nos | None | Inventory | LM-12542 HALF CUTTER UNIT
9249 | LM 509 9MM YELLOW STICKER (8Mtr) | FERULES TUBE | WIRE & ACCESSORIES | LM509 YELLOW STICKER | REPUTED | _ | NA | MTRS | None | Inventory | LM 509 9MM YELLOW STICKER (8Mtr)
9250 | INK RIBBIN BLACK AS (110Mtr) LETWIN, | FERULES TUBE | WIRE & ACCESSORIES | LM50B-INK-RIBBIN | TRISHUL | _ | NA | MTRS |  | Inventory | INK RIBBIN BLACK AS (110Mtr) LETWIN,
9251 | LM70478 PLATEN ROLLER UNIT | CAPITAL GOODS | TOOLS | LM70487 | INDOMAX | _ | NA | Nos | None | Inventory | LM70478 PLATEN ROLLER UNIT
9252 | 33KV ZS2 DOOR HANDLE | DOOR LOCK | ACCESSORIES | LOCK-184 | ARIHANT | _ | NA | Nos |  | Inventory | 33KV ZS2 DOOR HANDLE
9253 | 33KV CANOPY DOOR HANDLE | DOOR LOCK | ACCESSORIES | LOCK-MS850-2 | ARIHANT | _ | NA | Nos |  | Inventory | 33KV CANOPY DOOR HANDLE
9254 | 11KV BREAKER BLACK DOOR HANDLE | DOOR LOCK | ACCESSORIES | LOCK-MS887-01 | ARIHANT | _ | NA | Nos |  | Inventory | 11KV BREAKER BLACK DOOR HANDLE
9255 | CAM LOCK WITH KEY, HEIGHT - 20MM, DIFF KEY | DOOR LOCK | ACCESSORIES | LOCK-SH29 | SHAH | _ | NA | Nos |  | Inventory | CAM LOCK WITH KEY, HEIGHT - 20MM, DIFF KEY
3505 | MCB 1POLE,16A AC | MCB | SWITCHGEAR | 408592 | LEGRAND | 16 | NA | Nos |  | Inventory | 1POLE,16A AC Make : LEGRAND
9257 | LOOSE ITEMS | BROUGHTOUT | ACCESSORIES | LOOSE ITEMS | REPUTED | _ | NA | Nos | None | Inventory | LOOSE ITEMS
9258 | LOUVERS PUNCHING CHARGES | CRCA | METAL | LOUVERS-PUNCHING-CHARGES | REPUTED | - | - | Nos |  | Non Inventory | LOUVERS PUNCHING CHARGES
9259 | 60A FP (2NO + 2NC) Power contactor for AC1 duty without built-in auxiliary contacts, 24V DC coil, Type TeSys D | Contactor | LV_Switchgear | LP1D40008BD | SCHNEIDER | 60A | NA | Nos. | None | Inventory | 60A FP (2NO + 2NC) Power contactor for AC1 duty without built-in auxiliary contacts, 24V DC coil, Type TeSys D
9260 | 60A FP (2NO + 2NC) Power contactor for AC1 duty without built-in auxiliary contacts, 110V DC coil, Type TeSys D | Contactor | LV_Switchgear | LP1D40008FD | SCHNEIDER | 60A | NA | Nos. | None | Inventory | 60A FP (2NO + 2NC) Power contactor for AC1 duty without built-in auxiliary contacts, 110V DC coil, Type TeSys D
9261 | 60A FP (2NO + 2NC) Power contactor for AC1 duty without built-in auxiliary contacts, 220V DC coil, Type TeSys D | Contactor | LV_Switchgear | LP1D40008MD | SCHNEIDER | 60A | NA | Nos. | None | Inventory | 60A FP (2NO + 2NC) Power contactor for AC1 duty without built-in auxiliary contacts, 220V DC coil, Type TeSys D
9262 | 80A FP (2NO + 2NC) Power contactor for AC1 duty without built-in auxiliary contacts, 24V DC coil, Type TeSys D | Contactor | LV_Switchgear | LP1D65008BD | SCHNEIDER | 80A | NA | Nos. | None | Inventory | 80A FP (2NO + 2NC) Power contactor for AC1 duty without built-in auxiliary contacts, 24V DC coil, Type TeSys D
9263 | 80A FP (2NO + 2NC) Power contactor for AC1 duty without built-in auxiliary contacts, 110V DC coil, Type TeSys D | Contactor | LV_Switchgear | LP1D65008FD | SCHNEIDER | 80A | NA | Nos. | None | Inventory | 80A FP (2NO + 2NC) Power contactor for AC1 duty without built-in auxiliary contacts, 110V DC coil, Type TeSys D
9264 | 80A FP (2NO + 2NC) Power contactor for AC1 duty without built-in auxiliary contacts, 220V DC coil, Type TeSys D | Contactor | LV_Switchgear | LP1D65008MD | SCHNEIDER | 80A | NA | Nos. | None | Inventory | 80A FP (2NO + 2NC) Power contactor for AC1 duty without built-in auxiliary contacts, 220V DC coil, Type TeSys D
9265 | 125A FP (4NO) Power contactor for AC1 duty without built-in auxiliary contacts, 24V DC coil, Type TeSys D | Contactor | LV_Switchgear | LP1D80004BD | SCHNEIDER | 125A | NA | Nos. | None | Inventory | 125A FP (4NO) Power contactor for AC1 duty without built-in auxiliary contacts, 24V DC coil, Type TeSys D
9266 | 125A FP (4NO) Power contactor for AC1 duty without built-in auxiliary contacts, 110V DC coil, Type TeSys D | Contactor | LV_Switchgear | LP1D80004FD | SCHNEIDER | 125A | NA | Nos. | None | Inventory | 125A FP (4NO) Power contactor for AC1 duty without built-in auxiliary contacts, 110V DC coil, Type TeSys D
9267 | 125A FP (4NO) Power contactor for AC1 duty without built-in auxiliary contacts, 220V DC coil, Type TeSys D | Contactor | LV_Switchgear | LP1D80004MD | SCHNEIDER | 125A | NA | Nos. | None | Inventory | 125A FP (4NO) Power contactor for AC1 duty without built-in auxiliary contacts, 220V DC coil, Type TeSys D
9268 | 125A FP (2NO + 2NC) Power contactor for AC1 duty without built-in auxiliary contacts, 24V DC coil, Type TeSys D | Contactor | LV_Switchgear | LP1D80008BD | SCHNEIDER | 125A | NA | Nos. | None | Inventory | 125A FP (2NO + 2NC) Power contactor for AC1 duty without built-in auxiliary contacts, 24V DC coil, Type TeSys D
9269 | 125A FP (2NO + 2NC) Power contactor for AC1 duty without built-in auxiliary contacts, 110V DC coil, Type TeSys D | Contactor | LV_Switchgear | LP1D80008FD | SCHNEIDER | 125A | NA | Nos. | None | Inventory | 125A FP (2NO + 2NC) Power contactor for AC1 duty without built-in auxiliary contacts, 110V DC coil, Type TeSys D
9270 | 125A FP (2NO + 2NC) Power contactor for AC1 duty without built-in auxiliary contacts, 220V DC coil, Type TeSys D | Contactor | LV_Switchgear | LP1D80008MD | SCHNEIDER | 125A | NA | Nos. | None | Inventory | 125A FP (2NO + 2NC) Power contactor for AC1 duty without built-in auxiliary contacts, 220V DC coil, Type TeSys D
9271 | 6A TP Power contactor for AC3 duty @415V AC with 1NC built-in auxiliary contacts, 24V DC coil, Type TeSys K | Contactor | LV_Switchgear | LP1K0601BD | SCHNEIDER | 6A | NA | Nos. | None | Inventory | 6A TP Power contactor for AC3 duty @415V AC with 1NC built-in auxiliary contacts, 24V DC coil, Type TeSys K
9272 | 6A TP Power contactor for AC3 duty @415V AC with 1NC built-in auxiliary contacts, 110V DC coil, Type TeSys K | Contactor | LV_Switchgear | LP1K0601FD | SCHNEIDER | 6A | NA | Nos. | None | Inventory | 6A TP Power contactor for AC3 duty @415V AC with 1NC built-in auxiliary contacts, 110V DC coil, Type TeSys K
9273 | 6A TP Power contactor for AC3 duty @415V AC with 1NC built-in auxiliary contacts, 220V DC coil, Type TeSys K | Contactor | LV_Switchgear | LP1K0601MD | SCHNEIDER | 6A | NA | Nos. | None | Inventory | 6A TP Power contactor for AC3 duty @415V AC with 1NC built-in auxiliary contacts, 220V DC coil, Type TeSys K
9274 | 6A TP Power contactor for AC3 duty @415V AC with 1NO built-in auxiliary contacts, 24V DC coil, Type TeSys K | Contactor | LV_Switchgear | LP1K0610BD | SCHNEIDER | 6A | NA | Nos. | None | Inventory | 6A TP Power contactor for AC3 duty @415V AC with 1NO built-in auxiliary contacts, 24V DC coil, Type TeSys K
9275 | 6A TP Power contactor for AC3 duty @415V AC with 1NO built-in auxiliary contacts, 110V DC coil, Type TeSys K | Contactor | LV_Switchgear | LP1K0610FD | SCHNEIDER | 6A | NA | Nos. | None | Inventory | 6A TP Power contactor for AC3 duty @415V AC with 1NO built-in auxiliary contacts, 110V DC coil, Type TeSys K
9276 | 6A TP Power contactor for AC3 duty @415V AC with 1NO built-in auxiliary contacts, 220V DC coil, Type TeSys K | Contactor | LV_Switchgear | LP1K0610MD | SCHNEIDER | 6A | NA | Nos. | None | Inventory | 6A TP Power contactor for AC3 duty @415V AC with 1NO built-in auxiliary contacts, 220V DC coil, Type TeSys K
9277 | 9A TP Power contactor for AC3 duty @415V AC with 1NC built-in auxiliary contacts, 24V DC coil, Type TeSys K | Contactor | LV_Switchgear | LP1K0901BD | SCHNEIDER | 9A | NA | Nos. | None | Inventory | 9A TP Power contactor for AC3 duty @415V AC with 1NC built-in auxiliary contacts, 24V DC coil, Type TeSys K
9278 | 9A TP Power contactor for AC3 duty @415V AC with 1NC built-in auxiliary contacts, 110V DC coil, Type TeSys K | Contactor | LV_Switchgear | LP1K0901FD | SCHNEIDER | 9A | NA | Nos. | None | Inventory | 9A TP Power contactor for AC3 duty @415V AC with 1NC built-in auxiliary contacts, 110V DC coil, Type TeSys K
9279 | 9A TP Power contactor for AC3 duty @415V AC with 1NC built-in auxiliary contacts, 220V DC coil, Type TeSys K | Contactor | LV_Switchgear | LP1K0901MD | SCHNEIDER | 9A | NA | Nos. | None | Inventory | 9A TP Power contactor for AC3 duty @415V AC with 1NC built-in auxiliary contacts, 220V DC coil, Type TeSys K
9280 | 9A TP Power contactor for AC3 duty @415V AC with 1NO built-in auxiliary contacts, 24V DC coil, Type TeSys K | Contactor | LV_Switchgear | LP1K0910BD | SCHNEIDER | 9A | NA | Nos. | None | Inventory | 9A TP Power contactor for AC3 duty @415V AC with 1NO built-in auxiliary contacts, 24V DC coil, Type TeSys K
9281 | 9A TP Power contactor for AC3 duty @415V AC with 1NO built-in auxiliary contacts, 110V DC coil, Type TeSys K | Contactor | LV_Switchgear | LP1K0910FD | SCHNEIDER | 9A | NA | Nos. | None | Inventory | 9A TP Power contactor for AC3 duty @415V AC with 1NO built-in auxiliary contacts, 110V DC coil, Type TeSys K
9282 | 9A TP Power contactor for AC3 duty @415V AC with 1NO built-in auxiliary contacts, 220V DC coil, Type TeSys K | Contactor | LV_Switchgear | LP1K0910MD | SCHNEIDER | 9A | NA | Nos. | None | Inventory | 9A TP Power contactor for AC3 duty @415V AC with 1NO built-in auxiliary contacts, 220V DC coil, Type TeSys K
9283 | 12A TP Power contactor for AC3 duty @415V AC with 1NC built-in auxiliary contacts, 24V DC coil, Type TeSys K | Contactor | LV_Switchgear | LP1K1201BD | SCHNEIDER | 12A | NA | Nos. | None | Inventory | 12A TP Power contactor for AC3 duty @415V AC with 1NC built-in auxiliary contacts, 24V DC coil, Type TeSys K
9284 | 12A TP Power contactor for AC3 duty @415V AC with 1NC built-in auxiliary contacts, 110V DC coil, Type TeSys K | Contactor | LV_Switchgear | LP1K1201FD | SCHNEIDER | 12A | NA | Nos. | None | Inventory | 12A TP Power contactor for AC3 duty @415V AC with 1NC built-in auxiliary contacts, 110V DC coil, Type TeSys K
9285 | 12A TP Power contactor for AC3 duty @415V AC with 1NC built-in auxiliary contacts, 220V DC coil, Type TeSys K | Contactor | LV_Switchgear | LP1K1201MD | SCHNEIDER | 12A | NA | Nos. | None | Inventory | 12A TP Power contactor for AC3 duty @415V AC with 1NC built-in auxiliary contacts, 220V DC coil, Type TeSys K
9286 | 12A TP Power contactor for AC3 duty @415V AC with 1NO built-in auxiliary contacts, 24V DC coil, Type TeSys K | Contactor | LV_Switchgear | LP1K1210BD | SCHNEIDER | 12A | NA | Nos. | None | Inventory | 12A TP Power contactor for AC3 duty @415V AC with 1NO built-in auxiliary contacts, 24V DC coil, Type TeSys K
9287 | 12A TP Power contactor for AC3 duty @415V AC with 1NO built-in auxiliary contacts, 110V DC coil, Type TeSys K | Contactor | LV_Switchgear | LP1K1210FD | SCHNEIDER | 12A | NA | Nos. | None | Inventory | 12A TP Power contactor for AC3 duty @415V AC with 1NO built-in auxiliary contacts, 110V DC coil, Type TeSys K
9288 | 12A TP Power contactor for AC3 duty @415V AC with 1NO built-in auxiliary contacts, 220V DC coil, Type TeSys K | Contactor | LV_Switchgear | LP1K1210MD | SCHNEIDER | 12A | NA | Nos. | None | Inventory | 12A TP Power contactor for AC3 duty @415V AC with 1NO built-in auxiliary contacts, 220V DC coil, Type TeSys K
9289 | 0.11-0.16A TeSys K, Thermal overload relay, suitable for direct mounting on LC1K / LP1K / LP4K / LP2K / LC2K contactors, Type LRK-0.16M | OLR | LV_Switchgear | LR2K0301 | SCHNEIDER | 0.11-0.16A | Thermal | Nos. | None | Inventory | 0.11-0.16A TeSys K, Thermal overload relay, suitable for direct mounting on LC1K / LP1K / LP4K / LP2K / LC2K contactors, Type LRK-0.16M
9290 | 0.16-0.23A TeSys K, Thermal overload relay, suitable for direct mounting on LC1K / LP1K / LP4K / LP2K / LC2K contactors, Type LRK-0.23M | OLR | LV_Switchgear | LR2K0302 | SCHNEIDER | 0.16-0.23A | Thermal | Nos. | None | Inventory | 0.16-0.23A TeSys K, Thermal overload relay, suitable for direct mounting on LC1K / LP1K / LP4K / LP2K / LC2K contactors, Type LRK-0.23M
9291 | 0.23-0.36A TeSys K, Thermal overload relay, suitable for direct mounting on LC1K / LP1K / LP4K / LP2K / LC2K contactors, Type LRK-0.36M | OLR | LV_Switchgear | LR2K0303 | SCHNEIDER | 0.23-0.36A | Thermal | Nos. | None | Inventory | 0.23-0.36A TeSys K, Thermal overload relay, suitable for direct mounting on LC1K / LP1K / LP4K / LP2K / LC2K contactors, Type LRK-0.36M
9292 | 0.36-0.54A TeSys K, Thermal overload relay, suitable for direct mounting on LC1K / LP1K / LP4K / LP2K / LC2K contactors, Type LRK-0.54M | OLR | LV_Switchgear | LR2K0304 | SCHNEIDER | 0.36-0.54A | Thermal | Nos. | None | Inventory | 0.36-0.54A TeSys K, Thermal overload relay, suitable for direct mounting on LC1K / LP1K / LP4K / LP2K / LC2K contactors, Type LRK-0.54M
9293 | 0.54-0.8A TeSys K, Thermal overload relay, suitable for direct mounting on LC1K / LP1K / LP4K / LP2K / LC2K contactors, Type LRK-0.8M | OLR | LV_Switchgear | LR2K0305 | SCHNEIDER | 0.54-0.8A | Thermal | Nos. | None | Inventory | 0.54-0.8A TeSys K, Thermal overload relay, suitable for direct mounting on LC1K / LP1K / LP4K / LP2K / LC2K contactors, Type LRK-0.8M
9294 | 0.8-1.2A TeSys K, Thermal overload relay, suitable for direct mounting on LC1K / LP1K / LP4K / LP2K / LC2K contactors, Type LRK-1.2M | OLR | LV_Switchgear | LR2K0306 | SCHNEIDER | 0.8-1.2A | Thermal | Nos. | None | Inventory | 0.8-1.2A TeSys K, Thermal overload relay, suitable for direct mounting on LC1K / LP1K / LP4K / LP2K / LC2K contactors, Type LRK-1.2M
9295 | 1.2-1.8A TeSys K, Thermal overload relay, suitable for direct mounting on LC1K / LP1K / LP4K / LP2K / LC2K contactors, Type LRK-1.8M | OLR | LV_Switchgear | LR2K0307 | SCHNEIDER | 1.2-1.8A | Thermal | Nos. | None | Inventory | 1.2-1.8A TeSys K, Thermal overload relay, suitable for direct mounting on LC1K / LP1K / LP4K / LP2K / LC2K contactors, Type LRK-1.8M
9296 | 1.8-2.6A TeSys K, Thermal overload relay, suitable for direct mounting on LC1K / LP1K / LP4K / LP2K / LC2K contactors, Type LRK-2.6M | OLR | LV_Switchgear | LR2K0308 | SCHNEIDER | 1.8-2.6A | Thermal | Nos. | None | Inventory | 1.8-2.6A TeSys K, Thermal overload relay, suitable for direct mounting on LC1K / LP1K / LP4K / LP2K / LC2K contactors, Type LRK-2.6M
9297 | 2.6-3.7A TeSys K, Thermal overload relay, suitable for direct mounting on LC1K / LP1K / LP4K / LP2K / LC2K contactors, Type LRK-3.7M | OLR | LV_Switchgear | LR2K0310 | SCHNEIDER | 2.6-3.7A | Thermal | Nos. | None | Inventory | 2.6-3.7A TeSys K, Thermal overload relay, suitable for direct mounting on LC1K / LP1K / LP4K / LP2K / LC2K contactors, Type LRK-3.7M
9298 | 3.7-5.5A TeSys K, Thermal overload relay, suitable for direct mounting on LC1K / LP1K / LP4K / LP2K / LC2K contactors, Type LRK-5.5M | OLR | LV_Switchgear | LR2K0312 | SCHNEIDER | 3.7-5.5A | Thermal | Nos. | None | Inventory | 3.7-5.5A TeSys K, Thermal overload relay, suitable for direct mounting on LC1K / LP1K / LP4K / LP2K / LC2K contactors, Type LRK-5.5M
9299 | 5.5-8A TeSys K, Thermal overload relay, suitable for direct mounting on LC1K / LP1K / LP4K / LP2K / LC2K contactors, Type LRK-8M | OLR | LV_Switchgear | LR2K0314 | SCHNEIDER | 5.5-8A | Thermal | Nos. | None | Inventory | 5.5-8A TeSys K, Thermal overload relay, suitable for direct mounting on LC1K / LP1K / LP4K / LP2K / LC2K contactors, Type LRK-8M
9300 | 8-11.5A TeSys K, Thermal overload relay, suitable for direct mounting on LC1K / LP1K / LP4K / LP2K / LC2K contactors, Type LRK-11.5M | OLR | LV_Switchgear | LR2K0316 | SCHNEIDER | 8-11.5A | Thermal | Nos. | None | Inventory | 8-11.5A TeSys K, Thermal overload relay, suitable for direct mounting on LC1K / LP1K / LP4K / LP2K / LC2K contactors, Type LRK-11.5M
9301 | 10-14A TeSys K, Thermal overload relay, suitable for direct mounting on LC1K / LP1K / LP4K / LP2K / LC2K contactors, Type LRK-14M | OLR | LV_Switchgear | LR2K0321 | SCHNEIDER | 10-14A | Thermal | Nos. | None | Inventory | 10-14A TeSys K, Thermal overload relay, suitable for direct mounting on LC1K / LP1K / LP4K / LP2K / LC2K contactors, Type LRK-14M
9302 | 12-16A TeSys K, Thermal overload relay, suitable for direct mounting on LC1K / LP1K / LP4K / LP2K / LC2K contactors, Type LRK-16M | OLR | LV_Switchgear | LR2K0322 | SCHNEIDER | 12-16A | Thermal | Nos. | None | Inventory | 12-16A TeSys K, Thermal overload relay, suitable for direct mounting on LC1K / LP1K / LP4K / LP2K / LC2K contactors, Type LRK-16M
9303 | 0.1-0.32A TeSys D, Electronic overload relay, suitable for direct mounting on LC1D09 to LC1D38A contactors, Type LRD-0.5 | OLR | LV_Switchgear | LR9D01 | SCHNEIDER | 0.1-0.5A | Electronic | Nos. | None | Inventory | 0.1-0.32A TeSys D, Electronic overload relay, suitable for direct mounting on LC1D09 to LC1D38A contactors, Type LRD-0.5
9304 | 0.4-2A TeSys D, Electronic overload relay, suitable for direct mounting on LC1D09 to LC1D38A contactors, Type LRD-2 | OLR | LV_Switchgear | LR9D02 | SCHNEIDER | 0.4-2A | Electronic | Nos. | None | Inventory | 0.4-2A TeSys D, Electronic overload relay, suitable for direct mounting on LC1D09 to LC1D38A contactors, Type LRD-2
9305 | 1.6-8A TeSys D, Electronic overload relay, suitable for direct mounting on LC1D09 to LC1D38A contactors, Type LRD-8 | OLR | LV_Switchgear | LR9D08 | SCHNEIDER | 1.6-8A | Electronic | Nos. | None | Inventory | 1.6-8A TeSys D, Electronic overload relay, suitable for direct mounting on LC1D09 to LC1D38A contactors, Type LRD-8
9306 | 6.4-32A TeSys D, Electronic overload relay, suitable for direct mounting on LC1D09 to LC1D38A contactors, Type LRD-32 | OLR | LV_Switchgear | LR9D32 | SCHNEIDER | 6.4-32A | Electronic | Nos. | None | Inventory | 6.4-32A TeSys D, Electronic overload relay, suitable for direct mounting on LC1D09 to LC1D38A contactors, Type LRD-32
9307 | 12-16A TeSys D, Thermal overload relay, suitable for direct mounting on GV2L03 / LE03 / LC1D09 to LC1D38 contactors, Type LRD-0.16M | OLR | LV_Switchgear | LRD01 | SCHNEIDER | 0.1-0.16A | Thermal | Nos. | None | Inventory | 12-16A TeSys D, Thermal overload relay, suitable for direct mounting on GV2L03 / LE03 / LC1D09 to LC1D38 contactors, Type LRD-0.16M
9308 | 0.16-0.25A TeSys D, Thermal overload relay, suitable for direct mounting on GV2L03 / LE03 / LC1D09 to LC1D38 contactors, Type LRD-0.25M | OLR | LV_Switchgear | LRD02 | SCHNEIDER | 0.16-0.25A | Thermal | Nos. | None | Inventory | 0.16-0.25A TeSys D, Thermal overload relay, suitable for direct mounting on GV2L03 / LE03 / LC1D09 to LC1D38 contactors, Type LRD-0.25M
9309 | 0.25-0.4A TeSys D, Thermal overload relay, suitable for direct mounting on GV2L03 / LE03 / LC1D09 to LC1D38 contactors, Type LRD-0.4M | OLR | LV_Switchgear | LRD03 | SCHNEIDER | 0.25-0.4A | Thermal | Nos. | None | Inventory | 0.25-0.4A TeSys D, Thermal overload relay, suitable for direct mounting on GV2L03 / LE03 / LC1D09 to LC1D38 contactors, Type LRD-0.4M
9310 | 0.4-0.63A TeSys D, Thermal overload relay, suitable for direct mounting on GV2L03 / LE03 / LC1D09 to LC1D38 contactors, Type LRD-0.63M | OLR | LV_Switchgear | LRD04 | SCHNEIDER | 0.4-0.63A | Thermal | Nos. | None | Inventory | 0.4-0.63A TeSys D, Thermal overload relay, suitable for direct mounting on GV2L03 / LE03 / LC1D09 to LC1D38 contactors, Type LRD-0.63M
9311 | 0.63-1A TeSys D, Thermal overload relay, suitable for direct mounting on GV2L03 / LE03 / LC1D09 to LC1D38 contactors, Type LRD-1M | OLR | LV_Switchgear | LRD05 | SCHNEIDER | 0.63-1A | Thermal | Nos. | None | Inventory | 0.63-1A TeSys D, Thermal overload relay, suitable for direct mounting on GV2L03 / LE03 / LC1D09 to LC1D38 contactors, Type LRD-1M
9312 | 1-1.6A TeSys D, Thermal overload relay, suitable for direct mounting on GV2L03 / LE03 / LC1D09 to LC1D38 contactors, Type LRD-1.6M | OLR | LV_Switchgear | LRD06 | SCHNEIDER | 1-1.6A | Thermal | Nos. | None | Inventory | 1-1.6A TeSys D, Thermal overload relay, suitable for direct mounting on GV2L03 / LE03 / LC1D09 to LC1D38 contactors, Type LRD-1.6M
9313 | 1.6-2.5A TeSys D, Thermal overload relay, suitable for direct mounting on GV2L03 / LE03 / LC1D09 to LC1D38 contactors, Type LRD-2.5M | OLR | LV_Switchgear | LRD07 | SCHNEIDER | 1.6-2.5A | Thermal | Nos. | None | Inventory | 1.6-2.5A TeSys D, Thermal overload relay, suitable for direct mounting on GV2L03 / LE03 / LC1D09 to LC1D38 contactors, Type LRD-2.5M
9314 | 2.5-4A TeSys D, Thermal overload relay, suitable for direct mounting on GV2L03 / LE03 / LC1D09 to LC1D38 contactors, Type LRD-4M | OLR | LV_Switchgear | LRD08 | SCHNEIDER | 2.5-4A | Thermal | Nos. | None | Inventory | 2.5-4A TeSys D, Thermal overload relay, suitable for direct mounting on GV2L03 / LE03 / LC1D09 to LC1D38 contactors, Type LRD-4M
9315 | 4-6A TeSys D, Thermal overload relay, suitable for direct mounting on GV2L03 / LE03 / LC1D09 to LC1D38 contactors, Type LRD-6M | OLR | LV_Switchgear | LRD10 | SCHNEIDER | 4-6A | Thermal | Nos. | None | Inventory | 4-6A TeSys D, Thermal overload relay, suitable for direct mounting on GV2L03 / LE03 / LC1D09 to LC1D38 contactors, Type LRD-6M
9316 | 5.5-8A TeSys D, Thermal overload relay, suitable for direct mounting on GV2L03 / LE03 / LC1D09 to LC1D38 contactors, Type LRD-8M | OLR | LV_Switchgear | LRD12 | SCHNEIDER | 5.5-8A | Thermal | Nos. | None | Inventory | 5.5-8A TeSys D, Thermal overload relay, suitable for direct mounting on GV2L03 / LE03 / LC1D09 to LC1D38 contactors, Type LRD-8M
9317 | 7-10A TeSys D, Thermal overload relay, suitable for direct mounting on GV2L03 / LE03 / LC1D09 to LC1D38 contactors, Type LRD-10M | OLR | LV_Switchgear | LRD14 | SCHNEIDER | 7-10A | Thermal | Nos. | None | Inventory | 7-10A TeSys D, Thermal overload relay, suitable for direct mounting on GV2L03 / LE03 / LC1D09 to LC1D38 contactors, Type LRD-10M
9318 | 9-13A TeSys D, Thermal overload relay, suitable for direct mounting on GV2L03 / LE03 / LC1D09 to LC1D38 contactors, Type LRD-13M | OLR | LV_Switchgear | LRD16 | SCHNEIDER | 9-13A | Thermal | Nos. | None | Inventory | 9-13A TeSys D, Thermal overload relay, suitable for direct mounting on GV2L03 / LE03 / LC1D09 to LC1D38 contactors, Type LRD-13M
9319 | 12-18A TeSys D, Thermal overload relay, suitable for direct mounting on GV2L03 / LE03 / LC1D09 to LC1D38 contactors, Type LRD-18M | OLR | LV_Switchgear | LRD21 | SCHNEIDER | 12-18A | Thermal | Nos. | None | Inventory | 12-18A TeSys D, Thermal overload relay, suitable for direct mounting on GV2L03 / LE03 / LC1D09 to LC1D38 contactors, Type LRD-18M
9320 | 16-24A TeSys D, Thermal overload relay, suitable for direct mounting on GV2L22 / LC1D25 to LC1D38 contactors, Type LRD-24M | OLR | LV_Switchgear | LRD22 | SCHNEIDER | 16-24A | Thermal | Nos. | None | Inventory | 16-24A TeSys D, Thermal overload relay, suitable for direct mounting on GV2L22 / LC1D25 to LC1D38 contactors, Type LRD-24M
9321 | 23-32A TeSys D, Thermal overload relay, suitable for direct mounting on LC1D25 to LC1D38 / LC1D32 contactors, Type LRD-32M | OLR | LV_Switchgear | LRD32 | SCHNEIDER | 23-32A | Thermal | Nos. | None | Inventory | 23-32A TeSys D, Thermal overload relay, suitable for direct mounting on LC1D25 to LC1D38 / LC1D32 contactors, Type LRD-32M
9322 | 23-32A TeSys D, Thermal overload relay, suitable for direct mounting on LC1D40A to LC1D65A contactors, Type LRD-32M | OLR | LV_Switchgear | LRD332 | SCHNEIDER | 23-32A | Thermal | Nos. | None | Inventory | 23-32A TeSys D, Thermal overload relay, suitable for direct mounting on LC1D40A to LC1D65A contactors, Type LRD-32M
9323 | 23-32A TeSys D, Thermal overload relay, suitable for direct mounting on LC1D80 to LC1D95 contactors, Type LRD-32M | OLR | LV_Switchgear | LRD3353 | SCHNEIDER | 23-32A | Thermal | Nos. | None | Inventory | 23-32A TeSys D, Thermal overload relay, suitable for direct mounting on LC1D80 to LC1D95 contactors, Type LRD-32M
9324 | 30-40A TeSys D, Thermal overload relay, suitable for direct mounting on LC1D80 to LC1D95 contactors, Type LRD-40M | OLR | LV_Switchgear | LRD3355 | SCHNEIDER | 30-40A | Thermal | Nos. | None | Inventory | 30-40A TeSys D, Thermal overload relay, suitable for direct mounting on LC1D80 to LC1D95 contactors, Type LRD-40M
9325 | 37-50A TeSys D, Thermal overload relay, suitable for direct mounting on LC1D80 to LC1D95 contactors, Type LRD-50M | OLR | LV_Switchgear | LRD3357 | SCHNEIDER | 37-50A | Thermal | Nos. | None | Inventory | 37-50A TeSys D, Thermal overload relay, suitable for direct mounting on LC1D80 to LC1D95 contactors, Type LRD-50M
9326 | 48-65A TeSys D, Thermal overload relay, suitable for direct mounting on LC1D80 to LC1D95 contactors, Type LRD-65M | OLR | LV_Switchgear | LRD3359 | SCHNEIDER | 48-65A | Thermal | Nos. | None | Inventory | 48-65A TeSys D, Thermal overload relay, suitable for direct mounting on LC1D80 to LC1D95 contactors, Type LRD-65M
9327 | 63-80A TeSys D, Thermal overload relay, suitable for direct mounting on LC1D80 to LC1D95 contactors, Type LRD-80M | OLR | LV_Switchgear | LRD3363 | SCHNEIDER | 63-80A | Thermal | Nos. | None | Inventory | 63-80A TeSys D, Thermal overload relay, suitable for direct mounting on LC1D80 to LC1D95 contactors, Type LRD-80M
9328 | 80-104A TeSys D, Thermal overload relay, suitable for direct mounting on LC1D80 / LC1D95 contactors, Type LRD-104M | OLR | LV_Switchgear | LRD3365 | SCHNEIDER | 80-104A | Thermal | Nos. | None | Inventory | 80-104A TeSys D, Thermal overload relay, suitable for direct mounting on LC1D80 / LC1D95 contactors, Type LRD-104M
9329 | 30-40A TeSys D, Thermal overload relay, suitable for direct mounting on LC1D40A to LC1D65A contactors, Type LRD-40M | OLR | LV_Switchgear | LRD340 | SCHNEIDER | 30-40A | Thermal | Nos. | None | Inventory | 30-40A TeSys D, Thermal overload relay, suitable for direct mounting on LC1D40A to LC1D65A contactors, Type LRD-40M
9330 | 30-38A TeSys D, Thermal overload relay, suitable for direct mounting on LC1D38 / LC1D32 contactors, Type LRD-38M | OLR | LV_Switchgear | LRD35 | SCHNEIDER | 30-38A | Thermal | Nos. | None | Inventory | 30-38A TeSys D, Thermal overload relay, suitable for direct mounting on LC1D38 / LC1D32 contactors, Type LRD-38M
9331 | 37-50A TeSys D, Thermal overload relay, suitable for direct mounting on LC1D40A to LC1D65A contactors, Type LRD-50M | OLR | LV_Switchgear | LRD350 | SCHNEIDER | 37-50A | Thermal | Nos. | None | Inventory | 37-50A TeSys D, Thermal overload relay, suitable for direct mounting on LC1D40A to LC1D65A contactors, Type LRD-50M
9332 | 48-65A TeSys D, Thermal overload relay, suitable for direct mounting on LC1D40A to LC1D65A contactors, Type LRD-65M | OLR | LV_Switchgear | LRD365 | SCHNEIDER | 48-65A | Thermal | Nos. | None | Inventory | 48-65A TeSys D, Thermal overload relay, suitable for direct mounting on LC1D40A to LC1D65A contactors, Type LRD-65M
9333 | 62-80A TeSys D, Thermal overload relay, suitable for direct mounting on LC1D80 contactors, Type LRD-80M | OLR | LV_Switchgear | LRD380 | SCHNEIDER | 62-80A | Thermal | Nos. | None | Inventory | 62-80A TeSys D, Thermal overload relay, suitable for direct mounting on LC1D80 contactors, Type LRD-80M
3506 | MCB 2POLE,2A AC | MCB | SWITCHGEAR | 408624 | LEGRAND | 2 | NA | Nos |  | Inventory | 2POLE,2A AC Make : LEGRAND
3507 | MCB 2POLE,4A AC | MCB | SWITCHGEAR | 408626 | LEGRAND | 4 | NA | Nos |  | Inventory | 2POLE,4A AC Make : LEGRAND
9336 | LABOUR CHARBGES FOR EARTH SWITCH BRAZING WITH TIN PLATING | CHARGES | - | LS-ES-BR | - | - | - | Nos |  | Non Inventory | LABOUR CHARBGES FOR EARTH SWITCH BRAZING WITH TIN PLATING
9337 | LABOUR CHARGES FOR FOR COPPER L TYPE FIX PLATE. | CHARGES | - | LS-FIX-PLATE | - | - | - | Nos |  | Non Inventory | LABOUR CHARGES FOR FOR COPPER L TYPE FIX PLATE.
3508 | MCB 2POLE,6A AC | MCB | SWITCHGEAR | 408628 | LEGRAND | 6 | NA | Nos |  | Inventory | 2POLE,6A AC Make : LEGRAND
9339 | Lightning current counter, DIN rail mounted | SPD | LV_Switchgear | LSC-A | CITEL | - | - | Nos |  | Inventory | Lightning current counter, DIN rail mounted
3509 | MCB 2POLE,10A AC | MCB | SWITCHGEAR | 408631 | LEGRAND | 10 | NA | Nos |  | Inventory | 2POLE,10A AC Make : LEGRAND
3510 | MCB 2POLE,16A AC | MCB | SWITCHGEAR | 408633 | LEGRAND | 16 | NA | Nos |  | Inventory | 2POLE,16A AC Make : LEGRAND
3511 | MCB 2POLE,25A AC | MCB | SWITCHGEAR | 408635 | LEGRAND | 25 | NA | Nos |  | Inventory | 2POLE,25A AC Make : LEGRAND
9343 | MALE LUG FOR SUITABLE FOR 58 PIN SOCKET. | LUG | WIRE & ACCESSORIES | LUG 58 PIN SOCK MALE | REPUTED | _ | NA | Nos | None | Inventory | MALE LUG FOR SUITABLE FOR 58 PIN SOCKET.
9344 | SUITABLE RING LUGS FOR 120SQ.MM. ARM. ALUMINIUM CABLE , | LUG | WIRE & ACCESSORIES | LUG FOR 120SQMM CABLE | REPUTED | _ | NA | Nos | None | Inventory | SUITABLE RING LUGS FOR 120SQ.MM. ARM. ALUMINIUM CABLE ,
9345 | SUITABLE RING LUGS FOR 150SQ.MM. ALUMINIUM ARM. CABLE, | LUG | WIRE & ACCESSORIES | LUG FOR 150 SQMM CABLE | REPUTED | _ | NA | Nos | None | Inventory | SUITABLE RING LUGS FOR 150SQ.MM. ALUMINIUM ARM. CABLE,
9346 | SUITABLE RING LUGS FOR 16SQ.MM. ARM. COPPER CABLE , | LUG | WIRE & ACCESSORIES | LUG FOR 16SQMM CABLE | REPUTED | _ | NA | Nos | None | Inventory | SUITABLE RING LUGS FOR 16SQ.MM. ARM. COPPER CABLE ,
9347 | SUITABLE RING LUGS FOR 240SQ.MM. ALUMINIUM ARMOURED CABLE , | LUG | WIRE & ACCESSORIES | LUG FOR 240SQMM CABLE | REPUTED | _ | NA | Nos | None | Inventory | SUITABLE RING LUGS FOR 240SQ.MM. ALUMINIUM ARMOURED CABLE ,
9348 | SUITABLE RING LUGS FOR 25SQ.MM. ARM. COPPER CABLE , | LUG | WIRE & ACCESSORIES | LUG FOR 25SQMM CABLE | REPUTED | _ | NA | Nos | None | Inventory | SUITABLE RING LUGS FOR 25SQ.MM. ARM. COPPER CABLE ,
9349 | SUITABLE RING LUGS FOR 50SQ.MM. ARM. ALUMINIUM CABLE , | LUG | WIRE & ACCESSORIES | LUG FOR 50SQMM CABLE | REPUTED | _ | NA | Nos | None | Inventory | SUITABLE RING LUGS FOR 50SQ.MM. ARM. ALUMINIUM CABLE ,
9350 | SUITABLE RING LUGS FOR 70SQ.MM. ALUMINIUM ARM. CABLE , | LUG | WIRE & ACCESSORIES | LUG FOR 70SQMM CABLE | REPUTED | _ | NA | Nos | None | Inventory | SUITABLE RING LUGS FOR 70SQ.MM. ALUMINIUM ARM. CABLE ,
9351 | SUITABLE RING LUGS FOR 70SQ.MM. ARM. COPPER CABLE , | LUG | WIRE & ACCESSORIES | LUG FOR 70SQMM COPPER CABLE | REPUTED | _ | NA | Nos | None | Inventory | SUITABLE RING LUGS FOR 70SQ.MM. ARM. COPPER CABLE ,
9352 | SUITABLE RING LUGS FOR 95SQ.MM. ALUMINIUM ARMOURED CABLE , | LUG | WIRE & ACCESSORIES | LUG FOR 95SQMM CABLE | REPUTED | _ | NA | Nos | None | Inventory | SUITABLE RING LUGS FOR 95SQ.MM. ALUMINIUM ARMOURED CABLE ,
9353 | SUITABLE RING LUGS FOR 95SQ.MM. ARM. COPPER CABLE , | LUG | WIRE & ACCESSORIES | LUG FOR 95SQMM COPPER CABLE | REPUTED | _ | NA | Nos | None | Inventory | SUITABLE RING LUGS FOR 95SQ.MM. ARM. COPPER CABLE ,
9354 | Suitable Lugs with RING TYPE ID-10 for 300SQ.MM. AL armoured cable, | LUG | WIRE & ACCESSORIES | LUG ID-10 FOR 300 SQMM CU CABLE | DOWELLS | _ | NA | Nos | None | Inventory | Suitable Lugs with RING TYPE ID-10 for 300SQ.MM. AL armoured cable,
9355 | Suitable Lugs with RING TYPE ID-10 for 95SQ.MM. AL armoured cable, | LUG | WIRE & ACCESSORIES | LUG ID-10 FOR 95 SQMM CU CABLE | DOWELLS | _ | NA | Nos | None | Inventory | Suitable Lugs with RING TYPE ID-10 for 95SQ.MM. AL armoured cable,
9356 | 150SQMM ALUMINIUM RING LUG | LUG | WIRE & ACCESSORIES | LUG-AL-RING-150SQMM | REPUTED | _ | NA | Nos | None | Inventory | 150SQMM ALUMINIUM RING LUG
9357 | 50SQMM COPPER RING LUG | LUG | WIRE & ACCESSORIES | LUG-CU-RING-50SQMM | REPUTED | _ | NA | Nos | None | Inventory | 50SQMM COPPER RING LUG
9358 | DDCB BOARD AS PER THE ECNLSOED BOQ | READY PANELS | LV_Switchgear | LV-0133-DCCB-OD | REPUTED | - | - | Nos |  | Inventory | DDCB BOARD AS PER THE ECNLSOED BOQ
9359 | FRP-694X80X15mm THICK-LV-0160-01 | FRP | BUSBAR & ACCESSORIES | LV-160-SMC-001 | REPUTED | - | - | Nos |  | Inventory | FRP-694X80X15mm THICK-LV-0160-01
9360 | 3 POINT DOOR LOCK ROD FOR LV PANEL TOP & BOTOTM | DOOR LOCK | ACCESSORIES | LV-ROD-4-LV-21981 | TSPL | _ | NA | Nos |  | Inventory | 3 POINT DOOR LOCK ROD FOR LV PANEL TOP & BOTOTM
9361 | 16A TP 16kA NSXm MCCB with O/C,S/C protection with compression lug connectors, Thermal-Magnetic Release TMD, Frame size 1, Ics=Icu=16kA@415V AC | MCCB | LV_Switchgear | LV426150 | SCHNEIDER | 16A | 16kA | Nos. | None | Inventory | 16A TP 16kA NSXm MCCB with O/C,S/C protection with compression lug connectors, Thermal-Magnetic Release TMD, Frame size 1, Ics=Icu=16kA@415V AC
9362 | 25A TP 16kA NSXm MCCB with O/C,S/C protection with compression lug connectors, Thermal-Magnetic Release TMD, Frame size 1, Ics=Icu=16kA@415V AC | MCCB | LV_Switchgear | LV426151 | SCHNEIDER | 25A | 16kA | Nos. | None | Inventory | 25A TP 16kA NSXm MCCB with O/C,S/C protection with compression lug connectors, Thermal-Magnetic Release TMD, Frame size 1, Ics=Icu=16kA@415V AC
9363 | 32A TP 16kA NSXm MCCB with O/C,S/C protection with compression lug connectors, Thermal-Magnetic Release TMD, Frame size 1, Ics=Icu=16kA@415V AC | MCCB | LV_Switchgear | LV426152 | SCHNEIDER | 32A | 16kA | Nos. | None | Inventory | 32A TP 16kA NSXm MCCB with O/C,S/C protection with compression lug connectors, Thermal-Magnetic Release TMD, Frame size 1, Ics=Icu=16kA@415V AC
9364 | 40A TP 16kA NSXm MCCB with O/C,S/C protection with compression lug connectors, Thermal-Magnetic Release TMD, Frame size 1, Ics=Icu=16kA@415V AC | MCCB | LV_Switchgear | LV426153 | SCHNEIDER | 40A | 16kA | Nos. | None | Inventory | 40A TP 16kA NSXm MCCB with O/C,S/C protection with compression lug connectors, Thermal-Magnetic Release TMD, Frame size 1, Ics=Icu=16kA@415V AC
9365 | 50A TP 16kA NSXm MCCB with O/C,S/C protection with compression lug connectors, Thermal-Magnetic Release TMD, Frame size 1, Ics=Icu=16kA@415V AC | MCCB | LV_Switchgear | LV426154 | SCHNEIDER | 50A | 16kA | Nos. | None | Inventory | 50A TP 16kA NSXm MCCB with O/C,S/C protection with compression lug connectors, Thermal-Magnetic Release TMD, Frame size 1, Ics=Icu=16kA@415V AC
9366 | 63A TP 16kA NSXm MCCB with O/C,S/C protection with compression lug connectors, Thermal-Magnetic Release TMD, Frame size 1, Ics=Icu=16kA@415V AC | MCCB | LV_Switchgear | LV426155 | SCHNEIDER | 63A | 16kA | Nos. | None | Inventory | 63A TP 16kA NSXm MCCB with O/C,S/C protection with compression lug connectors, Thermal-Magnetic Release TMD, Frame size 1, Ics=Icu=16kA@415V AC
9367 | 80A TP 16kA NSXm MCCB with O/C,S/C protection with compression lug connectors, Thermal-Magnetic Release TMD, Frame size 1, Ics=Icu=16kA@415V AC | MCCB | LV_Switchgear | LV426156 | SCHNEIDER | 80A | 16kA | Nos. | None | Inventory | 80A TP 16kA NSXm MCCB with O/C,S/C protection with compression lug connectors, Thermal-Magnetic Release TMD, Frame size 1, Ics=Icu=16kA@415V AC
9368 | 100A TP 16kA NSXm MCCB with O/C,S/C protection with compression lug connectors, Thermal-Magnetic Release TMD, Frame size 1, Ics=Icu=16kA@415V AC | MCCB | LV_Switchgear | LV426157 | SCHNEIDER | 100A | 16kA | Nos. | None | Inventory | 100A TP 16kA NSXm MCCB with O/C,S/C protection with compression lug connectors, Thermal-Magnetic Release TMD, Frame size 1, Ics=Icu=16kA@415V AC
9369 | 125A TP 16kA NSXm MCCB with O/C,S/C protection with compression lug connectors, Thermal-Magnetic Release TMD, Frame size 1, Ics=Icu=16kA@415V AC | MCCB | LV_Switchgear | LV426158 | SCHNEIDER | 125A | 16kA | Nos. | None | Inventory | 125A TP 16kA NSXm MCCB with O/C,S/C protection with compression lug connectors, Thermal-Magnetic Release TMD, Frame size 1, Ics=Icu=16kA@415V AC
9370 | 160A TP 16kA NSXm MCCB with O/C,S/C protection with compression lug connectors, Thermal-Magnetic Release TMD, Frame size 1, Ics=Icu=16kA@415V AC | MCCB | LV_Switchgear | LV426159 | SCHNEIDER | 160A | 16kA | Nos. | None | Inventory | 160A TP 16kA NSXm MCCB with O/C,S/C protection with compression lug connectors, Thermal-Magnetic Release TMD, Frame size 1, Ics=Icu=16kA@415V AC
9371 | 16A FP 16kA NSXm MCCB with O/C,S/C protection with compression lug connectors, Thermal-Magnetic Release TMD, Frame size 1, Ics=Icu=16kA@415V AC | MCCB | LV_Switchgear | LV426160 | SCHNEIDER | 16A | 16kA | Nos. | None | Inventory | 16A FP 16kA NSXm MCCB with O/C,S/C protection with compression lug connectors, Thermal-Magnetic Release TMD, Frame size 1, Ics=Icu=16kA@415V AC
9372 | 25A FP 16kA NSXm MCCB with O/C,S/C protection with compression lug connectors, Thermal-Magnetic Release TMD, Frame size 1, Ics=Icu=16kA@415V AC | MCCB | LV_Switchgear | LV426161 | SCHNEIDER | 25A | 16kA | Nos. | None | Inventory | 25A FP 16kA NSXm MCCB with O/C,S/C protection with compression lug connectors, Thermal-Magnetic Release TMD, Frame size 1, Ics=Icu=16kA@415V AC
9373 | 32A FP 16kA NSXm MCCB with O/C,S/C protection with compression lug connectors, Thermal-Magnetic Release TMD, Frame size 1, Ics=Icu=16kA@415V AC | MCCB | LV_Switchgear | LV426162 | SCHNEIDER | 32A | 16kA | Nos. | None | Inventory | 32A FP 16kA NSXm MCCB with O/C,S/C protection with compression lug connectors, Thermal-Magnetic Release TMD, Frame size 1, Ics=Icu=16kA@415V AC
9374 | 40A FP 16kA NSXm MCCB with O/C,S/C protection with compression lug connectors, Thermal-Magnetic Release TMD, Frame size 1, Ics=Icu=16kA@415V AC | MCCB | LV_Switchgear | LV426163 | SCHNEIDER | 40A | 16kA | Nos. | None | Inventory | 40A FP 16kA NSXm MCCB with O/C,S/C protection with compression lug connectors, Thermal-Magnetic Release TMD, Frame size 1, Ics=Icu=16kA@415V AC
9375 | 50A FP 16kA NSXm MCCB with O/C,S/C protection with compression lug connectors, Thermal-Magnetic Release TMD, Frame size 1, Ics=Icu=16kA@415V AC | MCCB | LV_Switchgear | LV426164 | SCHNEIDER | 50A | 16kA | Nos. | None | Inventory | 50A FP 16kA NSXm MCCB with O/C,S/C protection with compression lug connectors, Thermal-Magnetic Release TMD, Frame size 1, Ics=Icu=16kA@415V AC
9376 | 63A FP 16kA NSXm MCCB with O/C,S/C protection with compression lug connectors, Thermal-Magnetic Release TMD, Frame size 1, Ics=Icu=16kA@415V AC | MCCB | LV_Switchgear | LV426165 | SCHNEIDER | 63A | 16kA | Nos. | None | Inventory | 63A FP 16kA NSXm MCCB with O/C,S/C protection with compression lug connectors, Thermal-Magnetic Release TMD, Frame size 1, Ics=Icu=16kA@415V AC
9377 | 80A FP 16kA NSXm MCCB with O/C,S/C protection with compression lug connectors, Thermal-Magnetic Release TMD, Frame size 1, Ics=Icu=16kA@415V AC | MCCB | LV_Switchgear | LV426166 | SCHNEIDER | 80A | 16kA | Nos. | None | Inventory | 80A FP 16kA NSXm MCCB with O/C,S/C protection with compression lug connectors, Thermal-Magnetic Release TMD, Frame size 1, Ics=Icu=16kA@415V AC
9378 | 100A FP 16kA NSXm MCCB with O/C,S/C protection with compression lug connectors, Thermal-Magnetic Release TMD, Frame size 1, Ics=Icu=16kA@415V AC | MCCB | LV_Switchgear | LV426167 | SCHNEIDER | 100A | 16kA | Nos. | None | Inventory | 100A FP 16kA NSXm MCCB with O/C,S/C protection with compression lug connectors, Thermal-Magnetic Release TMD, Frame size 1, Ics=Icu=16kA@415V AC
9379 | 125A FP 16kA NSXm MCCB with O/C,S/C protection with compression lug connectors, Thermal-Magnetic Release TMD, Frame size 1, Ics=Icu=16kA@415V AC | MCCB | LV_Switchgear | LV426168 | SCHNEIDER | 125A | 16kA | Nos. | None | Inventory | 125A FP 16kA NSXm MCCB with O/C,S/C protection with compression lug connectors, Thermal-Magnetic Release TMD, Frame size 1, Ics=Icu=16kA@415V AC
9380 | 160A FP 16kA NSXm MCCB with O/C,S/C protection with compression lug connectors, Thermal-Magnetic Release TMD, Frame size 1, Ics=Icu=16kA@415V AC | MCCB | LV_Switchgear | LV426169 | SCHNEIDER | 160A | 16kA | Nos. | None | Inventory | 160A FP 16kA NSXm MCCB with O/C,S/C protection with compression lug connectors, Thermal-Magnetic Release TMD, Frame size 1, Ics=Icu=16kA@415V AC
9381 | 16A TP 25kA NSXm MCCB with O/C,S/C protection with compression lug connectors, Thermal-Magnetic Release TMD, Frame size 1, Ics=Icu=25kA@415V AC | MCCB | LV_Switchgear | LV426250 | SCHNEIDER | 16A | 25kA | Nos. | None | Inventory | 16A TP 25kA NSXm MCCB with O/C,S/C protection with compression lug connectors, Thermal-Magnetic Release TMD, Frame size 1, Ics=Icu=25kA@415V AC
9382 | 25A TP 25kA NSXm MCCB with O/C,S/C protection with compression lug connectors, Thermal-Magnetic Release TMD, Frame size 1, Ics=Icu=25kA@415V AC | MCCB | LV_Switchgear | LV426251 | SCHNEIDER | 25A | 25kA | Nos. | None | Inventory | 25A TP 25kA NSXm MCCB with O/C,S/C protection with compression lug connectors, Thermal-Magnetic Release TMD, Frame size 1, Ics=Icu=25kA@415V AC
9383 | 32A TP 25kA NSXm MCCB with O/C,S/C protection with compression lug connectors, Thermal-Magnetic Release TMD, Frame size 1, Ics=Icu=25kA@415V AC | MCCB | LV_Switchgear | LV426252 | SCHNEIDER | 32A | 25kA | Nos. | None | Inventory | 32A TP 25kA NSXm MCCB with O/C,S/C protection with compression lug connectors, Thermal-Magnetic Release TMD, Frame size 1, Ics=Icu=25kA@415V AC
9384 | 40A TP 25kA NSXm MCCB with O/C,S/C protection with compression lug connectors, Thermal-Magnetic Release TMD, Frame size 1, Ics=Icu=25kA@415V AC | MCCB | LV_Switchgear | LV426253 | SCHNEIDER | 40A | 25kA | Nos. | None | Inventory | 40A TP 25kA NSXm MCCB with O/C,S/C protection with compression lug connectors, Thermal-Magnetic Release TMD, Frame size 1, Ics=Icu=25kA@415V AC
9385 | 50A TP 25kA NSXm MCCB with O/C,S/C protection with compression lug connectors, Thermal-Magnetic Release TMD, Frame size 1, Ics=Icu=25kA@415V AC | MCCB | LV_Switchgear | LV426254 | SCHNEIDER | 50A | 25kA | Nos. | None | Inventory | 50A TP 25kA NSXm MCCB with O/C,S/C protection with compression lug connectors, Thermal-Magnetic Release TMD, Frame size 1, Ics=Icu=25kA@415V AC
9386 | 63A TP 25kA NSXm MCCB with O/C,S/C protection with compression lug connectors, Thermal-Magnetic Release TMD, Frame size 1, Ics=Icu=25kA@415V AC | MCCB | LV_Switchgear | LV426255 | SCHNEIDER | 63A | 25kA | Nos. | None | Inventory | 63A TP 25kA NSXm MCCB with O/C,S/C protection with compression lug connectors, Thermal-Magnetic Release TMD, Frame size 1, Ics=Icu=25kA@415V AC
9387 | 80A TP 25kA NSXm MCCB with O/C,S/C protection with compression lug connectors, Thermal-Magnetic Release TMD, Frame size 1, Ics=Icu=25kA@415V AC | MCCB | LV_Switchgear | LV426256 | SCHNEIDER | 80A | 25kA | Nos. | None | Inventory | 80A TP 25kA NSXm MCCB with O/C,S/C protection with compression lug connectors, Thermal-Magnetic Release TMD, Frame size 1, Ics=Icu=25kA@415V AC
9388 | 100A TP 25kA NSXm MCCB with O/C,S/C protection with compression lug connectors, Thermal-Magnetic Release TMD, Frame size 1, Ics=Icu=25kA@415V AC | MCCB | LV_Switchgear | LV426257 | SCHNEIDER | 100A | 25kA | Nos. | None | Inventory | 100A TP 25kA NSXm MCCB with O/C,S/C protection with compression lug connectors, Thermal-Magnetic Release TMD, Frame size 1, Ics=Icu=25kA@415V AC
9389 | 125A TP 25kA NSXm MCCB with O/C,S/C protection with compression lug connectors, Thermal-Magnetic Release TMD, Frame size 1, Ics=Icu=25kA@415V AC | MCCB | LV_Switchgear | LV426258 | SCHNEIDER | 125A | 25kA | Nos. | None | Inventory | 125A TP 25kA NSXm MCCB with O/C,S/C protection with compression lug connectors, Thermal-Magnetic Release TMD, Frame size 1, Ics=Icu=25kA@415V AC
9390 | 160A TP 25kA NSXm MCCB with O/C,S/C protection with compression lug connectors, Thermal-Magnetic Release TMD, Frame size 1, Ics=Icu=25kA@415V AC | MCCB | LV_Switchgear | LV426259 | SCHNEIDER | 160A | 25kA | Nos. | None | Inventory | 160A TP 25kA NSXm MCCB with O/C,S/C protection with compression lug connectors, Thermal-Magnetic Release TMD, Frame size 1, Ics=Icu=25kA@415V AC
9391 | 16A FP 25kA NSXm MCCB with O/C,S/C protection with compression lug connectors, Thermal-Magnetic Release TMD, Frame size 1, Ics=Icu=25kA@415V AC | MCCB | LV_Switchgear | LV426260 | SCHNEIDER | 16A | 25kA | Nos. | None | Inventory | 16A FP 25kA NSXm MCCB with O/C,S/C protection with compression lug connectors, Thermal-Magnetic Release TMD, Frame size 1, Ics=Icu=25kA@415V AC
9392 | 25A FP 25kA NSXm MCCB with O/C,S/C protection with compression lug connectors, Thermal-Magnetic Release TMD, Frame size 1, Ics=Icu=25kA@415V AC | MCCB | LV_Switchgear | LV426261 | SCHNEIDER | 25A | 25kA | Nos. | None | Inventory | 25A FP 25kA NSXm MCCB with O/C,S/C protection with compression lug connectors, Thermal-Magnetic Release TMD, Frame size 1, Ics=Icu=25kA@415V AC
9393 | 32A FP 25kA NSXm MCCB with O/C,S/C protection with compression lug connectors, Thermal-Magnetic Release TMD, Frame size 1, Ics=Icu=25kA@415V AC | MCCB | LV_Switchgear | LV426262 | SCHNEIDER | 32A | 25kA | Nos. | None | Inventory | 32A FP 25kA NSXm MCCB with O/C,S/C protection with compression lug connectors, Thermal-Magnetic Release TMD, Frame size 1, Ics=Icu=25kA@415V AC
9394 | 40A FP 25kA NSXm MCCB with O/C,S/C protection with compression lug connectors, Thermal-Magnetic Release TMD, Frame size 1, Ics=Icu=25kA@415V AC | MCCB | LV_Switchgear | LV426263 | SCHNEIDER | 40A | 25kA | Nos. | None | Inventory | 40A FP 25kA NSXm MCCB with O/C,S/C protection with compression lug connectors, Thermal-Magnetic Release TMD, Frame size 1, Ics=Icu=25kA@415V AC
9395 | 50A FP 25kA NSXm MCCB with O/C,S/C protection with compression lug connectors, Thermal-Magnetic Release TMD, Frame size 1, Ics=Icu=25kA@415V AC | MCCB | LV_Switchgear | LV426264 | SCHNEIDER | 50A | 25kA | Nos. | None | Inventory | 50A FP 25kA NSXm MCCB with O/C,S/C protection with compression lug connectors, Thermal-Magnetic Release TMD, Frame size 1, Ics=Icu=25kA@415V AC
9396 | 63A FP 25kA NSXm MCCB with O/C,S/C protection with compression lug connectors, Thermal-Magnetic Release TMD, Frame size 1, Ics=Icu=25kA@415V AC | MCCB | LV_Switchgear | LV426265 | SCHNEIDER | 63A | 25kA | Nos. | None | Inventory | 63A FP 25kA NSXm MCCB with O/C,S/C protection with compression lug connectors, Thermal-Magnetic Release TMD, Frame size 1, Ics=Icu=25kA@415V AC
9397 | 80A FP 25kA NSXm MCCB with O/C,S/C protection with compression lug connectors, Thermal-Magnetic Release TMD, Frame size 1, Ics=Icu=25kA@415V AC | MCCB | LV_Switchgear | LV426266 | SCHNEIDER | 80A | 25kA | Nos. | None | Inventory | 80A FP 25kA NSXm MCCB with O/C,S/C protection with compression lug connectors, Thermal-Magnetic Release TMD, Frame size 1, Ics=Icu=25kA@415V AC
9398 | 100A FP 25kA NSXm MCCB with O/C,S/C protection with compression lug connectors, Thermal-Magnetic Release TMD, Frame size 1, Ics=Icu=25kA@415V AC | MCCB | LV_Switchgear | LV426267 | SCHNEIDER | 100A | 25kA | Nos. | None | Inventory | 100A FP 25kA NSXm MCCB with O/C,S/C protection with compression lug connectors, Thermal-Magnetic Release TMD, Frame size 1, Ics=Icu=25kA@415V AC
9399 | 125A FP 25kA NSXm MCCB with O/C,S/C protection with compression lug connectors, Thermal-Magnetic Release TMD, Frame size 1, Ics=Icu=25kA@415V AC | MCCB | LV_Switchgear | LV426268 | SCHNEIDER | 125A | 25kA | Nos. | None | Inventory | 125A FP 25kA NSXm MCCB with O/C,S/C protection with compression lug connectors, Thermal-Magnetic Release TMD, Frame size 1, Ics=Icu=25kA@415V AC
9400 | 160A FP 25kA NSXm MCCB with O/C,S/C protection with compression lug connectors, Thermal-Magnetic Release TMD, Frame size 1, Ics=Icu=25kA@415V AC | MCCB | LV_Switchgear | LV426269 | SCHNEIDER | 160A | 25kA | Nos. | None | Inventory | 160A FP 25kA NSXm MCCB with O/C,S/C protection with compression lug connectors, Thermal-Magnetic Release TMD, Frame size 1, Ics=Icu=25kA@415V AC
9401 | 16A TP 36kA NSXm MCCB with O/C,S/C protection with compression lug connectors, Thermal-Magnetic Release TMD, Frame size 1, Ics=Icu=36kA@415V AC | MCCB | LV_Switchgear | LV426350 | SCHNEIDER | 16A | 36kA | Nos. | None | Inventory | 16A TP 36kA NSXm MCCB with O/C,S/C protection with compression lug connectors, Thermal-Magnetic Release TMD, Frame size 1, Ics=Icu=36kA@415V AC
9402 | 25A TP 36kA NSXm MCCB with O/C,S/C protection with compression lug connectors, Thermal-Magnetic Release TMD, Frame size 1, Ics=Icu=36kA@415V AC | MCCB | LV_Switchgear | LV426351 | SCHNEIDER | 25A | 36kA | Nos. | None | Inventory | 25A TP 36kA NSXm MCCB with O/C,S/C protection with compression lug connectors, Thermal-Magnetic Release TMD, Frame size 1, Ics=Icu=36kA@415V AC
9403 | 32A TP 36kA NSXm MCCB with O/C,S/C protection with compression lug connectors, Thermal-Magnetic Release TMD, Frame size 1, Ics=Icu=36kA@415V AC | MCCB | LV_Switchgear | LV426352 | SCHNEIDER | 32A | 36kA | Nos. | None | Inventory | 32A TP 36kA NSXm MCCB with O/C,S/C protection with compression lug connectors, Thermal-Magnetic Release TMD, Frame size 1, Ics=Icu=36kA@415V AC
9404 | 40A TP 36kA NSXm MCCB with O/C,S/C protection with compression lug connectors, Thermal-Magnetic Release TMD, Frame size 1, Ics=Icu=36kA@415V AC | MCCB | LV_Switchgear | LV426353 | SCHNEIDER | 40A | 36kA | Nos. | None | Inventory | 40A TP 36kA NSXm MCCB with O/C,S/C protection with compression lug connectors, Thermal-Magnetic Release TMD, Frame size 1, Ics=Icu=36kA@415V AC
9405 | 50A TP 36kA NSXm MCCB with O/C,S/C protection with compression lug connectors, Thermal-Magnetic Release TMD, Frame size 1, Ics=Icu=36kA@415V AC | MCCB | LV_Switchgear | LV426354 | SCHNEIDER | 50A | 36kA | Nos. | None | Inventory | 50A TP 36kA NSXm MCCB with O/C,S/C protection with compression lug connectors, Thermal-Magnetic Release TMD, Frame size 1, Ics=Icu=36kA@415V AC
9406 | 63A TP 36kA NSXm MCCB with O/C,S/C protection with compression lug connectors, Thermal-Magnetic Release TMD, Frame size 1, Ics=Icu=36kA@415V AC | MCCB | LV_Switchgear | LV426355 | SCHNEIDER | 63A | 36kA | Nos. | None | Inventory | 63A TP 36kA NSXm MCCB with O/C,S/C protection with compression lug connectors, Thermal-Magnetic Release TMD, Frame size 1, Ics=Icu=36kA@415V AC
9407 | 80A TP 36kA NSXm MCCB with O/C,S/C protection with compression lug connectors, Thermal-Magnetic Release TMD, Frame size 1, Ics=Icu=36kA@415V AC | MCCB | LV_Switchgear | LV426356 | SCHNEIDER | 80A | 36kA | Nos. | None | Inventory | 80A TP 36kA NSXm MCCB with O/C,S/C protection with compression lug connectors, Thermal-Magnetic Release TMD, Frame size 1, Ics=Icu=36kA@415V AC
9408 | 100A TP 36kA NSXm MCCB with O/C,S/C protection with compression lug connectors, Thermal-Magnetic Release TMD, Frame size 1, Ics=Icu=36kA@415V AC | MCCB | LV_Switchgear | LV426357 | SCHNEIDER | 100A | 36kA | Nos. | None | Inventory | 100A TP 36kA NSXm MCCB with O/C,S/C protection with compression lug connectors, Thermal-Magnetic Release TMD, Frame size 1, Ics=Icu=36kA@415V AC
9409 | 125A TP 36kA NSXm MCCB with O/C,S/C protection with compression lug connectors, Thermal-Magnetic Release TMD, Frame size 1, Ics=Icu=36kA@415V AC | MCCB | LV_Switchgear | LV426358 | SCHNEIDER | 125A | 36kA | Nos. | None | Inventory | 125A TP 36kA NSXm MCCB with O/C,S/C protection with compression lug connectors, Thermal-Magnetic Release TMD, Frame size 1, Ics=Icu=36kA@415V AC
9410 | 160A TP 36kA NSXm MCCB with O/C,S/C protection with compression lug connectors, Thermal-Magnetic Release TMD, Frame size 1, Ics=Icu=36kA@415V AC | MCCB | LV_Switchgear | LV426359 | SCHNEIDER | 160A | 36kA | Nos. | None | Inventory | 160A TP 36kA NSXm MCCB with O/C,S/C protection with compression lug connectors, Thermal-Magnetic Release TMD, Frame size 1, Ics=Icu=36kA@415V AC
9411 | 16A FP 36kA NSXm MCCB with O/C,S/C protection with compression lug connectors, Thermal-Magnetic Release TMD, Frame size 1, Ics=Icu=36kA@415V AC | MCCB | LV_Switchgear | LV426360 | SCHNEIDER | 16A | 36kA | Nos. | None | Inventory | 16A FP 36kA NSXm MCCB with O/C,S/C protection with compression lug connectors, Thermal-Magnetic Release TMD, Frame size 1, Ics=Icu=36kA@415V AC
9412 | 25A FP 36kA NSXm MCCB with O/C,S/C protection with compression lug connectors, Thermal-Magnetic Release TMD, Frame size 1, Ics=Icu=36kA@415V AC | MCCB | LV_Switchgear | LV426361 | SCHNEIDER | 25A | 36kA | Nos. | None | Inventory | 25A FP 36kA NSXm MCCB with O/C,S/C protection with compression lug connectors, Thermal-Magnetic Release TMD, Frame size 1, Ics=Icu=36kA@415V AC
9413 | 32A FP 36kA NSXm MCCB with O/C,S/C protection with compression lug connectors, Thermal-Magnetic Release TMD, Frame size 1, Ics=Icu=36kA@415V AC | MCCB | LV_Switchgear | LV426362 | SCHNEIDER | 32A | 36kA | Nos. | None | Inventory | 32A FP 36kA NSXm MCCB with O/C,S/C protection with compression lug connectors, Thermal-Magnetic Release TMD, Frame size 1, Ics=Icu=36kA@415V AC
9414 | 40A FP 36kA NSXm MCCB with O/C,S/C protection with compression lug connectors, Thermal-Magnetic Release TMD, Frame size 1, Ics=Icu=36kA@415V AC | MCCB | LV_Switchgear | LV426363 | SCHNEIDER | 40A | 36kA | Nos. | None | Inventory | 40A FP 36kA NSXm MCCB with O/C,S/C protection with compression lug connectors, Thermal-Magnetic Release TMD, Frame size 1, Ics=Icu=36kA@415V AC
9415 | 50A FP 36kA NSXm MCCB with O/C,S/C protection with compression lug connectors, Thermal-Magnetic Release TMD, Frame size 1, Ics=Icu=36kA@415V AC | MCCB | LV_Switchgear | LV426364 | SCHNEIDER | 50A | 36kA | Nos. | None | Inventory | 50A FP 36kA NSXm MCCB with O/C,S/C protection with compression lug connectors, Thermal-Magnetic Release TMD, Frame size 1, Ics=Icu=36kA@415V AC
9416 | 63A FP 36kA NSXm MCCB with O/C,S/C protection with compression lug connectors, Thermal-Magnetic Release TMD, Frame size 1, Ics=Icu=36kA@415V AC | MCCB | LV_Switchgear | LV426365 | SCHNEIDER | 63A | 36kA | Nos. | None | Inventory | 63A FP 36kA NSXm MCCB with O/C,S/C protection with compression lug connectors, Thermal-Magnetic Release TMD, Frame size 1, Ics=Icu=36kA@415V AC
9417 | 80A FP 36kA NSXm MCCB with O/C,S/C protection with compression lug connectors, Thermal-Magnetic Release TMD, Frame size 1, Ics=Icu=36kA@415V AC | MCCB | LV_Switchgear | LV426366 | SCHNEIDER | 80A | 36kA | Nos. | None | Inventory | 80A FP 36kA NSXm MCCB with O/C,S/C protection with compression lug connectors, Thermal-Magnetic Release TMD, Frame size 1, Ics=Icu=36kA@415V AC
9418 | 100A FP 36kA NSXm MCCB with O/C,S/C protection with compression lug connectors, Thermal-Magnetic Release TMD, Frame size 1, Ics=Icu=36kA@415V AC | MCCB | LV_Switchgear | LV426367 | SCHNEIDER | 100A | 36kA | Nos. | None | Inventory | 100A FP 36kA NSXm MCCB with O/C,S/C protection with compression lug connectors, Thermal-Magnetic Release TMD, Frame size 1, Ics=Icu=36kA@415V AC
9419 | 125A FP 36kA NSXm MCCB with O/C,S/C protection with compression lug connectors, Thermal-Magnetic Release TMD, Frame size 1, Ics=Icu=36kA@415V AC | MCCB | LV_Switchgear | LV426368 | SCHNEIDER | 125A | 36kA | Nos. | None | Inventory | 125A FP 36kA NSXm MCCB with O/C,S/C protection with compression lug connectors, Thermal-Magnetic Release TMD, Frame size 1, Ics=Icu=36kA@415V AC
9420 | 160A FP 36kA NSXm MCCB with O/C,S/C protection with compression lug connectors, Thermal-Magnetic Release TMD, Frame size 1, Ics=Icu=36kA@415V AC | MCCB | LV_Switchgear | LV426369 | SCHNEIDER | 160A | 36kA | Nos. | None | Inventory | 160A FP 36kA NSXm MCCB with O/C,S/C protection with compression lug connectors, Thermal-Magnetic Release TMD, Frame size 1, Ics=Icu=36kA@415V AC
9421 | 16A TP 50kA NSXm MCCB with O/C,S/C protection with compression lug connectors, Thermal-Magnetic Release TMD, Frame size 1, Ics=Icu=50kA@415V AC | MCCB | LV_Switchgear | LV426450 | SCHNEIDER | 16A | 50kA | Nos. | None | Inventory | 16A TP 50kA NSXm MCCB with O/C,S/C protection with compression lug connectors, Thermal-Magnetic Release TMD, Frame size 1, Ics=Icu=50kA@415V AC
9422 | 25A TP 50kA NSXm MCCB with O/C,S/C protection with compression lug connectors, Thermal-Magnetic Release TMD, Frame size 1, Ics=Icu=50kA@415V AC | MCCB | LV_Switchgear | LV426451 | SCHNEIDER | 25A | 50kA | Nos. | None | Inventory | 25A TP 50kA NSXm MCCB with O/C,S/C protection with compression lug connectors, Thermal-Magnetic Release TMD, Frame size 1, Ics=Icu=50kA@415V AC
9423 | 32A TP 50kA NSXm MCCB with O/C,S/C protection with compression lug connectors, Thermal-Magnetic Release TMD, Frame size 1, Ics=Icu=50kA@415V AC | MCCB | LV_Switchgear | LV426452 | SCHNEIDER | 32A | 50kA | Nos. | None | Inventory | 32A TP 50kA NSXm MCCB with O/C,S/C protection with compression lug connectors, Thermal-Magnetic Release TMD, Frame size 1, Ics=Icu=50kA@415V AC
9424 | 40A TP 50kA NSXm MCCB with O/C,S/C protection with compression lug connectors, Thermal-Magnetic Release TMD, Frame size 1, Ics=Icu=50kA@415V AC | MCCB | LV_Switchgear | LV426453 | SCHNEIDER | 40A | 50kA | Nos. | None | Inventory | 40A TP 50kA NSXm MCCB with O/C,S/C protection with compression lug connectors, Thermal-Magnetic Release TMD, Frame size 1, Ics=Icu=50kA@415V AC
9425 | 50A TP 50kA NSXm MCCB with O/C,S/C protection with compression lug connectors, Thermal-Magnetic Release TMD, Frame size 1, Ics=Icu=50kA@415V AC | MCCB | LV_Switchgear | LV426454 | SCHNEIDER | 50A | 50kA | Nos. | None | Inventory | 50A TP 50kA NSXm MCCB with O/C,S/C protection with compression lug connectors, Thermal-Magnetic Release TMD, Frame size 1, Ics=Icu=50kA@415V AC
9426 | 63A TP 50kA NSXm MCCB with O/C,S/C protection with compression lug connectors, Thermal-Magnetic Release TMD, Frame size 1, Ics=Icu=50kA@415V AC | MCCB | LV_Switchgear | LV426455 | SCHNEIDER | 63A | 50kA | Nos. | None | Inventory | 63A TP 50kA NSXm MCCB with O/C,S/C protection with compression lug connectors, Thermal-Magnetic Release TMD, Frame size 1, Ics=Icu=50kA@415V AC
9427 | 80A TP 50kA NSXm MCCB with O/C,S/C protection with compression lug connectors, Thermal-Magnetic Release TMD, Frame size 1, Ics=Icu=50kA@415V AC | MCCB | LV_Switchgear | LV426456 | SCHNEIDER | 80A | 50kA | Nos. | None | Inventory | 80A TP 50kA NSXm MCCB with O/C,S/C protection with compression lug connectors, Thermal-Magnetic Release TMD, Frame size 1, Ics=Icu=50kA@415V AC
9428 | 100A TP 50kA NSXm MCCB with O/C,S/C protection with compression lug connectors, Thermal-Magnetic Release TMD, Frame size 1, Ics=Icu=50kA@415V AC | MCCB | LV_Switchgear | LV426457 | SCHNEIDER | 100A | 50kA | Nos. | None | Inventory | 100A TP 50kA NSXm MCCB with O/C,S/C protection with compression lug connectors, Thermal-Magnetic Release TMD, Frame size 1, Ics=Icu=50kA@415V AC
9429 | 125A TP 50kA NSXm MCCB with O/C,S/C protection with compression lug connectors, Thermal-Magnetic Release TMD, Frame size 1, Ics=Icu=50kA@415V AC | MCCB | LV_Switchgear | LV426458 | SCHNEIDER | 125A | 50kA | Nos. | None | Inventory | 125A TP 50kA NSXm MCCB with O/C,S/C protection with compression lug connectors, Thermal-Magnetic Release TMD, Frame size 1, Ics=Icu=50kA@415V AC
9430 | 160A TP 50kA NSXm MCCB with O/C,S/C protection with compression lug connectors, Thermal-Magnetic Release TMD, Frame size 1, Ics=Icu=50kA@415V AC | MCCB | LV_Switchgear | LV426459 | SCHNEIDER | 160A | 50kA | Nos. | None | Inventory | 160A TP 50kA NSXm MCCB with O/C,S/C protection with compression lug connectors, Thermal-Magnetic Release TMD, Frame size 1, Ics=Icu=50kA@415V AC
9431 | 16A FP 50kA NSXm MCCB with O/C,S/C protection with compression lug connectors, Thermal-Magnetic Release TMD, Frame size 1, Ics=Icu=50kA@415V AC | MCCB | LV_Switchgear | LV426460 | SCHNEIDER | 16A | 50kA | Nos. | None | Inventory | 16A FP 50kA NSXm MCCB with O/C,S/C protection with compression lug connectors, Thermal-Magnetic Release TMD, Frame size 1, Ics=Icu=50kA@415V AC
9432 | 25A FP 50kA NSXm MCCB with O/C,S/C protection with compression lug connectors, Thermal-Magnetic Release TMD, Frame size 1, Ics=Icu=50kA@415V AC | MCCB | LV_Switchgear | LV426461 | SCHNEIDER | 25A | 50kA | Nos. | None | Inventory | 25A FP 50kA NSXm MCCB with O/C,S/C protection with compression lug connectors, Thermal-Magnetic Release TMD, Frame size 1, Ics=Icu=50kA@415V AC
9433 | 32A FP 50kA NSXm MCCB with O/C,S/C protection with compression lug connectors, Thermal-Magnetic Release TMD, Frame size 1, Ics=Icu=50kA@415V AC | MCCB | LV_Switchgear | LV426462 | SCHNEIDER | 32A | 50kA | Nos. | None | Inventory | 32A FP 50kA NSXm MCCB with O/C,S/C protection with compression lug connectors, Thermal-Magnetic Release TMD, Frame size 1, Ics=Icu=50kA@415V AC
9434 | 40A FP 50kA NSXm MCCB with O/C,S/C protection with compression lug connectors, Thermal-Magnetic Release TMD, Frame size 1, Ics=Icu=50kA@415V AC | MCCB | LV_Switchgear | LV426463 | SCHNEIDER | 40A | 50kA | Nos. | None | Inventory | 40A FP 50kA NSXm MCCB with O/C,S/C protection with compression lug connectors, Thermal-Magnetic Release TMD, Frame size 1, Ics=Icu=50kA@415V AC
9435 | 50A FP 50kA NSXm MCCB with O/C,S/C protection with compression lug connectors, Thermal-Magnetic Release TMD, Frame size 1, Ics=Icu=50kA@415V AC | MCCB | LV_Switchgear | LV426464 | SCHNEIDER | 50A | 50kA | Nos. | None | Inventory | 50A FP 50kA NSXm MCCB with O/C,S/C protection with compression lug connectors, Thermal-Magnetic Release TMD, Frame size 1, Ics=Icu=50kA@415V AC
9436 | 63A FP 50kA NSXm MCCB with O/C,S/C protection with compression lug connectors, Thermal-Magnetic Release TMD, Frame size 1, Ics=Icu=50kA@415V AC | MCCB | LV_Switchgear | LV426465 | SCHNEIDER | 63A | 50kA | Nos. | None | Inventory | 63A FP 50kA NSXm MCCB with O/C,S/C protection with compression lug connectors, Thermal-Magnetic Release TMD, Frame size 1, Ics=Icu=50kA@415V AC
9437 | 80A FP 50kA NSXm MCCB with O/C,S/C protection with compression lug connectors, Thermal-Magnetic Release TMD, Frame size 1, Ics=Icu=50kA@415V AC | MCCB | LV_Switchgear | LV426466 | SCHNEIDER | 80A | 50kA | Nos. | None | Inventory | 80A FP 50kA NSXm MCCB with O/C,S/C protection with compression lug connectors, Thermal-Magnetic Release TMD, Frame size 1, Ics=Icu=50kA@415V AC
9438 | 100A FP 50kA NSXm MCCB with O/C,S/C protection with compression lug connectors, Thermal-Magnetic Release TMD, Frame size 1, Ics=Icu=50kA@415V AC | MCCB | LV_Switchgear | LV426467 | SCHNEIDER | 100A | 50kA | Nos. | None | Inventory | 100A FP 50kA NSXm MCCB with O/C,S/C protection with compression lug connectors, Thermal-Magnetic Release TMD, Frame size 1, Ics=Icu=50kA@415V AC
9439 | 125A FP 50kA NSXm MCCB with O/C,S/C protection with compression lug connectors, Thermal-Magnetic Release TMD, Frame size 1, Ics=Icu=50kA@415V AC | MCCB | LV_Switchgear | LV426468 | SCHNEIDER | 125A | 50kA | Nos. | None | Inventory | 125A FP 50kA NSXm MCCB with O/C,S/C protection with compression lug connectors, Thermal-Magnetic Release TMD, Frame size 1, Ics=Icu=50kA@415V AC
9440 | 160A FP 50kA NSXm MCCB with O/C,S/C protection with compression lug connectors, Thermal-Magnetic Release TMD, Frame size 1, Ics=Icu=50kA@415V AC | MCCB | LV_Switchgear | LV426469 | SCHNEIDER | 160A | 50kA | Nos. | None | Inventory | 160A FP 50kA NSXm MCCB with O/C,S/C protection with compression lug connectors, Thermal-Magnetic Release TMD, Frame size 1, Ics=Icu=50kA@415V AC
9441 | 16A TP 70kA NSXm MCCB with O/C,S/C protection with compression lug connectors, Thermal-Magnetic Release TMD, Frame size 1, Ics=Icu=70kA@415V AC | MCCB | LV_Switchgear | LV426550 | SCHNEIDER | 16A | 70kA | Nos. | None | Inventory | 16A TP 70kA NSXm MCCB with O/C,S/C protection with compression lug connectors, Thermal-Magnetic Release TMD, Frame size 1, Ics=Icu=70kA@415V AC
9442 | 25A TP 70kA NSXm MCCB with O/C,S/C protection with compression lug connectors, Thermal-Magnetic Release TMD, Frame size 1, Ics=Icu=70kA@415V AC | MCCB | LV_Switchgear | LV426551 | SCHNEIDER | 25A | 70kA | Nos. | None | Inventory | 25A TP 70kA NSXm MCCB with O/C,S/C protection with compression lug connectors, Thermal-Magnetic Release TMD, Frame size 1, Ics=Icu=70kA@415V AC
9443 | 32A TP 70kA NSXm MCCB with O/C,S/C protection with compression lug connectors, Thermal-Magnetic Release TMD, Frame size 1, Ics=Icu=70kA@415V AC | MCCB | LV_Switchgear | LV426552 | SCHNEIDER | 32A | 70kA | Nos. | None | Inventory | 32A TP 70kA NSXm MCCB with O/C,S/C protection with compression lug connectors, Thermal-Magnetic Release TMD, Frame size 1, Ics=Icu=70kA@415V AC
9444 | 40A TP 70kA NSXm MCCB with O/C,S/C protection with compression lug connectors, Thermal-Magnetic Release TMD, Frame size 1, Ics=Icu=70kA@415V AC | MCCB | LV_Switchgear | LV426553 | SCHNEIDER | 40A | 70kA | Nos. | None | Inventory | 40A TP 70kA NSXm MCCB with O/C,S/C protection with compression lug connectors, Thermal-Magnetic Release TMD, Frame size 1, Ics=Icu=70kA@415V AC
9445 | 50A TP 70kA NSXm MCCB with O/C,S/C protection with compression lug connectors, Thermal-Magnetic Release TMD, Frame size 1, Ics=Icu=70kA@415V AC | MCCB | LV_Switchgear | LV426554 | SCHNEIDER | 50A | 70kA | Nos. | None | Inventory | 50A TP 70kA NSXm MCCB with O/C,S/C protection with compression lug connectors, Thermal-Magnetic Release TMD, Frame size 1, Ics=Icu=70kA@415V AC
9446 | 63A TP 70kA NSXm MCCB with O/C,S/C protection with compression lug connectors, Thermal-Magnetic Release TMD, Frame size 1, Ics=Icu=70kA@415V AC | MCCB | LV_Switchgear | LV426555 | SCHNEIDER | 63A | 70kA | Nos. | None | Inventory | 63A TP 70kA NSXm MCCB with O/C,S/C protection with compression lug connectors, Thermal-Magnetic Release TMD, Frame size 1, Ics=Icu=70kA@415V AC
9447 | 80A TP 70kA NSXm MCCB with O/C,S/C protection with compression lug connectors, Thermal-Magnetic Release TMD, Frame size 1, Ics=Icu=70kA@415V AC | MCCB | LV_Switchgear | LV426556 | SCHNEIDER | 80A | 70kA | Nos. | None | Inventory | 80A TP 70kA NSXm MCCB with O/C,S/C protection with compression lug connectors, Thermal-Magnetic Release TMD, Frame size 1, Ics=Icu=70kA@415V AC
9448 | 100A TP 70kA NSXm MCCB with O/C,S/C protection with compression lug connectors, Thermal-Magnetic Release TMD, Frame size 1, Ics=Icu=70kA@415V AC | MCCB | LV_Switchgear | LV426557 | SCHNEIDER | 100A | 70kA | Nos. | None | Inventory | 100A TP 70kA NSXm MCCB with O/C,S/C protection with compression lug connectors, Thermal-Magnetic Release TMD, Frame size 1, Ics=Icu=70kA@415V AC
9449 | 125A TP 70kA NSXm MCCB with O/C,S/C protection with compression lug connectors, Thermal-Magnetic Release TMD, Frame size 1, Ics=Icu=70kA@415V AC | MCCB | LV_Switchgear | LV426558 | SCHNEIDER | 125A | 70kA | Nos. | None | Inventory | 125A TP 70kA NSXm MCCB with O/C,S/C protection with compression lug connectors, Thermal-Magnetic Release TMD, Frame size 1, Ics=Icu=70kA@415V AC
9450 | 160A TP 70kA NSXm MCCB with O/C,S/C protection with compression lug connectors, Thermal-Magnetic Release TMD, Frame size 1, Ics=Icu=70kA@415V AC | MCCB | LV_Switchgear | LV426559 | SCHNEIDER | 160A | 70kA | Nos. | None | Inventory | 160A TP 70kA NSXm MCCB with O/C,S/C protection with compression lug connectors, Thermal-Magnetic Release TMD, Frame size 1, Ics=Icu=70kA@415V AC
9451 | 16A FP 70kA NSXm MCCB with O/C,S/C protection with compression lug connectors, Thermal-Magnetic Release TMD, Frame size 1, Ics=Icu=70kA@415V AC | MCCB | LV_Switchgear | LV426560 | SCHNEIDER | 16A | 70kA | Nos. | None | Inventory | 16A FP 70kA NSXm MCCB with O/C,S/C protection with compression lug connectors, Thermal-Magnetic Release TMD, Frame size 1, Ics=Icu=70kA@415V AC
9452 | 25A FP 70kA NSXm MCCB with O/C,S/C protection with compression lug connectors, Thermal-Magnetic Release TMD, Frame size 1, Ics=Icu=70kA@415V AC | MCCB | LV_Switchgear | LV426561 | SCHNEIDER | 25A | 70kA | Nos. | None | Inventory | 25A FP 70kA NSXm MCCB with O/C,S/C protection with compression lug connectors, Thermal-Magnetic Release TMD, Frame size 1, Ics=Icu=70kA@415V AC
9453 | 32A FP 70kA NSXm MCCB with O/C,S/C protection with compression lug connectors, Thermal-Magnetic Release TMD, Frame size 1, Ics=Icu=70kA@415V AC | MCCB | LV_Switchgear | LV426562 | SCHNEIDER | 32A | 70kA | Nos. | None | Inventory | 32A FP 70kA NSXm MCCB with O/C,S/C protection with compression lug connectors, Thermal-Magnetic Release TMD, Frame size 1, Ics=Icu=70kA@415V AC
9454 | 40A FP 70kA NSXm MCCB with O/C,S/C protection with compression lug connectors, Thermal-Magnetic Release TMD, Frame size 1, Ics=Icu=70kA@415V AC | MCCB | LV_Switchgear | LV426563 | SCHNEIDER | 40A | 70kA | Nos. | None | Inventory | 40A FP 70kA NSXm MCCB with O/C,S/C protection with compression lug connectors, Thermal-Magnetic Release TMD, Frame size 1, Ics=Icu=70kA@415V AC
9455 | 50A FP 70kA NSXm MCCB with O/C,S/C protection with compression lug connectors, Thermal-Magnetic Release TMD, Frame size 1, Ics=Icu=70kA@415V AC | MCCB | LV_Switchgear | LV426564 | SCHNEIDER | 50A | 70kA | Nos. | None | Inventory | 50A FP 70kA NSXm MCCB with O/C,S/C protection with compression lug connectors, Thermal-Magnetic Release TMD, Frame size 1, Ics=Icu=70kA@415V AC
9456 | 63A FP 70kA NSXm MCCB with O/C,S/C protection with compression lug connectors, Thermal-Magnetic Release TMD, Frame size 1, Ics=Icu=70kA@415V AC | MCCB | LV_Switchgear | LV426565 | SCHNEIDER | 63A | 70kA | Nos. | None | Inventory | 63A FP 70kA NSXm MCCB with O/C,S/C protection with compression lug connectors, Thermal-Magnetic Release TMD, Frame size 1, Ics=Icu=70kA@415V AC
9457 | 80A FP 70kA NSXm MCCB with O/C,S/C protection with compression lug connectors, Thermal-Magnetic Release TMD, Frame size 1, Ics=Icu=70kA@415V AC | MCCB | LV_Switchgear | LV426566 | SCHNEIDER | 80A | 70kA | Nos. | None | Inventory | 80A FP 70kA NSXm MCCB with O/C,S/C protection with compression lug connectors, Thermal-Magnetic Release TMD, Frame size 1, Ics=Icu=70kA@415V AC
9458 | 100A FP 70kA NSXm MCCB with O/C,S/C protection with compression lug connectors, Thermal-Magnetic Release TMD, Frame size 1, Ics=Icu=70kA@415V AC | MCCB | LV_Switchgear | LV426567 | SCHNEIDER | 100A | 70kA | Nos. | None | Inventory | 100A FP 70kA NSXm MCCB with O/C,S/C protection with compression lug connectors, Thermal-Magnetic Release TMD, Frame size 1, Ics=Icu=70kA@415V AC
9459 | 125A FP 70kA NSXm MCCB with O/C,S/C protection with compression lug connectors, Thermal-Magnetic Release TMD, Frame size 1, Ics=Icu=70kA@415V AC | MCCB | LV_Switchgear | LV426568 | SCHNEIDER | 125A | 70kA | Nos. | None | Inventory | 125A FP 70kA NSXm MCCB with O/C,S/C protection with compression lug connectors, Thermal-Magnetic Release TMD, Frame size 1, Ics=Icu=70kA@415V AC
9460 | 160A FP 70kA NSXm MCCB with O/C,S/C protection with compression lug connectors, Thermal-Magnetic Release TMD, Frame size 1, Ics=Icu=70kA@415V AC | MCCB | LV_Switchgear | LV426569 | SCHNEIDER | 160A | 70kA | Nos. | None | Inventory | 160A FP 70kA NSXm MCCB with O/C,S/C protection with compression lug connectors, Thermal-Magnetic Release TMD, Frame size 1, Ics=Icu=70kA@415V AC
9461 | 50A TP NSXm MCCB Switch Disconnector with everlink connectors, Frame size 1 | Switch Disconnector | LV_Switchgear | LV426600 | SCHNEIDER | 50A | MCCB Switch Disconnector | Nos. | None | Inventory | 50A TP NSXm MCCB Switch Disconnector with everlink connectors, Frame size 1
9462 | 100A TP NSXm MCCB Switch Disconnector with everlink connectors, Frame size 1 | Switch Disconnector | LV_Switchgear | LV426601 | SCHNEIDER | 100A | MCCB Switch Disconnector | Nos. | None | Inventory | 100A TP NSXm MCCB Switch Disconnector with everlink connectors, Frame size 1
9463 | 160A TP NSXm MCCB Switch Disconnector with ceverlink connectors, Frame size 1 | Switch Disconnector | LV_Switchgear | LV426602 | SCHNEIDER | 160A | MCCB Switch Disconnector | Nos. | None | Inventory | 160A TP NSXm MCCB Switch Disconnector with ceverlink connectors, Frame size 1
9464 | 50A FP NSXm MCCB Switch Disconnector with everlink connectors, Frame size 1 | Switch Disconnector | LV_Switchgear | LV426610 | SCHNEIDER | 50A | MCCB Switch Disconnector | Nos. | None | Inventory | 50A FP NSXm MCCB Switch Disconnector with everlink connectors, Frame size 1
9465 | 100A FP NSXm MCCB Switch Disconnector with everlink connectors, Frame size 1 | Switch Disconnector | LV_Switchgear | LV426611 | SCHNEIDER | 100A | MCCB Switch Disconnector | Nos. | None | Inventory | 100A FP NSXm MCCB Switch Disconnector with everlink connectors, Frame size 1
9466 | 160A FP NSXm MCCB Switch Disconnector with ceverlink connectors, Frame size 1 | Switch Disconnector | LV_Switchgear | LV426612 | SCHNEIDER | 160A | MCCB Switch Disconnector | Nos. | None | Inventory | 160A FP NSXm MCCB Switch Disconnector with ceverlink connectors, Frame size 1
9467 | 50A TP NSXm MCCB Switch Disconnector with compression lug connectors, Frame size 1 | Switch Disconnector | LV_Switchgear | LV426650 | SCHNEIDER | 50A | MCCB Switch Disconnector | Nos. | None | Inventory | 50A TP NSXm MCCB Switch Disconnector with compression lug connectors, Frame size 1
9468 | 100A TP NSXm MCCB Switch Disconnector with compression lug connectors, Frame size 1 | Switch Disconnector | LV_Switchgear | LV426651 | SCHNEIDER | 100A | MCCB Switch Disconnector | Nos. | None | Inventory | 100A TP NSXm MCCB Switch Disconnector with compression lug connectors, Frame size 1
9469 | 160A TP NSXm MCCB Switch Disconnector with compression lug connectors, Frame size 1 | Switch Disconnector | LV_Switchgear | LV426652 | SCHNEIDER | 160A | MCCB Switch Disconnector | Nos. | None | Inventory | 160A TP NSXm MCCB Switch Disconnector with compression lug connectors, Frame size 1
9470 | 50A FP NSXm MCCB Switch Disconnector with compression lug connectors, Frame size 1 | Switch Disconnector | LV_Switchgear | LV426660 | SCHNEIDER | 50A | MCCB Switch Disconnector | Nos. | None | Inventory | 50A FP NSXm MCCB Switch Disconnector with compression lug connectors, Frame size 1
9471 | 100A FP NSXm MCCB Switch Disconnector with compression lug connectors, Frame size 1 | Switch Disconnector | LV_Switchgear | LV426661 | SCHNEIDER | 100A | MCCB Switch Disconnector | Nos. | None | Inventory | 100A FP NSXm MCCB Switch Disconnector with compression lug connectors, Frame size 1
9472 | 160A FP NSXm MCCB Switch Disconnector with compression lug connectors, Frame size 1 | Switch Disconnector | LV_Switchgear | LV426662 | SCHNEIDER | 160A | MCCB Switch Disconnector | Nos. | None | Inventory | 160A FP NSXm MCCB Switch Disconnector with compression lug connectors, Frame size 1
9473 | 25A TP 16kA NSXm MCCB with O/C,S/C with integrated earth leakage protection, Thermal-Magnetic Release Micrologic 4.1, Frame size 1, Ics=Icu=16kA@415V AC | MCCB | LV_Switchgear | LV426750 | SCHNEIDER | 25A | 16kA | Nos. | None | Inventory | 25A TP 16kA NSXm MCCB with O/C,S/C with integrated earth leakage protection, Thermal-Magnetic Release Micrologic 4.1, Frame size 1, Ics=Icu=16kA@415V AC
9474 | 50A TP 16kA NSXm MCCB with O/C,S/C with integrated earth leakage protection, Thermal-Magnetic Release Micrologic 4.1, Frame size 1, Ics=Icu=16kA@415V AC | MCCB | LV_Switchgear | LV426751 | SCHNEIDER | 50A | 16kA | Nos. | None | Inventory | 50A TP 16kA NSXm MCCB with O/C,S/C with integrated earth leakage protection, Thermal-Magnetic Release Micrologic 4.1, Frame size 1, Ics=Icu=16kA@415V AC
9475 | 100A TP 16kA NSXm MCCB with O/C,S/C with integrated earth leakage protection, Thermal-Magnetic Release Micrologic 4.1, Frame size 1, Ics=Icu=16kA@415V AC | MCCB | LV_Switchgear | LV426752 | SCHNEIDER | 100A | 16kA | Nos. | None | Inventory | 100A TP 16kA NSXm MCCB with O/C,S/C with integrated earth leakage protection, Thermal-Magnetic Release Micrologic 4.1, Frame size 1, Ics=Icu=16kA@415V AC
9476 | 160A TP 16kA NSXm MCCB with O/C,S/C with integrated earth leakage protection, Thermal-Magnetic Release Micrologic 4.1, Frame size 1, Ics=Icu=16kA@415V AC | MCCB | LV_Switchgear | LV426753 | SCHNEIDER | 160A | 16kA | Nos. | None | Inventory | 160A TP 16kA NSXm MCCB with O/C,S/C with integrated earth leakage protection, Thermal-Magnetic Release Micrologic 4.1, Frame size 1, Ics=Icu=16kA@415V AC
9477 | 25A FP 16kA NSXm MCCB with O/C,S/C with integrated earth leakage protection, Thermal-Magnetic Release Micrologic 4.1, Frame size 1, Ics=Icu=16kA@415V AC | MCCB | LV_Switchgear | LV426755 | SCHNEIDER | 25A | 16kA | Nos. | None | Inventory | 25A FP 16kA NSXm MCCB with O/C,S/C with integrated earth leakage protection, Thermal-Magnetic Release Micrologic 4.1, Frame size 1, Ics=Icu=16kA@415V AC
9478 | 50A FP 16kA NSXm MCCB with O/C,S/C with integrated earth leakage protection, Thermal-Magnetic Release Micrologic 4.1, Frame size 1, Ics=Icu=16kA@415V AC | MCCB | LV_Switchgear | LV426756 | SCHNEIDER | 50A | 16kA | Nos. | None | Inventory | 50A FP 16kA NSXm MCCB with O/C,S/C with integrated earth leakage protection, Thermal-Magnetic Release Micrologic 4.1, Frame size 1, Ics=Icu=16kA@415V AC
9479 | 100A FP 16kA NSXm MCCB with O/C,S/C with integrated earth leakage protection, Thermal-Magnetic Release Micrologic 4.1, Frame size 1, Ics=Icu=16kA@415V AC | MCCB | LV_Switchgear | LV426757 | SCHNEIDER | 100A | 16kA | Nos. | None | Inventory | 100A FP 16kA NSXm MCCB with O/C,S/C with integrated earth leakage protection, Thermal-Magnetic Release Micrologic 4.1, Frame size 1, Ics=Icu=16kA@415V AC
9480 | 160A FP 16kA NSXm MCCB with O/C,S/C with integrated earth leakage protection, Thermal-Magnetic Release Micrologic 4.1, Frame size 1, Ics=Icu=16kA@415V AC | MCCB | LV_Switchgear | LV426758 | SCHNEIDER | 160A | 16kA | Nos. | None | Inventory | 160A FP 16kA NSXm MCCB with O/C,S/C with integrated earth leakage protection, Thermal-Magnetic Release Micrologic 4.1, Frame size 1, Ics=Icu=16kA@415V AC
9481 | 25A TP 25kA NSXm MCCB with O/C,S/C with integrated earth leakage protection, Thermal-Magnetic Release Micrologic 4.1, Frame size 1, Ics=Icu=25kA@415V AC | MCCB | LV_Switchgear | LV426760 | SCHNEIDER | 25A | 25kA | Nos. | None | Inventory | 25A TP 25kA NSXm MCCB with O/C,S/C with integrated earth leakage protection, Thermal-Magnetic Release Micrologic 4.1, Frame size 1, Ics=Icu=25kA@415V AC
9482 | 50A TP 25kA NSXm MCCB with O/C,S/C with integrated earth leakage protection, Thermal-Magnetic Release Micrologic 4.1, Frame size 1, Ics=Icu=25kA@415V AC | MCCB | LV_Switchgear | LV426761 | SCHNEIDER | 50A | 25kA | Nos. | None | Inventory | 50A TP 25kA NSXm MCCB with O/C,S/C with integrated earth leakage protection, Thermal-Magnetic Release Micrologic 4.1, Frame size 1, Ics=Icu=25kA@415V AC
9483 | 100A TP 25kA NSXm MCCB with O/C,S/C with integrated earth leakage protection, Thermal-Magnetic Release Micrologic 4.1, Frame size 1, Ics=Icu=25kA@415V AC | MCCB | LV_Switchgear | LV426762 | SCHNEIDER | 100A | 25kA | Nos. | None | Inventory | 100A TP 25kA NSXm MCCB with O/C,S/C with integrated earth leakage protection, Thermal-Magnetic Release Micrologic 4.1, Frame size 1, Ics=Icu=25kA@415V AC
9484 | 160A TP 25kA NSXm MCCB with O/C,S/C with integrated earth leakage protection, Thermal-Magnetic Release Micrologic 4.1, Frame size 1, Ics=Icu=25kA@415V AC | MCCB | LV_Switchgear | LV426763 | SCHNEIDER | 160A | 25kA | Nos. | None | Inventory | 160A TP 25kA NSXm MCCB with O/C,S/C with integrated earth leakage protection, Thermal-Magnetic Release Micrologic 4.1, Frame size 1, Ics=Icu=25kA@415V AC
9485 | 25A FP 25kA NSXm MCCB with O/C,S/C with integrated earth leakage protection, Thermal-Magnetic Release Micrologic 4.1, Frame size 1, Ics=Icu=25kA@415V AC | MCCB | LV_Switchgear | LV426765 | SCHNEIDER | 25A | 25kA | Nos. | None | Inventory | 25A FP 25kA NSXm MCCB with O/C,S/C with integrated earth leakage protection, Thermal-Magnetic Release Micrologic 4.1, Frame size 1, Ics=Icu=25kA@415V AC
9486 | 50A FP 25kA NSXm MCCB with O/C,S/C with integrated earth leakage protection, Thermal-Magnetic Release Micrologic 4.1, Frame size 1, Ics=Icu=25kA@415V AC | MCCB | LV_Switchgear | LV426766 | SCHNEIDER | 50A | 25kA | Nos. | None | Inventory | 50A FP 25kA NSXm MCCB with O/C,S/C with integrated earth leakage protection, Thermal-Magnetic Release Micrologic 4.1, Frame size 1, Ics=Icu=25kA@415V AC
9487 | 100A FP 25kA NSXm MCCB with O/C,S/C with integrated earth leakage protection, Thermal-Magnetic Release Micrologic 4.1, Frame size 1, Ics=Icu=25kA@415V AC | MCCB | LV_Switchgear | LV426767 | SCHNEIDER | 100A | 25kA | Nos. | None | Inventory | 100A FP 25kA NSXm MCCB with O/C,S/C with integrated earth leakage protection, Thermal-Magnetic Release Micrologic 4.1, Frame size 1, Ics=Icu=25kA@415V AC
9488 | 160A FP 25kA NSXm MCCB with O/C,S/C with integrated earth leakage protection, Thermal-Magnetic Release Micrologic 4.1, Frame size 1, Ics=Icu=25kA@415V AC | MCCB | LV_Switchgear | LV426768 | SCHNEIDER | 160A | 25kA | Nos. | None | Inventory | 160A FP 25kA NSXm MCCB with O/C,S/C with integrated earth leakage protection, Thermal-Magnetic Release Micrologic 4.1, Frame size 1, Ics=Icu=25kA@415V AC
9489 | 25A TP 36kA NSXm MCCB with O/C,S/C with integrated earth leakage protection, Thermal-Magnetic Release Micrologic 4.1, Frame size 1, Ics=Icu=36kA@415V AC | MCCB | LV_Switchgear | LV426770 | SCHNEIDER | 25A | 36kA | Nos. | None | Inventory | 25A TP 36kA NSXm MCCB with O/C,S/C with integrated earth leakage protection, Thermal-Magnetic Release Micrologic 4.1, Frame size 1, Ics=Icu=36kA@415V AC
9490 | 50A TP 36kA NSXm MCCB with O/C,S/C with integrated earth leakage protection, Thermal-Magnetic Release Micrologic 4.1, Frame size 1, Ics=Icu=36kA@415V AC | MCCB | LV_Switchgear | LV426771 | SCHNEIDER | 50A | 36kA | Nos. | None | Inventory | 50A TP 36kA NSXm MCCB with O/C,S/C with integrated earth leakage protection, Thermal-Magnetic Release Micrologic 4.1, Frame size 1, Ics=Icu=36kA@415V AC
9491 | 100A TP 36kA NSXm MCCB with O/C,S/C with integrated earth leakage protection, Thermal-Magnetic Release Micrologic 4.1, Frame size 1, Ics=Icu=36kA@415V AC | MCCB | LV_Switchgear | LV426772 | SCHNEIDER | 100A | 36kA | Nos. | None | Inventory | 100A TP 36kA NSXm MCCB with O/C,S/C with integrated earth leakage protection, Thermal-Magnetic Release Micrologic 4.1, Frame size 1, Ics=Icu=36kA@415V AC
9492 | 160A TP 36kA NSXm MCCB with O/C,S/C with integrated earth leakage protection, Thermal-Magnetic Release Micrologic 4.1, Frame size 1, Ics=Icu=36kA@415V AC | MCCB | LV_Switchgear | LV426773 | SCHNEIDER | 160A | 36kA | Nos. | None | Inventory | 160A TP 36kA NSXm MCCB with O/C,S/C with integrated earth leakage protection, Thermal-Magnetic Release Micrologic 4.1, Frame size 1, Ics=Icu=36kA@415V AC
9493 | 25A FP 36kA NSXm MCCB with O/C,S/C with integrated earth leakage protection, Thermal-Magnetic Release Micrologic 4.1, Frame size 1, Ics=Icu=36kA@415V AC | MCCB | LV_Switchgear | LV426775 | SCHNEIDER | 25A | 36kA | Nos. | None | Inventory | 25A FP 36kA NSXm MCCB with O/C,S/C with integrated earth leakage protection, Thermal-Magnetic Release Micrologic 4.1, Frame size 1, Ics=Icu=36kA@415V AC
9494 | 50A FP 36kA NSXm MCCB with O/C,S/C with integrated earth leakage protection, Thermal-Magnetic Release Micrologic 4.1, Frame size 1, Ics=Icu=36kA@415V AC | MCCB | LV_Switchgear | LV426776 | SCHNEIDER | 50A | 36kA | Nos. | None | Inventory | 50A FP 36kA NSXm MCCB with O/C,S/C with integrated earth leakage protection, Thermal-Magnetic Release Micrologic 4.1, Frame size 1, Ics=Icu=36kA@415V AC
9495 | 100A FP 36kA NSXm MCCB with O/C,S/C with integrated earth leakage protection, Thermal-Magnetic Release Micrologic 4.1, Frame size 1, Ics=Icu=36kA@415V AC | MCCB | LV_Switchgear | LV426777 | SCHNEIDER | 100A | 36kA | Nos. | None | Inventory | 100A FP 36kA NSXm MCCB with O/C,S/C with integrated earth leakage protection, Thermal-Magnetic Release Micrologic 4.1, Frame size 1, Ics=Icu=36kA@415V AC
9496 | 160A FP 36kA NSXm MCCB with O/C,S/C with integrated earth leakage protection, Thermal-Magnetic Release Micrologic 4.1, Frame size 1, Ics=Icu=36kA@415V AC | MCCB | LV_Switchgear | LV426778 | SCHNEIDER | 160A | 36kA | Nos. | None | Inventory | 160A FP 36kA NSXm MCCB with O/C,S/C with integrated earth leakage protection, Thermal-Magnetic Release Micrologic 4.1, Frame size 1, Ics=Icu=36kA@415V AC
9497 | 25A TP 50kA NSXm MCCB with O/C,S/C with integrated earth leakage protection, Thermal-Magnetic Release Micrologic 4.1, Frame size 1, Ics=Icu=50kA@415V AC | MCCB | LV_Switchgear | LV426780 | SCHNEIDER | 25A | 50kA | Nos. | None | Inventory | 25A TP 50kA NSXm MCCB with O/C,S/C with integrated earth leakage protection, Thermal-Magnetic Release Micrologic 4.1, Frame size 1, Ics=Icu=50kA@415V AC
9498 | 50A TP 50kA NSXm MCCB with O/C,S/C with integrated earth leakage protection, Thermal-Magnetic Release Micrologic 4.1, Frame size 1, Ics=Icu=50kA@415V AC | MCCB | LV_Switchgear | LV426781 | SCHNEIDER | 50A | 50kA | Nos. | None | Inventory | 50A TP 50kA NSXm MCCB with O/C,S/C with integrated earth leakage protection, Thermal-Magnetic Release Micrologic 4.1, Frame size 1, Ics=Icu=50kA@415V AC
9499 | 100A TP 50kA NSXm MCCB with O/C,S/C with integrated earth leakage protection, Thermal-Magnetic Release Micrologic 4.1, Frame size 1, Ics=Icu=50kA@415V AC | MCCB | LV_Switchgear | LV426782 | SCHNEIDER | 100A | 50kA | Nos. | None | Inventory | 100A TP 50kA NSXm MCCB with O/C,S/C with integrated earth leakage protection, Thermal-Magnetic Release Micrologic 4.1, Frame size 1, Ics=Icu=50kA@415V AC
9500 | 160A TP 50kA NSXm MCCB with O/C,S/C with integrated earth leakage protection, Thermal-Magnetic Release Micrologic 4.1, Frame size 1, Ics=Icu=50kA@415V AC | MCCB | LV_Switchgear | LV426783 | SCHNEIDER | 160A | 50kA | Nos. | None | Inventory | 160A TP 50kA NSXm MCCB with O/C,S/C with integrated earth leakage protection, Thermal-Magnetic Release Micrologic 4.1, Frame size 1, Ics=Icu=50kA@415V AC
9501 | 25A FP 50kA NSXm MCCB with O/C,S/C with integrated earth leakage protection, Thermal-Magnetic Release Micrologic 4.1, Frame size 1, Ics=Icu=50kA@415V AC | MCCB | LV_Switchgear | LV426785 | SCHNEIDER | 25A | 50kA | Nos. | None | Inventory | 25A FP 50kA NSXm MCCB with O/C,S/C with integrated earth leakage protection, Thermal-Magnetic Release Micrologic 4.1, Frame size 1, Ics=Icu=50kA@415V AC
9502 | 50A FP 50kA NSXm MCCB with O/C,S/C with integrated earth leakage protection, Thermal-Magnetic Release Micrologic 4.1, Frame size 1, Ics=Icu=50kA@415V AC | MCCB | LV_Switchgear | LV426786 | SCHNEIDER | 50A | 50kA | Nos. | None | Inventory | 50A FP 50kA NSXm MCCB with O/C,S/C with integrated earth leakage protection, Thermal-Magnetic Release Micrologic 4.1, Frame size 1, Ics=Icu=50kA@415V AC
9503 | 100A FP 50kA NSXm MCCB with O/C,S/C with integrated earth leakage protection, Thermal-Magnetic Release Micrologic 4.1, Frame size 1, Ics=Icu=50kA@415V AC | MCCB | LV_Switchgear | LV426787 | SCHNEIDER | 100A | 50kA | Nos. | None | Inventory | 100A FP 50kA NSXm MCCB with O/C,S/C with integrated earth leakage protection, Thermal-Magnetic Release Micrologic 4.1, Frame size 1, Ics=Icu=50kA@415V AC
9504 | 160A FP 50kA NSXm MCCB with O/C,S/C with integrated earth leakage protection, Thermal-Magnetic Release Micrologic 4.1, Frame size 1, Ics=Icu=50kA@415V AC | MCCB | LV_Switchgear | LV426788 | SCHNEIDER | 160A | 50kA | Nos. | None | Inventory | 160A FP 50kA NSXm MCCB with O/C,S/C with integrated earth leakage protection, Thermal-Magnetic Release Micrologic 4.1, Frame size 1, Ics=Icu=50kA@415V AC
9505 | 25A TP 70kA NSXm MCCB with O/C,S/C with integrated earth leakage protection, Thermal-Magnetic Release Micrologic 4.1, Frame size 1, Ics=Icu=70kA@415V AC | MCCB | LV_Switchgear | LV426790 | SCHNEIDER | 25A | 70kA | Nos. | None | Inventory | 25A TP 70kA NSXm MCCB with O/C,S/C with integrated earth leakage protection, Thermal-Magnetic Release Micrologic 4.1, Frame size 1, Ics=Icu=70kA@415V AC
9506 | 50A TP 70kA NSXm MCCB with O/C,S/C with integrated earth leakage protection, Thermal-Magnetic Release Micrologic 4.1, Frame size 1, Ics=Icu=70kA@415V AC | MCCB | LV_Switchgear | LV426791 | SCHNEIDER | 50A | 70kA | Nos. | None | Inventory | 50A TP 70kA NSXm MCCB with O/C,S/C with integrated earth leakage protection, Thermal-Magnetic Release Micrologic 4.1, Frame size 1, Ics=Icu=70kA@415V AC
9507 | 100A TP 70kA NSXm MCCB with O/C,S/C with integrated earth leakage protection, Thermal-Magnetic Release Micrologic 4.1, Frame size 1, Ics=Icu=70kA@415V AC | MCCB | LV_Switchgear | LV426792 | SCHNEIDER | 100A | 70kA | Nos. | None | Inventory | 100A TP 70kA NSXm MCCB with O/C,S/C with integrated earth leakage protection, Thermal-Magnetic Release Micrologic 4.1, Frame size 1, Ics=Icu=70kA@415V AC
9508 | 160A TP 70kA NSXm MCCB with O/C,S/C with integrated earth leakage protection, Thermal-Magnetic Release Micrologic 4.1, Frame size 1, Ics=Icu=70kA@415V AC | MCCB | LV_Switchgear | LV426793 | SCHNEIDER | 160A | 70kA | Nos. | None | Inventory | 160A TP 70kA NSXm MCCB with O/C,S/C with integrated earth leakage protection, Thermal-Magnetic Release Micrologic 4.1, Frame size 1, Ics=Icu=70kA@415V AC
9509 | 25A FP 70kA NSXm MCCB with O/C,S/C with integrated earth leakage protection, Thermal-Magnetic Release Micrologic 4.1, Frame size 1, Ics=Icu=70kA@415V AC | MCCB | LV_Switchgear | LV426795 | SCHNEIDER | 25A | 70kA | Nos. | None | Inventory | 25A FP 70kA NSXm MCCB with O/C,S/C with integrated earth leakage protection, Thermal-Magnetic Release Micrologic 4.1, Frame size 1, Ics=Icu=70kA@415V AC
9510 | 50A FP 70kA NSXm MCCB with O/C,S/C with integrated earth leakage protection, Thermal-Magnetic Release Micrologic 4.1, Frame size 1, Ics=Icu=70kA@415V AC | MCCB | LV_Switchgear | LV426796 | SCHNEIDER | 50A | 70kA | Nos. | None | Inventory | 50A FP 70kA NSXm MCCB with O/C,S/C with integrated earth leakage protection, Thermal-Magnetic Release Micrologic 4.1, Frame size 1, Ics=Icu=70kA@415V AC
9511 | 100A FP 70kA NSXm MCCB with O/C,S/C with integrated earth leakage protection, Thermal-Magnetic Release Micrologic 4.1, Frame size 1, Ics=Icu=70kA@415V AC | MCCB | LV_Switchgear | LV426797 | SCHNEIDER | 100A | 70kA | Nos. | None | Inventory | 100A FP 70kA NSXm MCCB with O/C,S/C with integrated earth leakage protection, Thermal-Magnetic Release Micrologic 4.1, Frame size 1, Ics=Icu=70kA@415V AC
9512 | 160A FP 70kA NSXm MCCB with O/C,S/C with integrated earth leakage protection, Thermal-Magnetic Release Micrologic 4.1, Frame size 1, Ics=Icu=70kA@415V AC | MCCB | LV_Switchgear | LV426798 | SCHNEIDER | 160A | 70kA | Nos. | None | Inventory | 160A FP 70kA NSXm MCCB with O/C,S/C with integrated earth leakage protection, Thermal-Magnetic Release Micrologic 4.1, Frame size 1, Ics=Icu=70kA@415V AC
9513 | Under-voltage Coil/Release 24V AC/DC for NSXm MCCB, Frame size 1 | MCCB Accessories | LV_Switchgear | LV426801 | SCHNEIDER | 0 | Undervoltage | Nos. | None | Inventory | Under-voltage Coil/Release 24V AC/DC for NSXm MCCB, Frame size 1
9514 | Under-voltage Coil/Release 48V AC/DC for NSXm MCCB, Frame size 1 | MCCB Accessories | LV_Switchgear | LV426802 | SCHNEIDER | 0 | Undervoltage | Nos. | None | Inventory | Under-voltage Coil/Release 48V AC/DC for NSXm MCCB, Frame size 1
9515 | Under-voltage Coil/Release 110-130V AC, 125V DC for NSXm MCCB, Frame size 1 | MCCB Accessories | LV_Switchgear | LV426803 | SCHNEIDER | 0 | Undervoltage | Nos. | None | Inventory | Under-voltage Coil/Release 110-130V AC, 125V DC for NSXm MCCB, Frame size 1
9516 | Under-voltage Coil/Release 220-240V AC for NSXm MCCB, Frame size 1 | MCCB Accessories | LV_Switchgear | LV426804 | SCHNEIDER | 0 | Undervoltage | Nos. | None | Inventory | Under-voltage Coil/Release 220-240V AC for NSXm MCCB, Frame size 1
9517 | Under-voltage Coil/Release 380-415V AC for NSXm MCCB, Frame size 1 | MCCB Accessories | LV_Switchgear | LV426806 | SCHNEIDER | 0 | Undervoltage | Nos. | None | Inventory | Under-voltage Coil/Release 380-415V AC for NSXm MCCB, Frame size 1
9518 | Under-voltage Coil/Release 250V DC for NSXm MCCB, Frame size 1 | MCCB Accessories | LV_Switchgear | LV426815 | SCHNEIDER | 0 | Undervoltage | Nos. | None | Inventory | Under-voltage Coil/Release 250V DC for NSXm MCCB, Frame size 1
9519 | Shunt Coil/Release 24V AC/DC for NSXm MCCB, Frame size 1 | MCCB Accessories | LV_Switchgear | LV426841 | SCHNEIDER | 0 | Shunt | Nos. | None | Inventory | Shunt Coil/Release 24V AC/DC for NSXm MCCB, Frame size 1
9520 | Shunt Coil/Release 48V AC/DC for NSXm MCCB, Frame size 1 | MCCB Accessories | LV_Switchgear | LV426842 | SCHNEIDER | 0 | Shunt | Nos. | None | Inventory | Shunt Coil/Release 48V AC/DC for NSXm MCCB, Frame size 1
9521 | Shunt Coil/Release 110-130V AC, 125V DC for NSXm MCCB, Frame size 1 | MCCB Accessories | LV_Switchgear | LV426843 | SCHNEIDER | 0 | Shunt | Nos. | None | Inventory | Shunt Coil/Release 110-130V AC, 125V DC for NSXm MCCB, Frame size 1
9522 | Shunt Coil/Release 220-240V AC, 250V DC for NSXm MCCB, Frame size 1 | MCCB Accessories | LV_Switchgear | LV426844 | SCHNEIDER | 0 | Shunt | Nos. | None | Inventory | Shunt Coil/Release 220-240V AC, 250V DC for NSXm MCCB, Frame size 1
9523 | Shunt Coil/Release 380-415V AC for NSXm MCCB, Frame size 1 | MCCB Accessories | LV_Switchgear | LV426846 | SCHNEIDER | 0 | Shunt | Nos. | None | Inventory | Shunt Coil/Release 380-415V AC for NSXm MCCB, Frame size 1
9524 | Direct rotary handle black in colour for NSXm MCCB, Frame size 1 | MCCB Accessories | LV_Switchgear | LV426930 | SCHNEIDER | 0 | Rotary Handle | Nos. | None | Inventory | Direct rotary handle black in colour for NSXm MCCB, Frame size 1
9525 | Extended rotary handle black in colour for NSXm MCCB, Frame size 1 | MCCB Accessories | LV_Switchgear | LV426932 | SCHNEIDER | 0 | Rotary Handle | Nos. | None | Inventory | Extended rotary handle black in colour for NSXm MCCB, Frame size 1
9526 | Side rotary handle kit with black in colour left/right side mounting for NSXm MCCB / TeSys MPCB, Frame size 1 / Type GV4 | MCCB/MPCB Accessories | LV_Switchgear | LV426935 | SCHNEIDER | 0 | Rotary Handle | Nos. | None | Inventory | Side rotary handle kit with black in colour left/right side mounting for NSXm MCCB / TeSys MPCB, Frame size 1 / Type GV4
9527 | Side rotary handle kit with red handle on yellow bezel left/right side mounting for TeSys MPCB, Type GV4 | MPCB Accessories | LV_Switchgear | LV426936 | SCHNEIDER | 0 | Rotary Handle | Nos. | None | Inventory | Side rotary handle kit with red handle on yellow bezel left/right side mounting for TeSys MPCB, Type GV4
9528 | TP Extended spreader terminals kit for NSXm MCCB, Frame size 1, 3pcs. | MCCB Accessories | LV_Switchgear | LV426940 | SCHNEIDER | 0 | Spreaders | Nos. | None | Inventory | TP Extended spreader terminals kit for NSXm MCCB, Frame size 1, 3pcs.
9529 | FP Extended spreader terminals kit for NSXm MCCB, Frame size 1, 4pcs. | MCCB Accessories | LV_Switchgear | LV426941 | SCHNEIDER | 0 | Spreaders | Nos. | None | Inventory | FP Extended spreader terminals kit for NSXm MCCB, Frame size 1, 4pcs.
9530 | Auxiliary contact 1C/O OF / SD for NSXm MCCB, Frame size 1 | MCCB Accessories | LV_Switchgear | LV426950 | SCHNEIDER | 0 | Aux./Trip Contact | Nos. | None | Inventory | Auxiliary contact 1C/O OF / SD for NSXm MCCB, Frame size 1
9531 | Extended rotary handle for INS Switch Disconnector, Frame size 2, type-INS / INV 160 | Switch Disconnector Accessories | LV_Switchgear | LV428941 | SCHNEIDER | 0 | Rotary Handle | Nos. | None | Inventory | Extended rotary handle for INS Switch Disconnector, Frame size 2, type-INS / INV 160
9532 | 100A TP 36kA NSX MCCB with O/C,S/C,E/F protection, Microprocessor based Release Micrologic 6A, Frame size 1, Ics=Icu=36kA@415V AC | MCCB | LV_Switchgear | LV429003X62A100 | SCHNEIDER | 100A | 36kA | Nos. | None | Inventory | 100A TP 36kA NSX MCCB with O/C,S/C,E/F protection, Microprocessor based Release Micrologic 6A, Frame size 1, Ics=Icu=36kA@415V AC
9533 | 40A TP 36kA NSX MCCB with O/C,S/C,E/F protection, Microprocessor based Release Micrologic 6A, Frame size 1, Ics=Icu=36kA@415V AC | MCCB | LV_Switchgear | LV429003X62A40 | SCHNEIDER | 40A | 36kA | Nos. | None | Inventory | 40A TP 36kA NSX MCCB with O/C,S/C,E/F protection, Microprocessor based Release Micrologic 6A, Frame size 1, Ics=Icu=36kA@415V AC
9534 | 100A TP 36kA NSX MCCB with O/C,S/C,E/F protection, Microprocessor based Release Micrologic 6E, Frame size 1, Ics=Icu=36kA@415V AC | MCCB | LV_Switchgear | LV429003X62E100 | SCHNEIDER | 100A | 36kA | Nos. | None | Inventory | 100A TP 36kA NSX MCCB with O/C,S/C,E/F protection, Microprocessor based Release Micrologic 6E, Frame size 1, Ics=Icu=36kA@415V AC
9535 | 40A TP 36kA NSX MCCB with O/C,S/C,E/F protection, Microprocessor based Release Micrologic 6E, Frame size 1, Ics=Icu=36kA@415V AC | MCCB | LV_Switchgear | LV429003X62E40 | SCHNEIDER | 40A | 36kA | Nos. | None | Inventory | 40A TP 36kA NSX MCCB with O/C,S/C,E/F protection, Microprocessor based Release Micrologic 6E, Frame size 1, Ics=Icu=36kA@415V AC
9536 | 100A TP 70kA NSX MCCB with O/C,S/C,E/F protection, Microprocessor based Release Micrologic 6A, Frame size 1, Ics=Icu=70kA@415V AC | MCCB | LV_Switchgear | LV429004X62A100 | SCHNEIDER | 100A | 70kA | Nos. | None | Inventory | 100A TP 70kA NSX MCCB with O/C,S/C,E/F protection, Microprocessor based Release Micrologic 6A, Frame size 1, Ics=Icu=70kA@415V AC
9537 | 40A TP 70kA NSX MCCB with O/C,S/C,E/F protection, Microprocessor based Release Micrologic 6A, Frame size 1, Ics=Icu=70kA@415V AC | MCCB | LV_Switchgear | LV429004X62A40 | SCHNEIDER | 40A | 70kA | Nos. | None | Inventory | 40A TP 70kA NSX MCCB with O/C,S/C,E/F protection, Microprocessor based Release Micrologic 6A, Frame size 1, Ics=Icu=70kA@415V AC
9538 | 100A TP 70kA NSX MCCB with O/C,S/C,E/F protection, Microprocessor based Release Micrologic 6E, Frame size 1, Ics=Icu=70kA@415V AC | MCCB | LV_Switchgear | LV429004X62E100 | SCHNEIDER | 100A | 70kA | Nos. | None | Inventory | 100A TP 70kA NSX MCCB with O/C,S/C,E/F protection, Microprocessor based Release Micrologic 6E, Frame size 1, Ics=Icu=70kA@415V AC
9539 | 40A TP 70kA NSX MCCB with O/C,S/C,E/F protection, Microprocessor based Release Micrologic 6E, Frame size 1, Ics=Icu=70kA@415V AC | MCCB | LV_Switchgear | LV429004X62E40 | SCHNEIDER | 40A | 70kA | Nos. | None | Inventory | 40A TP 70kA NSX MCCB with O/C,S/C,E/F protection, Microprocessor based Release Micrologic 6E, Frame size 1, Ics=Icu=70kA@415V AC
9540 | 100A TP 50kA NSX MCCB with O/C,S/C,E/F protection, Microprocessor based Release Micrologic 6A, Frame size 1, Ics=Icu=50kA@415V AC | MCCB | LV_Switchgear | LV429006X62A100 | SCHNEIDER | 100A | 50kA | Nos. | None | Inventory | 100A TP 50kA NSX MCCB with O/C,S/C,E/F protection, Microprocessor based Release Micrologic 6A, Frame size 1, Ics=Icu=50kA@415V AC
9541 | 40A TP 50kA NSX MCCB with O/C,S/C,E/F protection, Microprocessor based Release Micrologic 6A, Frame size 1, Ics=Icu=50kA@415V AC | MCCB | LV_Switchgear | LV429006X62A40 | SCHNEIDER | 40A | 50kA | Nos. | None | Inventory | 40A TP 50kA NSX MCCB with O/C,S/C,E/F protection, Microprocessor based Release Micrologic 6A, Frame size 1, Ics=Icu=50kA@415V AC
9542 | 100A TP 50kA NSX MCCB with O/C,S/C,E/F protection, Microprocessor based Release Micrologic 6E, Frame size 1, Ics=Icu=50kA@415V AC | MCCB | LV_Switchgear | LV429006X62E100 | SCHNEIDER | 100A | 50kA | Nos. | None | Inventory | 100A TP 50kA NSX MCCB with O/C,S/C,E/F protection, Microprocessor based Release Micrologic 6E, Frame size 1, Ics=Icu=50kA@415V AC
9543 | 40A TP 50kA NSX MCCB with O/C,S/C,E/F protection, Microprocessor based Release Micrologic 6E, Frame size 1, Ics=Icu=50kA@415V AC | MCCB | LV_Switchgear | LV429006X62E40 | SCHNEIDER | 40A | 50kA | Nos. | None | Inventory | 40A TP 50kA NSX MCCB with O/C,S/C,E/F protection, Microprocessor based Release Micrologic 6E, Frame size 1, Ics=Icu=50kA@415V AC
9544 | 100A FP 36kA NSX MCCB with O/C,S/C,E/F protection, Microprocessor based Release Micrologic 6A, Frame size 1, Ics=Icu=36kA@415V AC | MCCB | LV_Switchgear | LV429008X62A100 | SCHNEIDER | 100A | 36kA | Nos. | None | Inventory | 100A FP 36kA NSX MCCB with O/C,S/C,E/F protection, Microprocessor based Release Micrologic 6A, Frame size 1, Ics=Icu=36kA@415V AC
9545 | 40A FP 36kA NSX MCCB with O/C,S/C,E/F protection, Microprocessor based Release Micrologic 6A, Frame size 1, Ics=Icu=36kA@415V AC | MCCB | LV_Switchgear | LV429008X62A40 | SCHNEIDER | 40A | 36kA | Nos. | None | Inventory | 40A FP 36kA NSX MCCB with O/C,S/C,E/F protection, Microprocessor based Release Micrologic 6A, Frame size 1, Ics=Icu=36kA@415V AC
9546 | 100A FP 36kA NSX MCCB with O/C,S/C,E/F protection, Microprocessor based Release Micrologic 6E, Frame size 1, Ics=Icu=36kA@415V AC | MCCB | LV_Switchgear | LV429008X62E100 | SCHNEIDER | 100A | 36kA | Nos. | None | Inventory | 100A FP 36kA NSX MCCB with O/C,S/C,E/F protection, Microprocessor based Release Micrologic 6E, Frame size 1, Ics=Icu=36kA@415V AC
9547 | 40A FP 36kA NSX MCCB with O/C,S/C,E/F protection, Microprocessor based Release Micrologic 6E, Frame size 1, Ics=Icu=36kA@415V AC | MCCB | LV_Switchgear | LV429008X62E40 | SCHNEIDER | 40A | 36kA | Nos. | None | Inventory | 40A FP 36kA NSX MCCB with O/C,S/C,E/F protection, Microprocessor based Release Micrologic 6E, Frame size 1, Ics=Icu=36kA@415V AC
9548 | 100A FP 70kA NSX MCCB with O/C,S/C,E/F protection, Microprocessor based Release Micrologic 6A, Frame size 1, Ics=Icu=70kA@415V AC | MCCB | LV_Switchgear | LV429009X62A100 | SCHNEIDER | 100A | 70kA | Nos. | None | Inventory | 100A FP 70kA NSX MCCB with O/C,S/C,E/F protection, Microprocessor based Release Micrologic 6A, Frame size 1, Ics=Icu=70kA@415V AC
9549 | 40A FP 70kA NSX MCCB with O/C,S/C,E/F protection, Microprocessor based Release Micrologic 6A, Frame size 1, Ics=Icu=70kA@415V AC | MCCB | LV_Switchgear | LV429009X62A40 | SCHNEIDER | 40A | 70kA | Nos. | None | Inventory | 40A FP 70kA NSX MCCB with O/C,S/C,E/F protection, Microprocessor based Release Micrologic 6A, Frame size 1, Ics=Icu=70kA@415V AC
9550 | 100A FP 70kA NSX MCCB with O/C,S/C,E/F protection, Microprocessor based Release Micrologic 6E, Frame size 1, Ics=Icu=70kA@415V AC | MCCB | LV_Switchgear | LV429009X62E100 | SCHNEIDER | 100A | 70kA | Nos. | None | Inventory | 100A FP 70kA NSX MCCB with O/C,S/C,E/F protection, Microprocessor based Release Micrologic 6E, Frame size 1, Ics=Icu=70kA@415V AC
9551 | 40A FP 70kA NSX MCCB with O/C,S/C,E/F protection, Microprocessor based Release Micrologic 6E, Frame size 1, Ics=Icu=70kA@415V AC | MCCB | LV_Switchgear | LV429009X62E40 | SCHNEIDER | 40A | 70kA | Nos. | None | Inventory | 40A FP 70kA NSX MCCB with O/C,S/C,E/F protection, Microprocessor based Release Micrologic 6E, Frame size 1, Ics=Icu=70kA@415V AC
9552 | 100A FP 50kA NSX MCCB with O/C,S/C,E/F protection, Microprocessor based Release Micrologic 6A, Frame size 1, Ics=Icu=50kA@415V AC | MCCB | LV_Switchgear | LV429011X62A100 | SCHNEIDER | 100A | 50kA | Nos. | None | Inventory | 100A FP 50kA NSX MCCB with O/C,S/C,E/F protection, Microprocessor based Release Micrologic 6A, Frame size 1, Ics=Icu=50kA@415V AC
9553 | 40A FP 50kA NSX MCCB with O/C,S/C,E/F protection, Microprocessor based Release Micrologic 6A, Frame size 1, Ics=Icu=50kA@415V AC | MCCB | LV_Switchgear | LV429011X62A40 | SCHNEIDER | 40A | 50kA | Nos. | None | Inventory | 40A FP 50kA NSX MCCB with O/C,S/C,E/F protection, Microprocessor based Release Micrologic 6A, Frame size 1, Ics=Icu=50kA@415V AC
9554 | 100A FP 50kA NSX MCCB with O/C,S/C,E/F protection, Microprocessor based Release Micrologic 6E, Frame size 1, Ics=Icu=50kA@415V AC | MCCB | LV_Switchgear | LV429011X62E100 | SCHNEIDER | 100A | 50kA | Nos. | None | Inventory | 100A FP 50kA NSX MCCB with O/C,S/C,E/F protection, Microprocessor based Release Micrologic 6E, Frame size 1, Ics=Icu=50kA@415V AC
9555 | 40A FP 50kA NSX MCCB with O/C,S/C,E/F protection, Microprocessor based Release Micrologic 6E, Frame size 1, Ics=Icu=50kA@415V AC | MCCB | LV_Switchgear | LV429011X62E40 | SCHNEIDER | 40A | 50kA | Nos. | None | Inventory | 40A FP 50kA NSX MCCB with O/C,S/C,E/F protection, Microprocessor based Release Micrologic 6E, Frame size 1, Ics=Icu=50kA@415V AC
9556 | 100A TP 25kA NSX MCCB with O/C,S/C,E/F protection, Microprocessor based Release Micrologic 6A, Frame size 1, Ics=Icu=25kA@415V AC | MCCB | LV_Switchgear | LV429014X62A100 | SCHNEIDER | 100A | 25kA | Nos. | None | Inventory | 100A TP 25kA NSX MCCB with O/C,S/C,E/F protection, Microprocessor based Release Micrologic 6A, Frame size 1, Ics=Icu=25kA@415V AC
9557 | 40A TP 25kA NSX MCCB with O/C,S/C,E/F protection, Microprocessor based Release Micrologic 6A, Frame size 1, Ics=Icu=25kA@415V AC | MCCB | LV_Switchgear | LV429014X62A40 | SCHNEIDER | 40A | 25kA | Nos. | None | Inventory | 40A TP 25kA NSX MCCB with O/C,S/C,E/F protection, Microprocessor based Release Micrologic 6A, Frame size 1, Ics=Icu=25kA@415V AC
9558 | 100A TP 25kA NSX MCCB with O/C,S/C,E/F protection, Microprocessor based Release Micrologic 6E, Frame size 1, Ics=Icu=25kA@415V AC | MCCB | LV_Switchgear | LV429014X62E100 | SCHNEIDER | 100A | 25kA | Nos. | None | Inventory | 100A TP 25kA NSX MCCB with O/C,S/C,E/F protection, Microprocessor based Release Micrologic 6E, Frame size 1, Ics=Icu=25kA@415V AC
9559 | 40A TP 25kA NSX MCCB with O/C,S/C,E/F protection, Microprocessor based Release Micrologic 6E, Frame size 1, Ics=Icu=25kA@415V AC | MCCB | LV_Switchgear | LV429014X62E40 | SCHNEIDER | 40A | 25kA | Nos. | None | Inventory | 40A TP 25kA NSX MCCB with O/C,S/C,E/F protection, Microprocessor based Release Micrologic 6E, Frame size 1, Ics=Icu=25kA@415V AC
9560 | 100A FP 25kA NSX MCCB with O/C,S/C,E/F protection, Microprocessor based Release Micrologic 6A, Frame size 1, Ics=Icu=25kA@415V AC | MCCB | LV_Switchgear | LV429015X62A100 | SCHNEIDER | 100A | 25kA | Nos. | None | Inventory | 100A FP 25kA NSX MCCB with O/C,S/C,E/F protection, Microprocessor based Release Micrologic 6A, Frame size 1, Ics=Icu=25kA@415V AC
9561 | 40A FP 25kA NSX MCCB with O/C,S/C,E/F protection, Microprocessor based Release Micrologic 6A, Frame size 1, Ics=Icu=25kA@415V AC | MCCB | LV_Switchgear | LV429015X62A40 | SCHNEIDER | 40A | 25kA | Nos. | None | Inventory | 40A FP 25kA NSX MCCB with O/C,S/C,E/F protection, Microprocessor based Release Micrologic 6A, Frame size 1, Ics=Icu=25kA@415V AC
9562 | 100A FP 25kA NSX MCCB with O/C,S/C,E/F protection, Microprocessor based Release Micrologic 6E, Frame size 1, Ics=Icu=25kA@415V AC | MCCB | LV_Switchgear | LV429015X62E100 | SCHNEIDER | 100A | 25kA | Nos. | None | Inventory | 100A FP 25kA NSX MCCB with O/C,S/C,E/F protection, Microprocessor based Release Micrologic 6E, Frame size 1, Ics=Icu=25kA@415V AC
9563 | 40A FP 25kA NSX MCCB with O/C,S/C,E/F protection, Microprocessor based Release Micrologic 6E, Frame size 1, Ics=Icu=25kA@415V AC | MCCB | LV_Switchgear | LV429015X62E40 | SCHNEIDER | 40A | 25kA | Nos. | None | Inventory | 40A FP 25kA NSX MCCB with O/C,S/C,E/F protection, Microprocessor based Release Micrologic 6E, Frame size 1, Ics=Icu=25kA@415V AC
9564 | Direct rotary handle black in colour for NSX MCCB, Frame size NSX 100-250A | MCCB Accessories | LV_Switchgear | LV429337 | SCHNEIDER | 0 | Rotary Handle | Nos. | None | Inventory | Direct rotary handle black in colour for NSX MCCB, Frame size NSX 100-250A
9565 | Extended rotary handle black in colour for NSX MCCB, Frame size NSX 100-250A | MCCB Accessories | LV_Switchgear | LV429338 | SCHNEIDER | 0 | Rotary Handle | Nos. | None | Inventory | Extended rotary handle black in colour for NSX MCCB, Frame size NSX 100-250A
9566 | Shunt Coil/Release 24V AC for NSX / CVS MCCB, Frame size NSX 100-630A, CVS 100-630A | MCCB Accessories | LV_Switchgear | LV429384 | SCHNEIDER | 0 | Shunt | Nos. | None | Inventory | Shunt Coil/Release 24V AC for NSX / CVS MCCB, Frame size NSX 100-630A, CVS 100-630A
9567 | Shunt Coil/Release 48V AC for NSX / CVS MCCB, Frame size NSX 100-630A, CVS 100-630A | MCCB Accessories | LV_Switchgear | LV429385 | SCHNEIDER | 0 | Shunt | Nos. | None | Inventory | Shunt Coil/Release 48V AC for NSX / CVS MCCB, Frame size NSX 100-630A, CVS 100-630A
9568 | Shunt Coil/Release 110-130V AC for NSX / CVS MCCB, Frame size NSX 100-630A, CVS 100-630A | MCCB Accessories | LV_Switchgear | LV429386 | SCHNEIDER | 0 | Shunt | Nos. | None | Inventory | Shunt Coil/Release 110-130V AC for NSX / CVS MCCB, Frame size NSX 100-630A, CVS 100-630A
9569 | Shunt Coil/Release 220-240V AC for EZC MCCB, Frame size 2 | MCCB Accessories | LV_Switchgear | LV429387 | SCHNEIDER | 0 | Shunt | Nos. |  | Inventory | Shunt Coil/Release 220-240V AC for EZC MCCB, Frame size 2
9570 | Shunt Coil/Release 380-415V AC for NSX / CVS MCCB, Frame size NSX 100-630A, CVS 100-630A | MCCB Accessories | LV_Switchgear | LV429388 | SCHNEIDER | 0 | Shunt | Nos. | None | Inventory | Shunt Coil/Release 380-415V AC for NSX / CVS MCCB, Frame size NSX 100-630A, CVS 100-630A
9571 | Shunt Coil/Release 24V DC for NSX / CVS MCCB, Frame size NSX 100-630A, CVS 100-630A | MCCB Accessories | LV_Switchgear | LV429390 | SCHNEIDER | 0 | Shunt | Nos. | None | Inventory | Shunt Coil/Release 24V DC for NSX / CVS MCCB, Frame size NSX 100-630A, CVS 100-630A
9572 | Shunt Coil/Release 125V DC for NSX / CVS MCCB, Frame size NSX 100-630A, CVS 100-630A | MCCB Accessories | LV_Switchgear | LV429393 | SCHNEIDER | 0 | Shunt | Nos. | None | Inventory | Shunt Coil/Release 125V DC for NSX / CVS MCCB, Frame size NSX 100-630A, CVS 100-630A
9573 | Shunt Coil/Release 250V DC for NSX / CVS MCCB, Frame size NSX 100-630A, CVS 100-630A | MCCB Accessories | LV_Switchgear | LV429394 | SCHNEIDER | 0 | Shunt | Nos. | None | Inventory | Shunt Coil/Release 250V DC for NSX / CVS MCCB, Frame size NSX 100-630A, CVS 100-630A
9574 | Under-voltage Coil/Release 110-130V AC for NSX / CVS MCCB, Frame size NSX 100-630A, CVS 100-630A | MCCB Accessories | LV_Switchgear | LV429406 | SCHNEIDER | 0 | Undervoltage | Nos. | None | Inventory | Under-voltage Coil/Release 110-130V AC for NSX / CVS MCCB, Frame size NSX 100-630A, CVS 100-630A
9575 | Under-voltage Coil/Release 220-240V AC for NSX / CVS MCCB, Frame size NSX 100-630A, CVS 100-630A | MCCB Accessories | LV_Switchgear | LV429407 | SCHNEIDER | 0 | Undervoltage | Nos. | None | Inventory | Under-voltage Coil/Release 220-240V AC for NSX / CVS MCCB, Frame size NSX 100-630A, CVS 100-630A
9576 | Under-voltage Coil/Release 380-415V AC for NSX / CVS MCCB, Frame size NSX 100-630A, CVS 100-630A | MCCB Accessories | LV_Switchgear | LV429408 | SCHNEIDER | 0 | Undervoltage | Nos. | None | Inventory | Under-voltage Coil/Release 380-415V AC for NSX / CVS MCCB, Frame size NSX 100-630A, CVS 100-630A
9577 | Under-voltage Coil/Release 24V DC for NSX / CVS MCCB, Frame size NSX 100-630A, CVS 100-630A | MCCB Accessories | LV_Switchgear | LV429410 | SCHNEIDER | 0 | Undervoltage | Nos. | None | Inventory | Under-voltage Coil/Release 24V DC for NSX / CVS MCCB, Frame size NSX 100-630A, CVS 100-630A
9578 | Under-voltage Coil/Release 250V DC for NSX / CVS MCCB, Frame size NSX 100-630A, CVS 100-630A | MCCB Accessories | LV_Switchgear | LV429414 | SCHNEIDER | 0 | Undervoltage | Nos. | None | Inventory | Under-voltage Coil/Release 250V DC for NSX / CVS MCCB, Frame size NSX 100-630A, CVS 100-630A
9579 | Motor mechanism MOD 110-130V AC for NSX MCCB, Frame size NSX 100-160A | MCCB Accessories | LV_Switchgear | LV429433 | SCHNEIDER | 0 | Motor | Nos. | None | Inventory | Motor mechanism MOD 110-130V AC for NSX MCCB, Frame size NSX 100-160A
9580 | Motor mechanism MOD 220-240V AC for NSX MCCB, Frame size NSX 100-160A | MCCB Accessories | LV_Switchgear | LV429434 | SCHNEIDER | 0 | Motor | Nos. | None | Inventory | Motor mechanism MOD 220-240V AC for NSX MCCB, Frame size NSX 100-160A
9581 | Motor mechanism MOD 380-415V AC for NSX MCCB, Frame size NSX 100-160A | MCCB Accessories | LV_Switchgear | LV429435 | SCHNEIDER | 0 | Motor | Nos. | None | Inventory | Motor mechanism MOD 380-415V AC for NSX MCCB, Frame size NSX 100-160A
9582 | Motor mechanism MOD 24-30V DC for NSX MCCB, Frame size NSX 100-160A | MCCB Accessories | LV_Switchgear | LV429436 | SCHNEIDER | 0 | Motor | Nos. | None | Inventory | Motor mechanism MOD 24-30V DC for NSX MCCB, Frame size NSX 100-160A
9583 | Motor mechanism MOD 48-60V DC for NSX MCCB, Frame size NSX 100-160A | MCCB Accessories | LV_Switchgear | LV429437 | SCHNEIDER | 0 | Motor | Nos. | None | Inventory | Motor mechanism MOD 48-60V DC for NSX MCCB, Frame size NSX 100-160A
9584 | Motor mechanism MOD 110-130V DC for NSX MCCB, Frame size NSX 100-160A | MCCB Accessories | LV_Switchgear | LV429438 | SCHNEIDER | 0 | Motor | Nos. | None | Inventory | Motor mechanism MOD 110-130V DC for NSX MCCB, Frame size NSX 100-160A
9585 | Motor mechanism MOD 250V DC for NSX MCCB, Frame size NSX 100-160A | MCCB Accessories | LV_Switchgear | LV429439 | SCHNEIDER | 0 | Motor | Nos. | None | Inventory | Motor mechanism MOD 250V DC for NSX MCCB, Frame size NSX 100-160A
9586 | Motor mechanism MOD 48-60V AC for NSX MCCB, Frame size NSX 100-160A | MCCB Accessories | LV_Switchgear | LV429440 | SCHNEIDER | 0 | Motor | Nos. | None | Inventory | Motor mechanism MOD 48-60V AC for NSX MCCB, Frame size NSX 100-160A
9587 | 100A TP 25kA NSX MCCB with O/C,S/C protection, Thermal-Magnetic Release TMD, Frame size 1, Ics=Icu=25kA@415V AC | MCCB | LV_Switchgear | LV429550 | SCHNEIDER | 100A | 25kA | Nos. | None | Inventory | 100A TP 25kA NSX MCCB with O/C,S/C protection, Thermal-Magnetic Release TMD, Frame size 1, Ics=Icu=25kA@415V AC
9588 | 80A TP 25kA NSX MCCB with O/C,S/C protection, Thermal-Magnetic Release TMD, Frame size 1, Ics=Icu=25kA@415V AC | MCCB | LV_Switchgear | LV429551 | SCHNEIDER | 80A | 25kA | Nos. | None | Inventory | 80A TP 25kA NSX MCCB with O/C,S/C protection, Thermal-Magnetic Release TMD, Frame size 1, Ics=Icu=25kA@415V AC
9589 | 63A TP 25kA NSX MCCB with O/C,S/C protection, Thermal-Magnetic Release TMD, Frame size 1, Ics=Icu=25kA@415V AC | MCCB | LV_Switchgear | LV429552 | SCHNEIDER | 63A | 25kA | Nos. | None | Inventory | 63A TP 25kA NSX MCCB with O/C,S/C protection, Thermal-Magnetic Release TMD, Frame size 1, Ics=Icu=25kA@415V AC
9590 | 50A TP 25kA NSX MCCB with O/C,S/C protection, Thermal-Magnetic Release TMD, Frame size 1, Ics=Icu=25kA@415V AC | MCCB | LV_Switchgear | LV429553 | SCHNEIDER | 50A | 25kA | Nos. | None | Inventory | 50A TP 25kA NSX MCCB with O/C,S/C protection, Thermal-Magnetic Release TMD, Frame size 1, Ics=Icu=25kA@415V AC
9591 | 40A TP 25kA NSX MCCB with O/C,S/C protection, Thermal-Magnetic Release TMD, Frame size 1, Ics=Icu=25kA@415V AC | MCCB | LV_Switchgear | LV429554 | SCHNEIDER | 40A | 25kA | Nos. | None | Inventory | 40A TP 25kA NSX MCCB with O/C,S/C protection, Thermal-Magnetic Release TMD, Frame size 1, Ics=Icu=25kA@415V AC
9592 | 32A TP 25kA NSX MCCB with O/C,S/C protection, Thermal-Magnetic Release TMD, Frame size 1, Ics=Icu=25kA@415V AC | MCCB | LV_Switchgear | LV429555 | SCHNEIDER | 32A | 25kA | Nos. | None | Inventory | 32A TP 25kA NSX MCCB with O/C,S/C protection, Thermal-Magnetic Release TMD, Frame size 1, Ics=Icu=25kA@415V AC
9593 | 25A TP 25kA NSX MCCB with O/C,S/C protection, Thermal-Magnetic Release TMD, Frame size 1, Ics=Icu=25kA@415V AC | MCCB | LV_Switchgear | LV429556 | SCHNEIDER | 25A | 25kA | Nos. | None | Inventory | 25A TP 25kA NSX MCCB with O/C,S/C protection, Thermal-Magnetic Release TMD, Frame size 1, Ics=Icu=25kA@415V AC
9594 | 16A TP 25kA NSX MCCB with O/C,S/C protection, Thermal-Magnetic Release TMD, Frame size 1, Ics=Icu=25kA@415V AC | MCCB | LV_Switchgear | LV429557 | SCHNEIDER | 16A | 25kA | Nos. | None | Inventory | 16A TP 25kA NSX MCCB with O/C,S/C protection, Thermal-Magnetic Release TMD, Frame size 1, Ics=Icu=25kA@415V AC
9595 | 100A FP 25kA NSX MCCB with O/C,S/C protection, Thermal-Magnetic Release TMD, Frame size 1, Ics=Icu=25kA@415V AC | MCCB | LV_Switchgear | LV429560 | SCHNEIDER | 100A | 25kA | Nos. | None | Inventory | 100A FP 25kA NSX MCCB with O/C,S/C protection, Thermal-Magnetic Release TMD, Frame size 1, Ics=Icu=25kA@415V AC
9596 | 80A FP 25kA NSX MCCB with O/C,S/C protection, Thermal-Magnetic Release TMD, Frame size 1, Ics=Icu=25kA@415V AC | MCCB | LV_Switchgear | LV429561 | SCHNEIDER | 80A | 25kA | Nos. | None | Inventory | 80A FP 25kA NSX MCCB with O/C,S/C protection, Thermal-Magnetic Release TMD, Frame size 1, Ics=Icu=25kA@415V AC
9597 | 63A FP 25kA NSX MCCB with O/C,S/C protection, Thermal-Magnetic Release TMD, Frame size 1, Ics=Icu=25kA@415V AC | MCCB | LV_Switchgear | LV429562 | SCHNEIDER | 63A | 25kA | Nos. | None | Inventory | 63A FP 25kA NSX MCCB with O/C,S/C protection, Thermal-Magnetic Release TMD, Frame size 1, Ics=Icu=25kA@415V AC
9598 | 50A FP 25kA NSX MCCB with O/C,S/C protection, Thermal-Magnetic Release TMD, Frame size 1, Ics=Icu=25kA@415V AC | MCCB | LV_Switchgear | LV429563 | SCHNEIDER | 50A | 25kA | Nos. | None | Inventory | 50A FP 25kA NSX MCCB with O/C,S/C protection, Thermal-Magnetic Release TMD, Frame size 1, Ics=Icu=25kA@415V AC
9599 | 40A FP 25kA NSX MCCB with O/C,S/C protection, Thermal-Magnetic Release TMD, Frame size 1, Ics=Icu=25kA@415V AC | MCCB | LV_Switchgear | LV429564 | SCHNEIDER | 40A | 25kA | Nos. | None | Inventory | 40A FP 25kA NSX MCCB with O/C,S/C protection, Thermal-Magnetic Release TMD, Frame size 1, Ics=Icu=25kA@415V AC
9600 | 32A FP 25kA NSX MCCB with O/C,S/C protection, Thermal-Magnetic Release TMD, Frame size 1, Ics=Icu=25kA@415V AC | MCCB | LV_Switchgear | LV429565 | SCHNEIDER | 32A | 25kA | Nos. | None | Inventory | 32A FP 25kA NSX MCCB with O/C,S/C protection, Thermal-Magnetic Release TMD, Frame size 1, Ics=Icu=25kA@415V AC
9601 | 25A FP 25kA NSX MCCB with O/C,S/C protection, Thermal-Magnetic Release TMD, Frame size 1, Ics=Icu=25kA@415V AC | MCCB | LV_Switchgear | LV429566 | SCHNEIDER | 25A | 25kA | Nos. | None | Inventory | 25A FP 25kA NSX MCCB with O/C,S/C protection, Thermal-Magnetic Release TMD, Frame size 1, Ics=Icu=25kA@415V AC
9602 | 16A FP 25kA NSX MCCB with O/C,S/C protection, Thermal-Magnetic Release TMD, Frame size 1, Ics=Icu=25kA@415V AC | MCCB | LV_Switchgear | LV429567 | SCHNEIDER | 16A | 25kA | Nos. | None | Inventory | 16A FP 25kA NSX MCCB with O/C,S/C protection, Thermal-Magnetic Release TMD, Frame size 1, Ics=Icu=25kA@415V AC
9603 | 100A TP 36kA NSX MCCB with O/C,S/C protection, Thermal-Magnetic Release TMD, Frame size 1, Ics=Icu=36kA@415V AC | MCCB | LV_Switchgear | LV429630 | SCHNEIDER | 100A | 36kA | Nos. | None | Inventory | 100A TP 36kA NSX MCCB with O/C,S/C protection, Thermal-Magnetic Release TMD, Frame size 1, Ics=Icu=36kA@415V AC
9604 | 80A TP 36kA NSX MCCB with O/C,S/C protection, Thermal-Magnetic Release TMD, Frame size 1, Ics=Icu=36kA@415V AC | MCCB | LV_Switchgear | LV429631 | SCHNEIDER | 80A | 36kA | Nos. | None | Inventory | 80A TP 36kA NSX MCCB with O/C,S/C protection, Thermal-Magnetic Release TMD, Frame size 1, Ics=Icu=36kA@415V AC
9605 | 63A TP 36kA NSX MCCB with O/C,S/C protection, Thermal-Magnetic Release TMD, Frame size 1, Ics=Icu=36kA@415V AC | MCCB | LV_Switchgear | LV429632 | SCHNEIDER | 63A | 36kA | Nos. | None | Inventory | 63A TP 36kA NSX MCCB with O/C,S/C protection, Thermal-Magnetic Release TMD, Frame size 1, Ics=Icu=36kA@415V AC
9606 | 50A TP 36kA NSX MCCB with O/C,S/C protection, Thermal-Magnetic Release TMD, Frame size 1, Ics=Icu=36kA@415V AC | MCCB | LV_Switchgear | LV429633 | SCHNEIDER | 50A | 36kA | Nos. | None | Inventory | 50A TP 36kA NSX MCCB with O/C,S/C protection, Thermal-Magnetic Release TMD, Frame size 1, Ics=Icu=36kA@415V AC
9607 | 40A TP 36kA NSX MCCB with O/C,S/C protection, Thermal-Magnetic Release TMD, Frame size 1, Ics=Icu=36kA@415V AC | MCCB | LV_Switchgear | LV429634 | SCHNEIDER | 40A | 36kA | Nos. | None | Inventory | 40A TP 36kA NSX MCCB with O/C,S/C protection, Thermal-Magnetic Release TMD, Frame size 1, Ics=Icu=36kA@415V AC
9608 | 32A TP 36kA NSX MCCB with O/C,S/C protection, Thermal-Magnetic Release TMD, Frame size 1, Ics=Icu=36kA@415V AC | MCCB | LV_Switchgear | LV429635 | SCHNEIDER | 32A | 36kA | Nos. | None | Inventory | 32A TP 36kA NSX MCCB with O/C,S/C protection, Thermal-Magnetic Release TMD, Frame size 1, Ics=Icu=36kA@415V AC
9609 | 25A TP 36kA NSX MCCB with O/C,S/C protection, Thermal-Magnetic Release TMD, Frame size 1, Ics=Icu=36kA@415V AC | MCCB | LV_Switchgear | LV429636 | SCHNEIDER | 25A | 36kA | Nos. | None | Inventory | 25A TP 36kA NSX MCCB with O/C,S/C protection, Thermal-Magnetic Release TMD, Frame size 1, Ics=Icu=36kA@415V AC
9610 | 16A TP 36kA NSX MCCB with O/C,S/C protection, Thermal-Magnetic Release TMD, Frame size 1, Ics=Icu=36kA@415V AC | MCCB | LV_Switchgear | LV429637 | SCHNEIDER | 16A | 36kA | Nos. | None | Inventory | 16A TP 36kA NSX MCCB with O/C,S/C protection, Thermal-Magnetic Release TMD, Frame size 1, Ics=Icu=36kA@415V AC
9611 | 100A FP 36kA NSX MCCB with O/C,S/C protection, Thermal-Magnetic Release TMD, Frame size 1, Ics=Icu=36kA@415V AC | MCCB | LV_Switchgear | LV429640 | SCHNEIDER | 100A | 36kA | Nos. | None | Inventory | 100A FP 36kA NSX MCCB with O/C,S/C protection, Thermal-Magnetic Release TMD, Frame size 1, Ics=Icu=36kA@415V AC
9612 | 80A FP 36kA NSX MCCB with O/C,S/C protection, Thermal-Magnetic Release TMD, Frame size 1, Ics=Icu=36kA@415V AC | MCCB | LV_Switchgear | LV429641 | SCHNEIDER | 80A | 36kA | Nos. | None | Inventory | 80A FP 36kA NSX MCCB with O/C,S/C protection, Thermal-Magnetic Release TMD, Frame size 1, Ics=Icu=36kA@415V AC
9613 | 63A FP 36kA NSX MCCB with O/C,S/C protection, Thermal-Magnetic Release TMD, Frame size 1, Ics=Icu=36kA@415V AC | MCCB | LV_Switchgear | LV429642 | SCHNEIDER | 63A | 36kA | Nos. | None | Inventory | 63A FP 36kA NSX MCCB with O/C,S/C protection, Thermal-Magnetic Release TMD, Frame size 1, Ics=Icu=36kA@415V AC
9614 | 50A FP 36kA NSX MCCB with O/C,S/C protection, Thermal-Magnetic Release TMD, Frame size 1, Ics=Icu=36kA@415V AC | MCCB | LV_Switchgear | LV429643 | SCHNEIDER | 50A | 36kA | Nos. | None | Inventory | 50A FP 36kA NSX MCCB with O/C,S/C protection, Thermal-Magnetic Release TMD, Frame size 1, Ics=Icu=36kA@415V AC
9615 | 40A FP 36kA NSX MCCB with O/C,S/C protection, Thermal-Magnetic Release TMD, Frame size 1, Ics=Icu=36kA@415V AC | MCCB | LV_Switchgear | LV429644 | SCHNEIDER | 40A | 36kA | Nos. | None | Inventory | 40A FP 36kA NSX MCCB with O/C,S/C protection, Thermal-Magnetic Release TMD, Frame size 1, Ics=Icu=36kA@415V AC
9616 | 32A FP 36kA NSX MCCB with O/C,S/C protection, Thermal-Magnetic Release TMD, Frame size 1, Ics=Icu=36kA@415V AC | MCCB | LV_Switchgear | LV429645 | SCHNEIDER | 32A | 36kA | Nos. | None | Inventory | 32A FP 36kA NSX MCCB with O/C,S/C protection, Thermal-Magnetic Release TMD, Frame size 1, Ics=Icu=36kA@415V AC
9617 | 25A FP 36kA NSX MCCB with O/C,S/C protection, Thermal-Magnetic Release TMD, Frame size 1, Ics=Icu=36kA@415V AC | MCCB | LV_Switchgear | LV429646 | SCHNEIDER | 25A | 36kA | Nos. | None | Inventory | 25A FP 36kA NSX MCCB with O/C,S/C protection, Thermal-Magnetic Release TMD, Frame size 1, Ics=Icu=36kA@415V AC
9618 | 16A FP 36kA NSX MCCB with O/C,S/C protection, Thermal-Magnetic Release TMD, Frame size 1, Ics=Icu=36kA@415V AC | MCCB | LV_Switchgear | LV429647 | SCHNEIDER | 16A | 36kA | Nos. | None | Inventory | 16A FP 36kA NSX MCCB with O/C,S/C protection, Thermal-Magnetic Release TMD, Frame size 1, Ics=Icu=36kA@415V AC
9619 | 100A TP 70kA NSX MCCB with O/C,S/C protection, Thermal-Magnetic Release TMD, Frame size 1, Ics=Icu=70kA@415V AC | MCCB | LV_Switchgear | LV429670 | SCHNEIDER | 100A | 70kA | Nos. | None | Inventory | 100A TP 70kA NSX MCCB with O/C,S/C protection, Thermal-Magnetic Release TMD, Frame size 1, Ics=Icu=70kA@415V AC
9620 | 80A TP 70kA NSX MCCB with O/C,S/C protection, Thermal-Magnetic Release TMD, Frame size 1, Ics=Icu=70kA@415V AC | MCCB | LV_Switchgear | LV429671 | SCHNEIDER | 80A | 70kA | Nos. | None | Inventory | 80A TP 70kA NSX MCCB with O/C,S/C protection, Thermal-Magnetic Release TMD, Frame size 1, Ics=Icu=70kA@415V AC
9621 | 63A TP 70kA NSX MCCB with O/C,S/C protection, Thermal-Magnetic Release TMD, Frame size 1, Ics=Icu=70kA@415V AC | MCCB | LV_Switchgear | LV429672 | SCHNEIDER | 63A | 70kA | Nos. | None | Inventory | 63A TP 70kA NSX MCCB with O/C,S/C protection, Thermal-Magnetic Release TMD, Frame size 1, Ics=Icu=70kA@415V AC
9622 | 50A TP 70kA NSX MCCB with O/C,S/C protection, Thermal-Magnetic Release TMD, Frame size 1, Ics=Icu=70kA@415V AC | MCCB | LV_Switchgear | LV429673 | SCHNEIDER | 50A | 70kA | Nos. | None | Inventory | 50A TP 70kA NSX MCCB with O/C,S/C protection, Thermal-Magnetic Release TMD, Frame size 1, Ics=Icu=70kA@415V AC
9623 | 40A TP 70kA NSX MCCB with O/C,S/C protection, Thermal-Magnetic Release TMD, Frame size 1, Ics=Icu=70kA@415V AC | MCCB | LV_Switchgear | LV429674 | SCHNEIDER | 40A | 70kA | Nos. | None | Inventory | 40A TP 70kA NSX MCCB with O/C,S/C protection, Thermal-Magnetic Release TMD, Frame size 1, Ics=Icu=70kA@415V AC
9624 | 32A TP 70kA NSX MCCB with O/C,S/C protection, Thermal-Magnetic Release TMD, Frame size 1, Ics=Icu=70kA@415V AC | MCCB | LV_Switchgear | LV429675 | SCHNEIDER | 32A | 70kA | Nos. | None | Inventory | 32A TP 70kA NSX MCCB with O/C,S/C protection, Thermal-Magnetic Release TMD, Frame size 1, Ics=Icu=70kA@415V AC
9625 | 25A TP 70kA NSX MCCB with O/C,S/C protection, Thermal-Magnetic Release TMD, Frame size 1, Ics=Icu=70kA@415V AC | MCCB | LV_Switchgear | LV429676 | SCHNEIDER | 25A | 70kA | Nos. | None | Inventory | 25A TP 70kA NSX MCCB with O/C,S/C protection, Thermal-Magnetic Release TMD, Frame size 1, Ics=Icu=70kA@415V AC
9626 | 16A TP 70kA NSX MCCB with O/C,S/C protection, Thermal-Magnetic Release TMD, Frame size 1, Ics=Icu=70kA@415V AC | MCCB | LV_Switchgear | LV429677 | SCHNEIDER | 16A | 70kA | Nos. | None | Inventory | 16A TP 70kA NSX MCCB with O/C,S/C protection, Thermal-Magnetic Release TMD, Frame size 1, Ics=Icu=70kA@415V AC
9627 | 100A FP 70kA NSX MCCB with O/C,S/C protection, Thermal-Magnetic Release TMD, Frame size 1, Ics=Icu=70kA@415V AC | MCCB | LV_Switchgear | LV429680 | SCHNEIDER | 100A | 70kA | Nos. | None | Inventory | 100A FP 70kA NSX MCCB with O/C,S/C protection, Thermal-Magnetic Release TMD, Frame size 1, Ics=Icu=70kA@415V AC
9628 | 80A FP 70kA NSX MCCB with O/C,S/C protection, Thermal-Magnetic Release TMD, Frame size 1, Ics=Icu=70kA@415V AC | MCCB | LV_Switchgear | LV429681 | SCHNEIDER | 80A | 70kA | Nos. | None | Inventory | 80A FP 70kA NSX MCCB with O/C,S/C protection, Thermal-Magnetic Release TMD, Frame size 1, Ics=Icu=70kA@415V AC
9629 | 63A FP 70kA NSX MCCB with O/C,S/C protection, Thermal-Magnetic Release TMD, Frame size 1, Ics=Icu=70kA@415V AC | MCCB | LV_Switchgear | LV429682 | SCHNEIDER | 63A | 70kA | Nos. | None | Inventory | 63A FP 70kA NSX MCCB with O/C,S/C protection, Thermal-Magnetic Release TMD, Frame size 1, Ics=Icu=70kA@415V AC
9630 | 50A FP 70kA NSX MCCB with O/C,S/C protection, Thermal-Magnetic Release TMD, Frame size 1, Ics=Icu=70kA@415V AC | MCCB | LV_Switchgear | LV429683 | SCHNEIDER | 50A | 70kA | Nos. | None | Inventory | 50A FP 70kA NSX MCCB with O/C,S/C protection, Thermal-Magnetic Release TMD, Frame size 1, Ics=Icu=70kA@415V AC
9631 | 40A FP 70kA NSX MCCB with O/C,S/C protection, Thermal-Magnetic Release TMD, Frame size 1, Ics=Icu=70kA@415V AC | MCCB | LV_Switchgear | LV429684 | SCHNEIDER | 40A | 70kA | Nos. | None | Inventory | 40A FP 70kA NSX MCCB with O/C,S/C protection, Thermal-Magnetic Release TMD, Frame size 1, Ics=Icu=70kA@415V AC
9632 | 32A FP 70kA NSX MCCB with O/C,S/C protection, Thermal-Magnetic Release TMD, Frame size 1, Ics=Icu=70kA@415V AC | MCCB | LV_Switchgear | LV429685 | SCHNEIDER | 32A | 70kA | Nos. | None | Inventory | 32A FP 70kA NSX MCCB with O/C,S/C protection, Thermal-Magnetic Release TMD, Frame size 1, Ics=Icu=70kA@415V AC
9633 | 25A FP 70kA NSX MCCB with O/C,S/C protection, Thermal-Magnetic Release TMD, Frame size 1, Ics=Icu=70kA@415V AC | MCCB | LV_Switchgear | LV429686 | SCHNEIDER | 25A | 70kA | Nos. | None | Inventory | 25A FP 70kA NSX MCCB with O/C,S/C protection, Thermal-Magnetic Release TMD, Frame size 1, Ics=Icu=70kA@415V AC
9634 | 16A FP 70kA NSX MCCB with O/C,S/C protection, Thermal-Magnetic Release TMD, Frame size 1, Ics=Icu=70kA@415V AC | MCCB | LV_Switchgear | LV429687 | SCHNEIDER | 16A | 70kA | Nos. | None | Inventory | 16A FP 70kA NSX MCCB with O/C,S/C protection, Thermal-Magnetic Release TMD, Frame size 1, Ics=Icu=70kA@415V AC
9635 | 100A TP 36kA NSX MCCB with S/C protection, Magnetic Release MA, Frame size 1, Ics=Icu=36kA@415V AC | MCCB | LV_Switchgear | LV429740 | SCHNEIDER | 100A | 36kA | Nos. | None | Inventory | 100A TP 36kA NSX MCCB with S/C protection, Magnetic Release MA, Frame size 1, Ics=Icu=36kA@415V AC
9636 | 50A TP 36kA NSX MCCB with S/C protection, Magnetic Release MA, Frame size 1, Ics=Icu=36kA@415V AC | MCCB | LV_Switchgear | LV429741 | SCHNEIDER | 50A | 36kA | Nos. | None | Inventory | 50A TP 36kA NSX MCCB with S/C protection, Magnetic Release MA, Frame size 1, Ics=Icu=36kA@415V AC
9637 | 25A TP 36kA NSX MCCB with S/C protection, Magnetic Release MA, Frame size 1, Ics=Icu=36kA@415V AC | MCCB | LV_Switchgear | LV429742 | SCHNEIDER | 25A | 36kA | Nos. | None | Inventory | 25A TP 36kA NSX MCCB with S/C protection, Magnetic Release MA, Frame size 1, Ics=Icu=36kA@415V AC
9638 | 12.5A TP 36kA NSX MCCB with S/C protection, Magnetic Release MA, Frame size 1, Ics=Icu=36kA@415V AC | MCCB | LV_Switchgear | LV429743 | SCHNEIDER | 12.5A | 36kA | Nos. | None | Inventory | 12.5A TP 36kA NSX MCCB with S/C protection, Magnetic Release MA, Frame size 1, Ics=Icu=36kA@415V AC
9639 | 6.3A TP 36kA NSX MCCB with S/C protection, Magnetic Release MA, Frame size 1, Ics=Icu=36kA@415V AC | MCCB | LV_Switchgear | LV429744 | SCHNEIDER | 6.3A | 36kA | Nos. | None | Inventory | 6.3A TP 36kA NSX MCCB with S/C protection, Magnetic Release MA, Frame size 1, Ics=Icu=36kA@415V AC
9640 | 2.5A TP 36kA NSX MCCB with S/C protection, Magnetic Release MA, Frame size 1, Ics=Icu=36kA@415V AC | MCCB | LV_Switchgear | LV429745 | SCHNEIDER | 2.5A | 36kA | Nos. | None | Inventory | 2.5A TP 36kA NSX MCCB with S/C protection, Magnetic Release MA, Frame size 1, Ics=Icu=36kA@415V AC
9641 | 100A TP 50kA NSX MCCB with S/C protection, Magnetic Release MA, Frame size 1, Ics=Icu=50kA@415V AC | MCCB | LV_Switchgear | LV429750 | SCHNEIDER | 100A | 50kA | Nos. | None | Inventory | 100A TP 50kA NSX MCCB with S/C protection, Magnetic Release MA, Frame size 1, Ics=Icu=50kA@415V AC
9642 | 50A TP 50kA NSX MCCB with S/C protection, Magnetic Release MA, Frame size 1, Ics=Icu=50kA@415V AC | MCCB | LV_Switchgear | LV429751 | SCHNEIDER | 50A | 50kA | Nos. | None | Inventory | 50A TP 50kA NSX MCCB with S/C protection, Magnetic Release MA, Frame size 1, Ics=Icu=50kA@415V AC
9643 | 25A TP 50kA NSX MCCB with S/C protection, Magnetic Release MA, Frame size 1, Ics=Icu=50kA@415V AC | MCCB | LV_Switchgear | LV429752 | SCHNEIDER | 25A | 50kA | Nos. | None | Inventory | 25A TP 50kA NSX MCCB with S/C protection, Magnetic Release MA, Frame size 1, Ics=Icu=50kA@415V AC
9644 | 12.5A TP 50kA NSX MCCB with S/C protection, Magnetic Release MA, Frame size 1, Ics=Icu=50kA@415V AC | MCCB | LV_Switchgear | LV429753 | SCHNEIDER | 12.5A | 50kA | Nos. | None | Inventory | 12.5A TP 50kA NSX MCCB with S/C protection, Magnetic Release MA, Frame size 1, Ics=Icu=50kA@415V AC
9645 | 6.3A TP 50kA NSX MCCB with S/C protection, Magnetic Release MA, Frame size 1, Ics=Icu=50kA@415V AC | MCCB | LV_Switchgear | LV429754 | SCHNEIDER | 6.3A | 50kA | Nos. | None | Inventory | 6.3A TP 50kA NSX MCCB with S/C protection, Magnetic Release MA, Frame size 1, Ics=Icu=50kA@415V AC
9646 | 2.5A TP 50kA NSX MCCB with S/C protection, Magnetic Release MA, Frame size 1, Ics=Icu=50kA@415V AC | MCCB | LV_Switchgear | LV429755 | SCHNEIDER | 2.5A | 50kA | Nos. | None | Inventory | 2.5A TP 50kA NSX MCCB with S/C protection, Magnetic Release MA, Frame size 1, Ics=Icu=50kA@415V AC
9647 | 100A TP 70kA NSX MCCB with S/C protection, Magnetic Release MA, Frame size 1, Ics=Icu=70kA@415V AC | MCCB | LV_Switchgear | LV429760 | SCHNEIDER | 100A | 70kA | Nos. | None | Inventory | 100A TP 70kA NSX MCCB with S/C protection, Magnetic Release MA, Frame size 1, Ics=Icu=70kA@415V AC
9648 | 50A TP 70kA NSX MCCB with S/C protection, Magnetic Release MA, Frame size 1, Ics=Icu=70kA@415V AC | MCCB | LV_Switchgear | LV429761 | SCHNEIDER | 50A | 70kA | Nos. | None | Inventory | 50A TP 70kA NSX MCCB with S/C protection, Magnetic Release MA, Frame size 1, Ics=Icu=70kA@415V AC
9649 | 25A TP 70kA NSX MCCB with S/C protection, Magnetic Release MA, Frame size 1, Ics=Icu=70kA@415V AC | MCCB | LV_Switchgear | LV429762 | SCHNEIDER | 25A | 70kA | Nos. | None | Inventory | 25A TP 70kA NSX MCCB with S/C protection, Magnetic Release MA, Frame size 1, Ics=Icu=70kA@415V AC
9650 | 12.5A TP 70kA NSX MCCB with S/C protection, Magnetic Release MA, Frame size 1, Ics=Icu=70kA@415V AC | MCCB | LV_Switchgear | LV429763 | SCHNEIDER | 12.5A | 70kA | Nos. | None | Inventory | 12.5A TP 70kA NSX MCCB with S/C protection, Magnetic Release MA, Frame size 1, Ics=Icu=70kA@415V AC
9651 | 6.3A TP 70kA NSX MCCB with S/C protection, Magnetic Release MA, Frame size 1, Ics=Icu=70kA@415V AC | MCCB | LV_Switchgear | LV429764 | SCHNEIDER | 6.3A | 70kA | Nos. | None | Inventory | 6.3A TP 70kA NSX MCCB with S/C protection, Magnetic Release MA, Frame size 1, Ics=Icu=70kA@415V AC
9652 | 2.5A TP 70kA NSX MCCB with S/C protection, Magnetic Release MA, Frame size 1, Ics=Icu=70kA@415V AC | MCCB | LV_Switchgear | LV429765 | SCHNEIDER | 2.5A | 70kA | Nos. | None | Inventory | 2.5A TP 70kA NSX MCCB with S/C protection, Magnetic Release MA, Frame size 1, Ics=Icu=70kA@415V AC
9653 | 100A TP 36kA NSX MCCB with O/C,S/C protection, Microprocessor based Release micrologic 2, Frame size 1, Ics=Icu=36kA@415V AC | MCCB | LV_Switchgear | LV429770 | SCHNEIDER | 100A | 36kA | Nos. | None | Inventory | 100A TP 36kA NSX MCCB with O/C,S/C protection, Microprocessor based Release micrologic 2, Frame size 1, Ics=Icu=36kA@415V AC
9654 | 40A TP 36kA NSX MCCB with O/C,S/C protection, Microprocessor based Release micrologic 2, Frame size 1, Ics=Icu=36kA@415V AC | MCCB | LV_Switchgear | LV429772 | SCHNEIDER | 40A | 36kA | Nos. | None | Inventory | 40A TP 36kA NSX MCCB with O/C,S/C protection, Microprocessor based Release micrologic 2, Frame size 1, Ics=Icu=36kA@415V AC
9655 | 100A TP 25kA NSX MCCB with O/C,S/C protection, Microprocessor based Release micrologic 2, Frame size 1, Ics=Icu=25kA@415V AC | MCCB | LV_Switchgear | LV429775 | SCHNEIDER | 100A | 25kA | Nos. | None | Inventory | 100A TP 25kA NSX MCCB with O/C,S/C protection, Microprocessor based Release micrologic 2, Frame size 1, Ics=Icu=25kA@415V AC
9656 | 40A TP 25kA NSX MCCB with O/C,S/C protection, Microprocessor based Release micrologic 2, Frame size 1, Ics=Icu=25kA@415V AC | MCCB | LV_Switchgear | LV429777 | SCHNEIDER | 40A | 25kA | Nos. | None | Inventory | 40A TP 25kA NSX MCCB with O/C,S/C protection, Microprocessor based Release micrologic 2, Frame size 1, Ics=Icu=25kA@415V AC
9657 | 100A FP 36kA NSX MCCB with O/C,S/C protection, Microprocessor based Release micrologic 2, Frame size 1, Ics=Icu=36kA@415V AC | MCCB | LV_Switchgear | LV429780 | SCHNEIDER | 100A | 36kA | Nos. | None | Inventory | 100A FP 36kA NSX MCCB with O/C,S/C protection, Microprocessor based Release micrologic 2, Frame size 1, Ics=Icu=36kA@415V AC
9658 | 40A FP 36kA NSX MCCB with O/C,S/C protection, Microprocessor based Release micrologic 2, Frame size 1, Ics=Icu=36kA@415V AC | MCCB | LV_Switchgear | LV429782 | SCHNEIDER | 40A | 36kA | Nos. | None | Inventory | 40A FP 36kA NSX MCCB with O/C,S/C protection, Microprocessor based Release micrologic 2, Frame size 1, Ics=Icu=36kA@415V AC
9659 | 100A FP 25kA NSX MCCB with O/C,S/C protection, Microprocessor based Release micrologic 2, Frame size 1, Ics=Icu=25kA@415V AC | MCCB | LV_Switchgear | LV429785 | SCHNEIDER | 100A | 25kA | Nos. | None | Inventory | 100A FP 25kA NSX MCCB with O/C,S/C protection, Microprocessor based Release micrologic 2, Frame size 1, Ics=Icu=25kA@415V AC
9660 | 40A FP 25kA NSX MCCB with O/C,S/C protection, Microprocessor based Release micrologic 2, Frame size 1, Ics=Icu=25kA@415V AC | MCCB | LV_Switchgear | LV429787 | SCHNEIDER | 40A | 25kA | Nos. | None | Inventory | 40A FP 25kA NSX MCCB with O/C,S/C protection, Microprocessor based Release micrologic 2, Frame size 1, Ics=Icu=25kA@415V AC
9661 | 100A TP 70kA NSX MCCB with O/C,S/C protection, Microprocessor based Release micrologic 2, Frame size 1, Ics=Icu=70kA@415V AC | MCCB | LV_Switchgear | LV429790 | SCHNEIDER | 100A | 70kA | Nos. | None | Inventory | 100A TP 70kA NSX MCCB with O/C,S/C protection, Microprocessor based Release micrologic 2, Frame size 1, Ics=Icu=70kA@415V AC
9662 | 40A TP 70kA NSX MCCB with O/C,S/C protection, Microprocessor based Release micrologic 2, Frame size 1, Ics=Icu=70kA@415V AC | MCCB | LV_Switchgear | LV429792 | SCHNEIDER | 40A | 70kA | Nos. | None | Inventory | 40A TP 70kA NSX MCCB with O/C,S/C protection, Microprocessor based Release micrologic 2, Frame size 1, Ics=Icu=70kA@415V AC
9663 | 100A TP 50kA NSX MCCB with O/C,S/C protection, Microprocessor based Release micrologic 2, Frame size 1, Ics=Icu=50kA@415V AC | MCCB | LV_Switchgear | LV429795 | SCHNEIDER | 100A | 50kA | Nos. | None | Inventory | 100A TP 50kA NSX MCCB with O/C,S/C protection, Microprocessor based Release micrologic 2, Frame size 1, Ics=Icu=50kA@415V AC
9664 | 40A TP 50kA NSX MCCB with O/C,S/C protection, Microprocessor based Release micrologic 2, Frame size 1, Ics=Icu=50kA@415V AC | MCCB | LV_Switchgear | LV429797 | SCHNEIDER | 40A | 50kA | Nos. | None | Inventory | 40A TP 50kA NSX MCCB with O/C,S/C protection, Microprocessor based Release micrologic 2, Frame size 1, Ics=Icu=50kA@415V AC
9665 | 100A FP 70kA NSX MCCB with O/C,S/C protection, Microprocessor based Release micrologic 2, Frame size 1, Ics=Icu=70kA@415V AC | MCCB | LV_Switchgear | LV429800 | SCHNEIDER | 100A | 70kA | Nos. | None | Inventory | 100A FP 70kA NSX MCCB with O/C,S/C protection, Microprocessor based Release micrologic 2, Frame size 1, Ics=Icu=70kA@415V AC
9666 | 40A FP 70kA NSX MCCB with O/C,S/C protection, Microprocessor based Release micrologic 2, Frame size 1, Ics=Icu=70kA@415V AC | MCCB | LV_Switchgear | LV429802 | SCHNEIDER | 40A | 70kA | Nos. | None | Inventory | 40A FP 70kA NSX MCCB with O/C,S/C protection, Microprocessor based Release micrologic 2, Frame size 1, Ics=Icu=70kA@415V AC
9667 | 100A FP 50kA NSX MCCB with O/C,S/C protection, Microprocessor based Release micrologic 2, Frame size 1, Ics=Icu=50kA@415V AC | MCCB | LV_Switchgear | LV429805 | SCHNEIDER | 100A | 50kA | Nos. | None | Inventory | 100A FP 50kA NSX MCCB with O/C,S/C protection, Microprocessor based Release micrologic 2, Frame size 1, Ics=Icu=50kA@415V AC
9668 | 40A FP 50kA NSX MCCB with O/C,S/C protection, Microprocessor based Release micrologic 2, Frame size 1, Ics=Icu=50kA@415V AC | MCCB | LV_Switchgear | LV429807 | SCHNEIDER | 40A | 50kA | Nos. | None | Inventory | 40A FP 50kA NSX MCCB with O/C,S/C protection, Microprocessor based Release micrologic 2, Frame size 1, Ics=Icu=50kA@415V AC
9669 | 100A TP 36kA NSX MCCB with O/C,S/C protection, Microprocessor based Release micrologic 2M, Frame size 1, Ics=Icu=36kA@415V AC | MCCB | LV_Switchgear | LV429825 | SCHNEIDER | 100A | 36kA | Nos. | None | Inventory | 100A TP 36kA NSX MCCB with O/C,S/C protection, Microprocessor based Release micrologic 2M, Frame size 1, Ics=Icu=36kA@415V AC
9670 | 50A TP 36kA NSX MCCB with O/C,S/C protection, Microprocessor based Release micrologic 2M, Frame size 1, Ics=Icu=36kA@415V AC | MCCB | LV_Switchgear | LV429827 | SCHNEIDER | 50A | 36kA | Nos. | None | Inventory | 50A TP 36kA NSX MCCB with O/C,S/C protection, Microprocessor based Release micrologic 2M, Frame size 1, Ics=Icu=36kA@415V AC
9671 | 25A TP 36kA NSX MCCB with O/C,S/C protection, Microprocessor based Release micrologic 2M, Frame size 1, Ics=Icu=36kA@415V AC | MCCB | LV_Switchgear | LV429828 | SCHNEIDER | 25A | 36kA | Nos. | None | Inventory | 25A TP 36kA NSX MCCB with O/C,S/C protection, Microprocessor based Release micrologic 2M, Frame size 1, Ics=Icu=36kA@415V AC
9672 | 100A TP 50kA NSX MCCB with O/C,S/C protection, Microprocessor based Release micrologic 2M, Frame size 1, Ics=Icu=50kA@415V AC | MCCB | LV_Switchgear | LV429830 | SCHNEIDER | 100A | 50kA | Nos. | None | Inventory | 100A TP 50kA NSX MCCB with O/C,S/C protection, Microprocessor based Release micrologic 2M, Frame size 1, Ics=Icu=50kA@415V AC
9673 | 50A TP 50kA NSX MCCB with O/C,S/C protection, Microprocessor based Release micrologic 2M, Frame size 1, Ics=Icu=50kA@415V AC | MCCB | LV_Switchgear | LV429832 | SCHNEIDER | 50A | 50kA | Nos. | None | Inventory | 50A TP 50kA NSX MCCB with O/C,S/C protection, Microprocessor based Release micrologic 2M, Frame size 1, Ics=Icu=50kA@415V AC
9674 | 25A TP 50kA NSX MCCB with O/C,S/C protection, Microprocessor based Release micrologic 2M, Frame size 1, Ics=Icu=50kA@415V AC | MCCB | LV_Switchgear | LV429833 | SCHNEIDER | 25A | 50kA | Nos. | None | Inventory | 25A TP 50kA NSX MCCB with O/C,S/C protection, Microprocessor based Release micrologic 2M, Frame size 1, Ics=Icu=50kA@415V AC
9675 | 100A TP 70kA NSX MCCB with O/C,S/C protection, Microprocessor based Release micrologic 2M, Frame size 1, Ics=Icu=70kA@415V AC | MCCB | LV_Switchgear | LV429835 | SCHNEIDER | 100A | 70kA | Nos. | None | Inventory | 100A TP 70kA NSX MCCB with O/C,S/C protection, Microprocessor based Release micrologic 2M, Frame size 1, Ics=Icu=70kA@415V AC
9676 | 50A TP 70kA NSX MCCB with O/C,S/C protection, Microprocessor based Release micrologic 2M, Frame size 1, Ics=Icu=70kA@415V AC | MCCB | LV_Switchgear | LV429837 | SCHNEIDER | 50A | 70kA | Nos. | None | Inventory | 50A TP 70kA NSX MCCB with O/C,S/C protection, Microprocessor based Release micrologic 2M, Frame size 1, Ics=Icu=70kA@415V AC
9677 | 25A TP 70kA NSX MCCB with O/C,S/C protection, Microprocessor based Release micrologic 2M, Frame size 1, Ics=Icu=70kA@415V AC | MCCB | LV_Switchgear | LV429838 | SCHNEIDER | 25A | 70kA | Nos. | None | Inventory | 25A TP 70kA NSX MCCB with O/C,S/C protection, Microprocessor based Release micrologic 2M, Frame size 1, Ics=Icu=70kA@415V AC
9678 | 100A TP 50kA NSX MCCB with O/C,S/C protection, Thermal-Magnetic Release TMD, Frame size 1, Ics=Icu=50kA@415V AC | MCCB | LV_Switchgear | LV429840 | SCHNEIDER | 100A | 50kA | Nos. | None | Inventory | 100A TP 50kA NSX MCCB with O/C,S/C protection, Thermal-Magnetic Release TMD, Frame size 1, Ics=Icu=50kA@415V AC
9679 | 80A TP 50kA NSX MCCB with O/C,S/C protection, Thermal-Magnetic Release TMD, Frame size 1, Ics=Icu=50kA@415V AC | MCCB | LV_Switchgear | LV429841 | SCHNEIDER | 80A | 50kA | Nos. | None | Inventory | 80A TP 50kA NSX MCCB with O/C,S/C protection, Thermal-Magnetic Release TMD, Frame size 1, Ics=Icu=50kA@415V AC
9680 | 63A TP 50kA NSX MCCB with O/C,S/C protection, Thermal-Magnetic Release TMD, Frame size 1, Ics=Icu=50kA@415V AC | MCCB | LV_Switchgear | LV429842 | SCHNEIDER | 63A | 50kA | Nos. | None | Inventory | 63A TP 50kA NSX MCCB with O/C,S/C protection, Thermal-Magnetic Release TMD, Frame size 1, Ics=Icu=50kA@415V AC
9681 | 50A TP 50kA NSX MCCB with O/C,S/C protection, Thermal-Magnetic Release TMD, Frame size 1, Ics=Icu=50kA@415V AC | MCCB | LV_Switchgear | LV429843 | SCHNEIDER | 50A | 50kA | Nos. | None | Inventory | 50A TP 50kA NSX MCCB with O/C,S/C protection, Thermal-Magnetic Release TMD, Frame size 1, Ics=Icu=50kA@415V AC
9682 | 40A TP 50kA NSX MCCB with O/C,S/C protection, Thermal-Magnetic Release TMD, Frame size 1, Ics=Icu=50kA@415V AC | MCCB | LV_Switchgear | LV429844 | SCHNEIDER | 40A | 50kA | Nos. | None | Inventory | 40A TP 50kA NSX MCCB with O/C,S/C protection, Thermal-Magnetic Release TMD, Frame size 1, Ics=Icu=50kA@415V AC
9683 | 32A TP 50kA NSX MCCB with O/C,S/C protection, Thermal-Magnetic Release TMD, Frame size 1, Ics=Icu=50kA@415V AC | MCCB | LV_Switchgear | LV429845 | SCHNEIDER | 32A | 50kA | Nos. | None | Inventory | 32A TP 50kA NSX MCCB with O/C,S/C protection, Thermal-Magnetic Release TMD, Frame size 1, Ics=Icu=50kA@415V AC
9684 | 25A TP 50kA NSX MCCB with O/C,S/C protection, Thermal-Magnetic Release TMD, Frame size 1, Ics=Icu=50kA@415V AC | MCCB | LV_Switchgear | LV429846 | SCHNEIDER | 25A | 50kA | Nos. | None | Inventory | 25A TP 50kA NSX MCCB with O/C,S/C protection, Thermal-Magnetic Release TMD, Frame size 1, Ics=Icu=50kA@415V AC
9685 | 16A TP 50kA NSX MCCB with O/C,S/C protection, Thermal-Magnetic Release TMD, Frame size 1, Ics=Icu=50kA@415V AC | MCCB | LV_Switchgear | LV429847 | SCHNEIDER | 16A | 50kA | Nos. | None | Inventory | 16A TP 50kA NSX MCCB with O/C,S/C protection, Thermal-Magnetic Release TMD, Frame size 1, Ics=Icu=50kA@415V AC
9686 | 100A FP 50kA NSX MCCB with O/C,S/C protection, Thermal-Magnetic Release TMD, Frame size 1, Ics=Icu=50kA@415V AC | MCCB | LV_Switchgear | LV429850 | SCHNEIDER | 100A | 50kA | Nos. | None | Inventory | 100A FP 50kA NSX MCCB with O/C,S/C protection, Thermal-Magnetic Release TMD, Frame size 1, Ics=Icu=50kA@415V AC
9687 | 80A FP 50kA NSX MCCB with O/C,S/C protection, Thermal-Magnetic Release TMD, Frame size 1, Ics=Icu=50kA@415V AC | MCCB | LV_Switchgear | LV429851 | SCHNEIDER | 80A | 50kA | Nos. | None | Inventory | 80A FP 50kA NSX MCCB with O/C,S/C protection, Thermal-Magnetic Release TMD, Frame size 1, Ics=Icu=50kA@415V AC
9688 | 63A FP 50kA NSX MCCB with O/C,S/C protection, Thermal-Magnetic Release TMD, Frame size 1, Ics=Icu=50kA@415V AC | MCCB | LV_Switchgear | LV429852 | SCHNEIDER | 63A | 50kA | Nos. | None | Inventory | 63A FP 50kA NSX MCCB with O/C,S/C protection, Thermal-Magnetic Release TMD, Frame size 1, Ics=Icu=50kA@415V AC
9689 | 50A FP 50kA NSX MCCB with O/C,S/C protection, Thermal-Magnetic Release TMD, Frame size 1, Ics=Icu=50kA@415V AC | MCCB | LV_Switchgear | LV429853 | SCHNEIDER | 50A | 50kA | Nos. | None | Inventory | 50A FP 50kA NSX MCCB with O/C,S/C protection, Thermal-Magnetic Release TMD, Frame size 1, Ics=Icu=50kA@415V AC
9690 | 40A FP 50kA NSX MCCB with O/C,S/C protection, Thermal-Magnetic Release TMD, Frame size 1, Ics=Icu=50kA@415V AC | MCCB | LV_Switchgear | LV429854 | SCHNEIDER | 40A | 50kA | Nos. | None | Inventory | 40A FP 50kA NSX MCCB with O/C,S/C protection, Thermal-Magnetic Release TMD, Frame size 1, Ics=Icu=50kA@415V AC
9691 | 32A FP 50kA NSX MCCB with O/C,S/C protection, Thermal-Magnetic Release TMD, Frame size 1, Ics=Icu=50kA@415V AC | MCCB | LV_Switchgear | LV429855 | SCHNEIDER | 32A | 50kA | Nos. | None | Inventory | 32A FP 50kA NSX MCCB with O/C,S/C protection, Thermal-Magnetic Release TMD, Frame size 1, Ics=Icu=50kA@415V AC
9692 | 25A FP 50kA NSX MCCB with O/C,S/C protection, Thermal-Magnetic Release TMD, Frame size 1, Ics=Icu=50kA@415V AC | MCCB | LV_Switchgear | LV429856 | SCHNEIDER | 25A | 50kA | Nos. | None | Inventory | 25A FP 50kA NSX MCCB with O/C,S/C protection, Thermal-Magnetic Release TMD, Frame size 1, Ics=Icu=50kA@415V AC
9693 | 16A FP 50kA NSX MCCB with O/C,S/C protection, Thermal-Magnetic Release TMD, Frame size 1, Ics=Icu=50kA@415V AC | MCCB | LV_Switchgear | LV429857 | SCHNEIDER | 16A | 50kA | Nos. | None | Inventory | 16A FP 50kA NSX MCCB with O/C,S/C protection, Thermal-Magnetic Release TMD, Frame size 1, Ics=Icu=50kA@415V AC
9694 | 160A TP 25kA NSX MCCB with O/C,S/C protection, Thermal-Magnetic Release TMD, Frame size 1, Ics=Icu=25kA@415V AC | MCCB | LV_Switchgear | LV430310 | SCHNEIDER | 160A | 25kA | Nos. | None | Inventory | 160A TP 25kA NSX MCCB with O/C,S/C protection, Thermal-Magnetic Release TMD, Frame size 1, Ics=Icu=25kA@415V AC
9695 | 125A TP 25kA NSX MCCB with O/C,S/C protection, Thermal-Magnetic Release TMD, Frame size 1, Ics=Icu=25kA@415V AC | MCCB | LV_Switchgear | LV430311 | SCHNEIDER | 125A | 25kA | Nos. | None | Inventory | 125A TP 25kA NSX MCCB with O/C,S/C protection, Thermal-Magnetic Release TMD, Frame size 1, Ics=Icu=25kA@415V AC
9696 | 160A FP 25kA NSX MCCB with O/C,S/C protection, Thermal-Magnetic Release TMD, Frame size 1, Ics=Icu=25kA@415V AC | MCCB | LV_Switchgear | LV430320 | SCHNEIDER | 160A | 25kA | Nos. | None | Inventory | 160A FP 25kA NSX MCCB with O/C,S/C protection, Thermal-Magnetic Release TMD, Frame size 1, Ics=Icu=25kA@415V AC
9697 | 125A FP 25kA NSX MCCB with O/C,S/C protection, Thermal-Magnetic Release TMD, Frame size 1, Ics=Icu=25kA@415V AC | MCCB | LV_Switchgear | LV430321 | SCHNEIDER | 125A | 25kA | Nos. | None | Inventory | 125A FP 25kA NSX MCCB with O/C,S/C protection, Thermal-Magnetic Release TMD, Frame size 1, Ics=Icu=25kA@415V AC
9698 | 160A TP 25kA NSX MCCB with O/C,S/C,E/F protection, Microprocessor based Release Micrologic 6A, Frame size 1, Ics=Icu=25kA@415V AC | MCCB | LV_Switchgear | LV430390X62A160 | SCHNEIDER | 160A | 25kA | Nos. | None | Inventory | 160A TP 25kA NSX MCCB with O/C,S/C,E/F protection, Microprocessor based Release Micrologic 6A, Frame size 1, Ics=Icu=25kA@415V AC
9699 | 160A TP 25kA NSX MCCB with O/C,S/C,E/F protection, Microprocessor based Release Micrologic 6E, Frame size 1, Ics=Icu=25kA@415V AC | MCCB | LV_Switchgear | LV430390X62E160 | SCHNEIDER | 160A | 25kA | Nos. | None | Inventory | 160A TP 25kA NSX MCCB with O/C,S/C,E/F protection, Microprocessor based Release Micrologic 6E, Frame size 1, Ics=Icu=25kA@415V AC
9700 | 160A FP 25kA NSX MCCB with O/C,S/C,E/F protection, Microprocessor based Release Micrologic 6A, Frame size 1, Ics=Icu=25kA@415V AC | MCCB | LV_Switchgear | LV430395X62A160 | SCHNEIDER | 160A | 25kA | Nos. | None | Inventory | 160A FP 25kA NSX MCCB with O/C,S/C,E/F protection, Microprocessor based Release Micrologic 6A, Frame size 1, Ics=Icu=25kA@415V AC
9701 | 160A FP 25kA NSX MCCB with O/C,S/C,E/F protection, Microprocessor based Release Micrologic 6E, Frame size 1, Ics=Icu=25kA@415V AC | MCCB | LV_Switchgear | LV430395X62E160 | SCHNEIDER | 160A | 25kA | Nos. | None | Inventory | 160A FP 25kA NSX MCCB with O/C,S/C,E/F protection, Microprocessor based Release Micrologic 6E, Frame size 1, Ics=Icu=25kA@415V AC
9702 | 160A TP 36kA NSX MCCB with O/C,S/C,E/F protection, Microprocessor based Release Micrologic 6A, Frame size 1, Ics=Icu=36kA@415V AC | MCCB | LV_Switchgear | LV430403X62A160 | SCHNEIDER | 160A | 36kA | Nos. | None | Inventory | 160A TP 36kA NSX MCCB with O/C,S/C,E/F protection, Microprocessor based Release Micrologic 6A, Frame size 1, Ics=Icu=36kA@415V AC
9703 | 160A TP 36kA NSX MCCB with O/C,S/C,E/F protection, Microprocessor based Release Micrologic 6E, Frame size 1, Ics=Icu=36kA@415V AC | MCCB | LV_Switchgear | LV430403X62E160 | SCHNEIDER | 160A | 36kA | Nos. | None | Inventory | 160A TP 36kA NSX MCCB with O/C,S/C,E/F protection, Microprocessor based Release Micrologic 6E, Frame size 1, Ics=Icu=36kA@415V AC
9704 | 160A TP 70kA NSX MCCB with O/C,S/C,E/F protection, Microprocessor based Release Micrologic 6A, Frame size 1, Ics=Icu=70kA@415V AC | MCCB | LV_Switchgear | LV430404X62A160 | SCHNEIDER | 160A | 70kA | Nos. | None | Inventory | 160A TP 70kA NSX MCCB with O/C,S/C,E/F protection, Microprocessor based Release Micrologic 6A, Frame size 1, Ics=Icu=70kA@415V AC
9705 | 160A TP 70kA NSX MCCB with O/C,S/C,E/F protection, Microprocessor based Release Micrologic 6E, Frame size 1, Ics=Icu=70kA@415V AC | MCCB | LV_Switchgear | LV430404X62E160 | SCHNEIDER | 160A | 70kA | Nos. | None | Inventory | 160A TP 70kA NSX MCCB with O/C,S/C,E/F protection, Microprocessor based Release Micrologic 6E, Frame size 1, Ics=Icu=70kA@415V AC
9706 | 160A TP 50kA NSX MCCB with O/C,S/C,E/F protection, Microprocessor based Release Micrologic 6A, Frame size 1, Ics=Icu=50kA@415V AC | MCCB | LV_Switchgear | LV430406X62A160 | SCHNEIDER | 160A | 50kA | Nos. | None | Inventory | 160A TP 50kA NSX MCCB with O/C,S/C,E/F protection, Microprocessor based Release Micrologic 6A, Frame size 1, Ics=Icu=50kA@415V AC
9707 | 160A TP 50kA NSX MCCB with O/C,S/C,E/F protection, Microprocessor based Release Micrologic 6E, Frame size 1, Ics=Icu=50kA@415V AC | MCCB | LV_Switchgear | LV430406X62E160 | SCHNEIDER | 160A | 50kA | Nos. | None | Inventory | 160A TP 50kA NSX MCCB with O/C,S/C,E/F protection, Microprocessor based Release Micrologic 6E, Frame size 1, Ics=Icu=50kA@415V AC
9708 | 160A FP 36kA NSX MCCB with O/C,S/C,E/F protection, Microprocessor based Release Micrologic 6A, Frame size 1, Ics=Icu=36kA@415V AC | MCCB | LV_Switchgear | LV430408X62A160 | SCHNEIDER | 160A | 36kA | Nos. | None | Inventory | 160A FP 36kA NSX MCCB with O/C,S/C,E/F protection, Microprocessor based Release Micrologic 6A, Frame size 1, Ics=Icu=36kA@415V AC
9709 | 160A FP 36kA NSX MCCB with O/C,S/C,E/F protection, Microprocessor based Release Micrologic 6E, Frame size 1, Ics=Icu=36kA@415V AC | MCCB | LV_Switchgear | LV430408X62E160 | SCHNEIDER | 160A | 36kA | Nos. | None | Inventory | 160A FP 36kA NSX MCCB with O/C,S/C,E/F protection, Microprocessor based Release Micrologic 6E, Frame size 1, Ics=Icu=36kA@415V AC
9710 | 160A FP 70kA NSX MCCB with O/C,S/C,E/F protection, Microprocessor based Release Micrologic 6A, Frame size 1, Ics=Icu=70kA@415V AC | MCCB | LV_Switchgear | LV430409X62A160 | SCHNEIDER | 160A | 70kA | Nos. | None | Inventory | 160A FP 70kA NSX MCCB with O/C,S/C,E/F protection, Microprocessor based Release Micrologic 6A, Frame size 1, Ics=Icu=70kA@415V AC
9711 | 160A FP 70kA NSX MCCB with O/C,S/C,E/F protection, Microprocessor based Release Micrologic 6E, Frame size 1, Ics=Icu=70kA@415V AC | MCCB | LV_Switchgear | LV430409X62E160 | SCHNEIDER | 160A | 70kA | Nos. | None | Inventory | 160A FP 70kA NSX MCCB with O/C,S/C,E/F protection, Microprocessor based Release Micrologic 6E, Frame size 1, Ics=Icu=70kA@415V AC
9712 | 160A FP 50kA NSX MCCB with O/C,S/C,E/F protection, Microprocessor based Release Micrologic 6A, Frame size 1, Ics=Icu=50kA@415V AC | MCCB | LV_Switchgear | LV430411X62A160 | SCHNEIDER | 160A | 50kA | Nos. | None | Inventory | 160A FP 50kA NSX MCCB with O/C,S/C,E/F protection, Microprocessor based Release Micrologic 6A, Frame size 1, Ics=Icu=50kA@415V AC
9713 | 160A FP 50kA NSX MCCB with O/C,S/C,E/F protection, Microprocessor based Release Micrologic 6E, Frame size 1, Ics=Icu=50kA@415V AC | MCCB | LV_Switchgear | LV430411X62E160 | SCHNEIDER | 160A | 50kA | Nos. | None | Inventory | 160A FP 50kA NSX MCCB with O/C,S/C,E/F protection, Microprocessor based Release Micrologic 6E, Frame size 1, Ics=Icu=50kA@415V AC
9714 | 160A TP 36kA NSX MCCB with O/C,S/C protection, Thermal-Magnetic Release TMD, Frame size 1, Ics=Icu=36kA@415V AC | MCCB | LV_Switchgear | LV430630 | SCHNEIDER | 160A | 36kA | Nos. | None | Inventory | 160A TP 36kA NSX MCCB with O/C,S/C protection, Thermal-Magnetic Release TMD, Frame size 1, Ics=Icu=36kA@415V AC
9715 | 125A TP 36kA NSX MCCB with O/C,S/C protection, Thermal-Magnetic Release TMD, Frame size 1, Ics=Icu=36kA@415V AC | MCCB | LV_Switchgear | LV430631 | SCHNEIDER | 125A | 36kA | Nos. | None | Inventory | 125A TP 36kA NSX MCCB with O/C,S/C protection, Thermal-Magnetic Release TMD, Frame size 1, Ics=Icu=36kA@415V AC
9716 | 160A FP 36kA NSX MCCB with O/C,S/C protection, Thermal-Magnetic Release TMD, Frame size 1, Ics=Icu=36kA@415V AC | MCCB | LV_Switchgear | LV430640 | SCHNEIDER | 160A | 36kA | Nos. | None | Inventory | 160A FP 36kA NSX MCCB with O/C,S/C protection, Thermal-Magnetic Release TMD, Frame size 1, Ics=Icu=36kA@415V AC
9717 | 125A FP 36kA NSX MCCB with O/C,S/C protection, Thermal-Magnetic Release TMD, Frame size 1, Ics=Icu=36kA@415V AC | MCCB | LV_Switchgear | LV430641 | SCHNEIDER | 125A | 36kA | Nos. | None | Inventory | 125A FP 36kA NSX MCCB with O/C,S/C protection, Thermal-Magnetic Release TMD, Frame size 1, Ics=Icu=36kA@415V AC
9718 | 160A TP 70kA NSX MCCB with O/C,S/C protection, Thermal-Magnetic Release TMD, Frame size 1, Ics=Icu=70kA@415V AC | MCCB | LV_Switchgear | LV430670 | SCHNEIDER | 160A | 70kA | Nos. | None | Inventory | 160A TP 70kA NSX MCCB with O/C,S/C protection, Thermal-Magnetic Release TMD, Frame size 1, Ics=Icu=70kA@415V AC
9719 | 125A TP 70kA NSX MCCB with O/C,S/C protection, Thermal-Magnetic Release TMD, Frame size 1, Ics=Icu=70kA@415V AC | MCCB | LV_Switchgear | LV430671 | SCHNEIDER | 125A | 70kA | Nos. | None | Inventory | 125A TP 70kA NSX MCCB with O/C,S/C protection, Thermal-Magnetic Release TMD, Frame size 1, Ics=Icu=70kA@415V AC
9720 | 160A FP 70kA NSX MCCB with O/C,S/C protection, Thermal-Magnetic Release TMD, Frame size 1, Ics=Icu=70kA@415V AC | MCCB | LV_Switchgear | LV430680 | SCHNEIDER | 160A | 70kA | Nos. | None | Inventory | 160A FP 70kA NSX MCCB with O/C,S/C protection, Thermal-Magnetic Release TMD, Frame size 1, Ics=Icu=70kA@415V AC
9721 | 125A FP 70kA NSX MCCB with O/C,S/C protection, Thermal-Magnetic Release TMD, Frame size 1, Ics=Icu=70kA@415V AC | MCCB | LV_Switchgear | LV430681 | SCHNEIDER | 125A | 70kA | Nos. | None | Inventory | 125A FP 70kA NSX MCCB with O/C,S/C protection, Thermal-Magnetic Release TMD, Frame size 1, Ics=Icu=70kA@415V AC
9722 | 160A TP 25kA NSX MCCB with O/C,S/C protection, Microprocessor based Release micrologic 2, Frame size 1, Ics=Icu=25kA@415V AC | MCCB | LV_Switchgear | LV430745 | SCHNEIDER | 160A | 25kA | Nos. | None | Inventory | 160A TP 25kA NSX MCCB with O/C,S/C protection, Microprocessor based Release micrologic 2, Frame size 1, Ics=Icu=25kA@415V AC
9723 | 160A FP 25kA NSX MCCB with O/C,S/C protection, Microprocessor based Release micrologic 2, Frame size 1, Ics=Icu=25kA@415V AC | MCCB | LV_Switchgear | LV430750 | SCHNEIDER | 160A | 25kA | Nos. | None | Inventory | 160A FP 25kA NSX MCCB with O/C,S/C protection, Microprocessor based Release micrologic 2, Frame size 1, Ics=Icu=25kA@415V AC
9724 | 160A TP 36kA NSX MCCB with O/C,S/C protection, Microprocessor based Release micrologic 2, Frame size 1, Ics=Icu=36kA@415V AC | MCCB | LV_Switchgear | LV430770 | SCHNEIDER | 160A | 36kA | Nos. | None | Inventory | 160A TP 36kA NSX MCCB with O/C,S/C protection, Microprocessor based Release micrologic 2, Frame size 1, Ics=Icu=36kA@415V AC
9725 | 160A TP 50kA NSX MCCB with O/C,S/C protection, Microprocessor based Release micrologic 2, Frame size 1, Ics=Icu=50kA@415V AC | MCCB | LV_Switchgear | LV430775 | SCHNEIDER | 160A | 50kA | Nos. | None | Inventory | 160A TP 50kA NSX MCCB with O/C,S/C protection, Microprocessor based Release micrologic 2, Frame size 1, Ics=Icu=50kA@415V AC
9726 | 160A FP 36kA NSX MCCB with O/C,S/C protection, Microprocessor based Release micrologic 2, Frame size 1, Ics=Icu=36kA@415V AC | MCCB | LV_Switchgear | LV430780 | SCHNEIDER | 160A | 36kA | Nos. | None | Inventory | 160A FP 36kA NSX MCCB with O/C,S/C protection, Microprocessor based Release micrologic 2, Frame size 1, Ics=Icu=36kA@415V AC
9727 | 160A FP 50kA NSX MCCB with O/C,S/C protection, Microprocessor based Release micrologic 2, Frame size 1, Ics=Icu=50kA@415V AC | MCCB | LV_Switchgear | LV430785 | SCHNEIDER | 160A | 50kA | Nos. | None | Inventory | 160A FP 50kA NSX MCCB with O/C,S/C protection, Microprocessor based Release micrologic 2, Frame size 1, Ics=Icu=50kA@415V AC
9728 | 160A TP 70kA NSX MCCB with O/C,S/C protection, Microprocessor based Release micrologic 2, Frame size 1, Ics=Icu=70kA@415V AC | MCCB | LV_Switchgear | LV430790 | SCHNEIDER | 160A | 70kA | Nos. | None | Inventory | 160A TP 70kA NSX MCCB with O/C,S/C protection, Microprocessor based Release micrologic 2, Frame size 1, Ics=Icu=70kA@415V AC
9729 | 160A FP 70kA NSX MCCB with O/C,S/C protection, Microprocessor based Release micrologic 2, Frame size 1, Ics=Icu=70kA@415V AC | MCCB | LV_Switchgear | LV430800 | SCHNEIDER | 160A | 70kA | Nos. | None | Inventory | 160A FP 70kA NSX MCCB with O/C,S/C protection, Microprocessor based Release micrologic 2, Frame size 1, Ics=Icu=70kA@415V AC
9730 | 150A TP 36kA NSX MCCB with S/C protection, Magnetic Release MA, Frame size 1, Ics=Icu=36kA@415V AC | MCCB | LV_Switchgear | LV430830 | SCHNEIDER | 150A | 36kA | Nos. | None | Inventory | 150A TP 36kA NSX MCCB with S/C protection, Magnetic Release MA, Frame size 1, Ics=Icu=36kA@415V AC
9731 | 150A TP 50kA NSX MCCB with S/C protection, Magnetic Release MA, Frame size 1, Ics=Icu=50kA@415V AC | MCCB | LV_Switchgear | LV430832 | SCHNEIDER | 150A | 50kA | Nos. | None | Inventory | 150A TP 50kA NSX MCCB with S/C protection, Magnetic Release MA, Frame size 1, Ics=Icu=50kA@415V AC
9732 | 150A TP 70kA NSX MCCB with S/C protection, Magnetic Release MA, Frame size 1, Ics=Icu=70kA@415V AC | MCCB | LV_Switchgear | LV430834 | SCHNEIDER | 150A | 70kA | Nos. | None | Inventory | 150A TP 70kA NSX MCCB with S/C protection, Magnetic Release MA, Frame size 1, Ics=Icu=70kA@415V AC
9733 | 160A TP 50kA NSX MCCB with O/C,S/C protection, Thermal-Magnetic Release TMD, Frame size 1, Ics=Icu=50kA@415V AC | MCCB | LV_Switchgear | LV430840 | SCHNEIDER | 160A | 50kA | Nos. | None | Inventory | 160A TP 50kA NSX MCCB with O/C,S/C protection, Thermal-Magnetic Release TMD, Frame size 1, Ics=Icu=50kA@415V AC
9734 | 125A TP 50kA NSX MCCB with O/C,S/C protection, Thermal-Magnetic Release TMD, Frame size 1, Ics=Icu=50kA@415V AC | MCCB | LV_Switchgear | LV430841 | SCHNEIDER | 125A | 50kA | Nos. | None | Inventory | 125A TP 50kA NSX MCCB with O/C,S/C protection, Thermal-Magnetic Release TMD, Frame size 1, Ics=Icu=50kA@415V AC
9735 | 160A FP 50kA NSX MCCB with O/C,S/C protection, Thermal-Magnetic Release TMD, Frame size 1, Ics=Icu=50kA@415V AC | MCCB | LV_Switchgear | LV430850 | SCHNEIDER | 160A | 50kA | Nos. | None | Inventory | 160A FP 50kA NSX MCCB with O/C,S/C protection, Thermal-Magnetic Release TMD, Frame size 1, Ics=Icu=50kA@415V AC
9736 | 125A FP 50kA NSX MCCB with O/C,S/C protection, Thermal-Magnetic Release TMD, Frame size 1, Ics=Icu=50kA@415V AC | MCCB | LV_Switchgear | LV430851 | SCHNEIDER | 125A | 50kA | Nos. | None | Inventory | 125A FP 50kA NSX MCCB with O/C,S/C protection, Thermal-Magnetic Release TMD, Frame size 1, Ics=Icu=50kA@415V AC
9737 | 150A TP 36kA NSX MCCB with O/C,S/C protection, Microprocessor based Release micrologic 2M, Frame size 1, Ics=Icu=36kA@415V AC | MCCB | LV_Switchgear | LV430985 | SCHNEIDER | 150A | 36kA | Nos. | None | Inventory | 150A TP 36kA NSX MCCB with O/C,S/C protection, Microprocessor based Release micrologic 2M, Frame size 1, Ics=Icu=36kA@415V AC
9738 | 150A TP 50kA NSX MCCB with O/C,S/C protection, Microprocessor based Release micrologic 2M, Frame size 1, Ics=Icu=50kA@415V AC | MCCB | LV_Switchgear | LV430988 | SCHNEIDER | 150A | 50kA | Nos. | None | Inventory | 150A TP 50kA NSX MCCB with O/C,S/C protection, Microprocessor based Release micrologic 2M, Frame size 1, Ics=Icu=50kA@415V AC
9739 | 150A TP 70kA NSX MCCB with O/C,S/C protection, Microprocessor based Release micrologic 2M, Frame size 1, Ics=Icu=70kA@415V AC | MCCB | LV_Switchgear | LV430991 | SCHNEIDER | 150A | 70kA | Nos. | None | Inventory | 150A TP 70kA NSX MCCB with O/C,S/C protection, Microprocessor based Release micrologic 2M, Frame size 1, Ics=Icu=70kA@415V AC
9740 | Extended rotary handle for INS Switch Disconnector, Frame size 2, type-INS / INV 250 | Switch Disconnector Accessories | LV_Switchgear | LV431050 | SCHNEIDER | 0 | Rotary Handle | Nos. | None | Inventory | Extended rotary handle for INS Switch Disconnector, Frame size 2, type-INS / INV 250
9741 | 250A TP 25kA NSX MCCB with O/C,S/C protection, Thermal-Magnetic Release TMD, Frame size 1, Ics=Icu=25kA@415V AC | MCCB | LV_Switchgear | LV431110 | SCHNEIDER | 250A | 25kA | Nos. | None | Inventory | 250A TP 25kA NSX MCCB with O/C,S/C protection, Thermal-Magnetic Release TMD, Frame size 1, Ics=Icu=25kA@415V AC
9742 | 200A TP 25kA NSX MCCB with O/C,S/C protection, Thermal-Magnetic Release TMD, Frame size 1, Ics=Icu=25kA@415V AC | MCCB | LV_Switchgear | LV431111 | SCHNEIDER | 200A | 25kA | Nos. | None | Inventory | 200A TP 25kA NSX MCCB with O/C,S/C protection, Thermal-Magnetic Release TMD, Frame size 1, Ics=Icu=25kA@415V AC
9743 | 250A FP 25kA NSX MCCB with O/C,S/C protection, Thermal-Magnetic Release TMD, Frame size 1, Ics=Icu=25kA@415V AC | MCCB | LV_Switchgear | LV431120 | SCHNEIDER | 250A | 25kA | Nos. | None | Inventory | 250A FP 25kA NSX MCCB with O/C,S/C protection, Thermal-Magnetic Release TMD, Frame size 1, Ics=Icu=25kA@415V AC
9744 | 200A FP 25kA NSX MCCB with O/C,S/C protection, Thermal-Magnetic Release TMD, Frame size 1, Ics=Icu=25kA@415V AC | MCCB | LV_Switchgear | LV431121 | SCHNEIDER | 200A | 25kA | Nos. | None | Inventory | 200A FP 25kA NSX MCCB with O/C,S/C protection, Thermal-Magnetic Release TMD, Frame size 1, Ics=Icu=25kA@415V AC
9745 | 250A TP 25kA NSX MCCB with O/C,S/C protection, Microprocessor based Release micrologic 2, Frame size 1, Ics=Icu=25kA@415V AC | MCCB | LV_Switchgear | LV431140 | SCHNEIDER | 250A | 25kA | Nos. | None | Inventory | 250A TP 25kA NSX MCCB with O/C,S/C protection, Microprocessor based Release micrologic 2, Frame size 1, Ics=Icu=25kA@415V AC
9746 | 250A FP 25kA NSX MCCB with O/C,S/C protection, Microprocessor based Release micrologic 2, Frame size 1, Ics=Icu=25kA@415V AC | MCCB | LV_Switchgear | LV431150 | SCHNEIDER | 250A | 25kA | Nos. | None | Inventory | 250A FP 25kA NSX MCCB with O/C,S/C protection, Microprocessor based Release micrologic 2, Frame size 1, Ics=Icu=25kA@415V AC
9747 | 220A TP 36kA NSX MCCB with O/C,S/C protection, Microprocessor based Release micrologic 2M, Frame size 1, Ics=Icu=36kA@415V AC | MCCB | LV_Switchgear | LV431160 | SCHNEIDER | 220A | 36kA | Nos. | None | Inventory | 220A TP 36kA NSX MCCB with O/C,S/C protection, Microprocessor based Release micrologic 2M, Frame size 1, Ics=Icu=36kA@415V AC
9748 | 220A TP 50kA NSX MCCB with O/C,S/C protection, Microprocessor based Release micrologic 2M, Frame size 1, Ics=Icu=50kA@415V AC | MCCB | LV_Switchgear | LV431165 | SCHNEIDER | 220A | 50kA | Nos. | None | Inventory | 220A TP 50kA NSX MCCB with O/C,S/C protection, Microprocessor based Release micrologic 2M, Frame size 1, Ics=Icu=50kA@415V AC
9749 | 220A TP 70kA NSX MCCB with O/C,S/C protection, Microprocessor based Release micrologic 2M, Frame size 1, Ics=Icu=70kA@415V AC | MCCB | LV_Switchgear | LV431170 | SCHNEIDER | 220A | 70kA | Nos. | None | Inventory | 220A TP 70kA NSX MCCB with O/C,S/C protection, Microprocessor based Release micrologic 2M, Frame size 1, Ics=Icu=70kA@415V AC
9750 | 250A TP 25kA NSX MCCB with O/C,S/C,E/F protection, Microprocessor based Release Micrologic 6A, Frame size 1, Ics=Icu=25kA@415V AC | MCCB | LV_Switchgear | LV431390X62A250 | SCHNEIDER | 250A | 25kA | Nos. | None | Inventory | 250A TP 25kA NSX MCCB with O/C,S/C,E/F protection, Microprocessor based Release Micrologic 6A, Frame size 1, Ics=Icu=25kA@415V AC
9751 | 250A TP 25kA NSX MCCB with O/C,S/C,E/F protection, Microprocessor based Release Micrologic 6E, Frame size 1, Ics=Icu=25kA@415V AC | MCCB | LV_Switchgear | LV431390X62E250 | SCHNEIDER | 250A | 25kA | Nos. | None | Inventory | 250A TP 25kA NSX MCCB with O/C,S/C,E/F protection, Microprocessor based Release Micrologic 6E, Frame size 1, Ics=Icu=25kA@415V AC
9752 | 250A FP 25kA NSX MCCB with O/C,S/C,E/F protection, Microprocessor based Release Micrologic 6A, Frame size 1, Ics=Icu=25kA@415V AC | MCCB | LV_Switchgear | LV431395X62A250 | SCHNEIDER | 250A | 25kA | Nos. | None | Inventory | 250A FP 25kA NSX MCCB with O/C,S/C,E/F protection, Microprocessor based Release Micrologic 6A, Frame size 1, Ics=Icu=25kA@415V AC
9753 | 250A FP 25kA NSX MCCB with O/C,S/C,E/F protection, Microprocessor based Release Micrologic 6E, Frame size 1, Ics=Icu=25kA@415V AC | MCCB | LV_Switchgear | LV431395X62E250 | SCHNEIDER | 250A | 25kA | Nos. | None | Inventory | 250A FP 25kA NSX MCCB with O/C,S/C,E/F protection, Microprocessor based Release Micrologic 6E, Frame size 1, Ics=Icu=25kA@415V AC
9754 | 250A TP 36kA NSX MCCB with O/C,S/C,E/F protection, Microprocessor based Release Micrologic 6A, Frame size 1, Ics=Icu=36kA@415V AC | MCCB | LV_Switchgear | LV431403X62A250 | SCHNEIDER | 250A | 36kA | Nos. | None | Inventory | 250A TP 36kA NSX MCCB with O/C,S/C,E/F protection, Microprocessor based Release Micrologic 6A, Frame size 1, Ics=Icu=36kA@415V AC
9755 | 250A TP 36kA NSX MCCB with O/C,S/C,E/F protection, Microprocessor based Release Micrologic 6E, Frame size 1, Ics=Icu=36kA@415V AC | MCCB | LV_Switchgear | LV431403X62E250 | SCHNEIDER | 250A | 36kA | Nos. | None | Inventory | 250A TP 36kA NSX MCCB with O/C,S/C,E/F protection, Microprocessor based Release Micrologic 6E, Frame size 1, Ics=Icu=36kA@415V AC
9756 | 250A TP 70kA NSX MCCB with O/C,S/C,E/F protection, Microprocessor based Release Micrologic 6A, Frame size 1, Ics=Icu=70kA@415V AC | MCCB | LV_Switchgear | LV431404X62A250 | SCHNEIDER | 250A | 70kA | Nos. | None | Inventory | 250A TP 70kA NSX MCCB with O/C,S/C,E/F protection, Microprocessor based Release Micrologic 6A, Frame size 1, Ics=Icu=70kA@415V AC
9757 | 250A TP 70kA NSX MCCB with O/C,S/C,E/F protection, Microprocessor based Release Micrologic 6E, Frame size 1, Ics=Icu=70kA@415V AC | MCCB | LV_Switchgear | LV431404X62E250 | SCHNEIDER | 250A | 70kA | Nos. | None | Inventory | 250A TP 70kA NSX MCCB with O/C,S/C,E/F protection, Microprocessor based Release Micrologic 6E, Frame size 1, Ics=Icu=70kA@415V AC
9758 | 250A TP 50kA NSX MCCB with O/C,S/C,E/F protection, Microprocessor based Release Micrologic 6A, Frame size 1, Ics=Icu=50kA@415V AC | MCCB | LV_Switchgear | LV431406X62A250 | SCHNEIDER | 250A | 50kA | Nos. | None | Inventory | 250A TP 50kA NSX MCCB with O/C,S/C,E/F protection, Microprocessor based Release Micrologic 6A, Frame size 1, Ics=Icu=50kA@415V AC
9759 | 250A TP 50kA NSX MCCB with O/C,S/C,E/F protection, Microprocessor based Release Micrologic 6E, Frame size 1, Ics=Icu=50kA@415V AC | MCCB | LV_Switchgear | LV431406X62E250 | SCHNEIDER | 250A | 50kA | Nos. | None | Inventory | 250A TP 50kA NSX MCCB with O/C,S/C,E/F protection, Microprocessor based Release Micrologic 6E, Frame size 1, Ics=Icu=50kA@415V AC
9760 | 250A FP 36kA NSX MCCB with O/C,S/C,E/F protection, Microprocessor based Release Micrologic 6A, Frame size 1, Ics=Icu=36kA@415V AC | MCCB | LV_Switchgear | LV431408X62A250 | SCHNEIDER | 250A | 36kA | Nos. | None | Inventory | 250A FP 36kA NSX MCCB with O/C,S/C,E/F protection, Microprocessor based Release Micrologic 6A, Frame size 1, Ics=Icu=36kA@415V AC
9761 | 250A FP 36kA NSX MCCB with O/C,S/C,E/F protection, Microprocessor based Release Micrologic 6E, Frame size 1, Ics=Icu=36kA@415V AC | MCCB | LV_Switchgear | LV431408X62E250 | SCHNEIDER | 250A | 36kA | Nos. | None | Inventory | 250A FP 36kA NSX MCCB with O/C,S/C,E/F protection, Microprocessor based Release Micrologic 6E, Frame size 1, Ics=Icu=36kA@415V AC
9762 | 250A FP 70kA NSX MCCB with O/C,S/C,E/F protection, Microprocessor based Release Micrologic 6A, Frame size 1, Ics=Icu=70kA@415V AC | MCCB | LV_Switchgear | LV431409X62A250 | SCHNEIDER | 250A | 70kA | Nos. | None | Inventory | 250A FP 70kA NSX MCCB with O/C,S/C,E/F protection, Microprocessor based Release Micrologic 6A, Frame size 1, Ics=Icu=70kA@415V AC
9763 | 250A FP 70kA NSX MCCB with O/C,S/C,E/F protection, Microprocessor based Release Micrologic 6E, Frame size 1, Ics=Icu=70kA@415V AC | MCCB | LV_Switchgear | LV431409X62E250 | SCHNEIDER | 250A | 70kA | Nos. | None | Inventory | 250A FP 70kA NSX MCCB with O/C,S/C,E/F protection, Microprocessor based Release Micrologic 6E, Frame size 1, Ics=Icu=70kA@415V AC
9764 | 250A FP 50kA NSX MCCB with O/C,S/C,E/F protection, Microprocessor based Release Micrologic 6A, Frame size 1, Ics=Icu=50kA@415V AC | MCCB | LV_Switchgear | LV431411X62A250 | SCHNEIDER | 250A | 50kA | Nos. | None | Inventory | 250A FP 50kA NSX MCCB with O/C,S/C,E/F protection, Microprocessor based Release Micrologic 6A, Frame size 1, Ics=Icu=50kA@415V AC
9765 | 250A FP 50kA NSX MCCB with O/C,S/C,E/F protection, Microprocessor based Release Micrologic 6E, Frame size 1, Ics=Icu=50kA@415V AC | MCCB | LV_Switchgear | LV431411X62E250 | SCHNEIDER | 250A | 50kA | Nos. | None | Inventory | 250A FP 50kA NSX MCCB with O/C,S/C,E/F protection, Microprocessor based Release Micrologic 6E, Frame size 1, Ics=Icu=50kA@415V AC
9766 | Motor mechanism MOD 220-240V AC for NSX MCCB, Frame size NSX 250A | MCCB Accessories | LV_Switchgear | LV431541 | SCHNEIDER | 0 | Motor | Nos. | None | Inventory | Motor mechanism MOD 220-240V AC for NSX MCCB, Frame size NSX 250A
9767 | Motor mechanism MOD 380-415V AC for NSX MCCB, Frame size NSX 250A | MCCB Accessories | LV_Switchgear | LV431542 | SCHNEIDER | 0 | Motor | Nos. | None | Inventory | Motor mechanism MOD 380-415V AC for NSX MCCB, Frame size NSX 250A
9768 | Motor mechanism MOD 110-130V DC for NSX MCCB, Frame size NSX 250A | MCCB Accessories | LV_Switchgear | LV431545 | SCHNEIDER | 0 | Motor | Nos. | None | Inventory | Motor mechanism MOD 110-130V DC for NSX MCCB, Frame size NSX 250A
9769 | TP Extended spreader terminals kit for CVS 100A to 250A / NSX 100A to 250A MCCB, Frame size 1, 3pcs. | MCCB Accessories | LV_Switchgear | LV431563 | SCHNEIDER | 0 | Spreaders | Nos. | None | Inventory | TP Extended spreader terminals kit for CVS 100A to 250A / NSX 100A to 250A MCCB, Frame size 1, 3pcs.
9770 | FP Extended spreader terminals kit for CVS 100A to 250A / NSX 100A to 250A MCCB, Frame size 1, 4pcs. | MCCB Accessories | LV_Switchgear | LV431564 | SCHNEIDER | 0 | Spreaders | Nos. | None | Inventory | FP Extended spreader terminals kit for CVS 100A to 250A / NSX 100A to 250A MCCB, Frame size 1, 4pcs.
9771 | 250A TP 36kA NSX MCCB with O/C,S/C protection, Thermal-Magnetic Release TMD, Frame size 1, Ics=Icu=36kA@415V AC | MCCB | LV_Switchgear | LV431630 | SCHNEIDER | 250A | 36kA | Nos. | None | Inventory | 250A TP 36kA NSX MCCB with O/C,S/C protection, Thermal-Magnetic Release TMD, Frame size 1, Ics=Icu=36kA@415V AC
9772 | 200A TP 36kA NSX MCCB with O/C,S/C protection, Thermal-Magnetic Release TMD, Frame size 1, Ics=Icu=36kA@415V AC | MCCB | LV_Switchgear | LV431631 | SCHNEIDER | 200A | 36kA | Nos. | None | Inventory | 200A TP 36kA NSX MCCB with O/C,S/C protection, Thermal-Magnetic Release TMD, Frame size 1, Ics=Icu=36kA@415V AC
9773 | 250A FP 36kA NSX MCCB with O/C,S/C protection, Thermal-Magnetic Release TMD, Frame size 1, Ics=Icu=36kA@415V AC | MCCB | LV_Switchgear | LV431640 | SCHNEIDER | 250A | 36kA | Nos. | None | Inventory | 250A FP 36kA NSX MCCB with O/C,S/C protection, Thermal-Magnetic Release TMD, Frame size 1, Ics=Icu=36kA@415V AC
9774 | 200A FP 36kA NSX MCCB with O/C,S/C protection, Thermal-Magnetic Release TMD, Frame size 1, Ics=Icu=36kA@415V AC | MCCB | LV_Switchgear | LV431641 | SCHNEIDER | 200A | 36kA | Nos. | None | Inventory | 200A FP 36kA NSX MCCB with O/C,S/C protection, Thermal-Magnetic Release TMD, Frame size 1, Ics=Icu=36kA@415V AC
9775 | 250A TP 70kA NSX MCCB with O/C,S/C protection, Thermal-Magnetic Release TMD, Frame size 1, Ics=Icu=70kA@415V AC | MCCB | LV_Switchgear | LV431670 | SCHNEIDER | 250A | 70kA | Nos. | None | Inventory | 250A TP 70kA NSX MCCB with O/C,S/C protection, Thermal-Magnetic Release TMD, Frame size 1, Ics=Icu=70kA@415V AC
9776 | 200A TP 70kA NSX MCCB with O/C,S/C protection, Thermal-Magnetic Release TMD, Frame size 1, Ics=Icu=70kA@415V AC | MCCB | LV_Switchgear | LV431671 | SCHNEIDER | 200A | 70kA | Nos. | None | Inventory | 200A TP 70kA NSX MCCB with O/C,S/C protection, Thermal-Magnetic Release TMD, Frame size 1, Ics=Icu=70kA@415V AC
9777 | 250A FP 70kA NSX MCCB with O/C,S/C protection, Thermal-Magnetic Release TMD, Frame size 1, Ics=Icu=70kA@415V AC | MCCB | LV_Switchgear | LV431680 | SCHNEIDER | 250A | 70kA | Nos. | None | Inventory | 250A FP 70kA NSX MCCB with O/C,S/C protection, Thermal-Magnetic Release TMD, Frame size 1, Ics=Icu=70kA@415V AC
9778 | 200A FP 70kA NSX MCCB with O/C,S/C protection, Thermal-Magnetic Release TMD, Frame size 1, Ics=Icu=70kA@415V AC | MCCB | LV_Switchgear | LV431681 | SCHNEIDER | 200A | 70kA | Nos. | None | Inventory | 200A FP 70kA NSX MCCB with O/C,S/C protection, Thermal-Magnetic Release TMD, Frame size 1, Ics=Icu=70kA@415V AC
9779 | 220A TP 36kA NSX MCCB with S/C protection, Magnetic Release MA, Frame size 1, Ics=Icu=36kA@415V AC | MCCB | LV_Switchgear | LV431748 | SCHNEIDER | 220A | 36kA | Nos. | None | Inventory | 220A TP 36kA NSX MCCB with S/C protection, Magnetic Release MA, Frame size 1, Ics=Icu=36kA@415V AC
9780 | 220A TP 50kA NSX MCCB with S/C protection, Magnetic Release MA, Frame size 1, Ics=Icu=50kA@415V AC | MCCB | LV_Switchgear | LV431752 | SCHNEIDER | 220A | 50kA | Nos. | None | Inventory | 220A TP 50kA NSX MCCB with S/C protection, Magnetic Release MA, Frame size 1, Ics=Icu=50kA@415V AC
9781 | 220A TP 70kA NSX MCCB with S/C protection, Magnetic Release MA, Frame size 1, Ics=Icu=70kA@415V AC | MCCB | LV_Switchgear | LV431756 | SCHNEIDER | 220A | 70kA | Nos. | None | Inventory | 220A TP 70kA NSX MCCB with S/C protection, Magnetic Release MA, Frame size 1, Ics=Icu=70kA@415V AC
9782 | 250A TP 36kA NSX MCCB with O/C,S/C protection, Microprocessor based Release micrologic 2, Frame size 1, Ics=Icu=36kA@415V AC | MCCB | LV_Switchgear | LV431770 | SCHNEIDER | 250A | 36kA | Nos. | None | Inventory | 250A TP 36kA NSX MCCB with O/C,S/C protection, Microprocessor based Release micrologic 2, Frame size 1, Ics=Icu=36kA@415V AC
9783 | 250A FP 36kA NSX MCCB with O/C,S/C protection, Microprocessor based Release micrologic 2, Frame size 1, Ics=Icu=36kA@415V AC | MCCB | LV_Switchgear | LV431780 | SCHNEIDER | 250A | 36kA | Nos. | None | Inventory | 250A FP 36kA NSX MCCB with O/C,S/C protection, Microprocessor based Release micrologic 2, Frame size 1, Ics=Icu=36kA@415V AC
9784 | 250A TP 70kA NSX MCCB with O/C,S/C protection, Microprocessor based Release micrologic 2, Frame size 1, Ics=Icu=70kA@415V AC | MCCB | LV_Switchgear | LV431790 | SCHNEIDER | 250A | 70kA | Nos. | None | Inventory | 250A TP 70kA NSX MCCB with O/C,S/C protection, Microprocessor based Release micrologic 2, Frame size 1, Ics=Icu=70kA@415V AC
9785 | 250A FP 70kA NSX MCCB with O/C,S/C protection, Microprocessor based Release micrologic 2, Frame size 1, Ics=Icu=70kA@415V AC | MCCB | LV_Switchgear | LV431800 | SCHNEIDER | 250A | 70kA | Nos. | None | Inventory | 250A FP 70kA NSX MCCB with O/C,S/C protection, Microprocessor based Release micrologic 2, Frame size 1, Ics=Icu=70kA@415V AC
9786 | 250A TP 50kA NSX MCCB with O/C,S/C protection, Thermal-Magnetic Release TMD, Frame size 1, Ics=Icu=50kA@415V AC | MCCB | LV_Switchgear | LV431830 | SCHNEIDER | 250A | 50kA | Nos. | None | Inventory | 250A TP 50kA NSX MCCB with O/C,S/C protection, Thermal-Magnetic Release TMD, Frame size 1, Ics=Icu=50kA@415V AC
9787 | 200A TP 50kA NSX MCCB with O/C,S/C protection, Thermal-Magnetic Release TMD, Frame size 1, Ics=Icu=50kA@415V AC | MCCB | LV_Switchgear | LV431831 | SCHNEIDER | 200A | 50kA | Nos. | None | Inventory | 200A TP 50kA NSX MCCB with O/C,S/C protection, Thermal-Magnetic Release TMD, Frame size 1, Ics=Icu=50kA@415V AC
9788 | 250A FP 50kA NSX MCCB with O/C,S/C protection, Thermal-Magnetic Release TMD, Frame size 1, Ics=Icu=50kA@415V AC | MCCB | LV_Switchgear | LV431840 | SCHNEIDER | 250A | 50kA | Nos. | None | Inventory | 250A FP 50kA NSX MCCB with O/C,S/C protection, Thermal-Magnetic Release TMD, Frame size 1, Ics=Icu=50kA@415V AC
9789 | 200A FP 50kA NSX MCCB with O/C,S/C protection, Thermal-Magnetic Release TMD, Frame size 1, Ics=Icu=50kA@415V AC | MCCB | LV_Switchgear | LV431841 | SCHNEIDER | 200A | 50kA | Nos. | None | Inventory | 200A FP 50kA NSX MCCB with O/C,S/C protection, Thermal-Magnetic Release TMD, Frame size 1, Ics=Icu=50kA@415V AC
9790 | 250A TP 50kA NSX MCCB with O/C,S/C protection, Microprocessor based Release micrologic 2, Frame size 1, Ics=Icu=50kA@415V AC | MCCB | LV_Switchgear | LV431870 | SCHNEIDER | 250A | 50kA | Nos. | None | Inventory | 250A TP 50kA NSX MCCB with O/C,S/C protection, Microprocessor based Release micrologic 2, Frame size 1, Ics=Icu=50kA@415V AC
9791 | 250A FP 50kA NSX MCCB with O/C,S/C protection, Microprocessor based Release micrologic 2, Frame size 1, Ics=Icu=50kA@415V AC | MCCB | LV_Switchgear | LV431875 | SCHNEIDER | 250A | 50kA | Nos. | None | Inventory | 250A FP 50kA NSX MCCB with O/C,S/C protection, Microprocessor based Release micrologic 2, Frame size 1, Ics=Icu=50kA@415V AC
9792 | 400A TP 50kA NSX MCCB with O/C,S/C,E/F protection, Microprocessor based Release Micrologic 6A, Frame size 2, Ics=Icu=50kA@415V AC | MCCB | LV_Switchgear | LV432403X63A400 | SCHNEIDER | 400A | 50kA | Nos. | None | Inventory | 400A TP 50kA NSX MCCB with O/C,S/C,E/F protection, Microprocessor based Release Micrologic 6A, Frame size 2, Ics=Icu=50kA@415V AC
9793 | 400A TP 50kA NSX MCCB with O/C,S/C,E/F protection, Microprocessor based Release Micrologic 6E, Frame size 2, Ics=Icu=50kA@415V AC | MCCB | LV_Switchgear | LV432403X63E400 | SCHNEIDER | 400A | 50kA | Nos. | None | Inventory | 400A TP 50kA NSX MCCB with O/C,S/C,E/F protection, Microprocessor based Release Micrologic 6E, Frame size 2, Ics=Icu=50kA@415V AC
9794 | 400A TP 70kA NSX MCCB with O/C,S/C,E/F protection, Microprocessor based Release Micrologic 6A, Frame size 2, Ics=Icu=70kA@415V AC | MCCB | LV_Switchgear | LV432404X63A400 | SCHNEIDER | 400A | 70kA | Nos. | None | Inventory | 400A TP 70kA NSX MCCB with O/C,S/C,E/F protection, Microprocessor based Release Micrologic 6A, Frame size 2, Ics=Icu=70kA@415V AC
9795 | 400A TP 70kA NSX MCCB with O/C,S/C,E/F protection, Microprocessor based Release Micrologic 6E, Frame size 2, Ics=Icu=70kA@415V AC | MCCB | LV_Switchgear | LV432404X63E400 | SCHNEIDER | 400A | 70kA | Nos. | None | Inventory | 400A TP 70kA NSX MCCB with O/C,S/C,E/F protection, Microprocessor based Release Micrologic 6E, Frame size 2, Ics=Icu=70kA@415V AC
9796 | 400A FP 50kA NSX MCCB with O/C,S/C,E/F protection, Microprocessor based Release Micrologic 6A, Frame size 2, Ics=Icu=50kA@415V AC | MCCB | LV_Switchgear | LV432408X63A400 | SCHNEIDER | 400A | 50kA | Nos. | None | Inventory | 400A FP 50kA NSX MCCB with O/C,S/C,E/F protection, Microprocessor based Release Micrologic 6A, Frame size 2, Ics=Icu=50kA@415V AC
9797 | 400A FP 50kA NSX MCCB with O/C,S/C,E/F protection, Microprocessor based Release Micrologic 6E, Frame size 2, Ics=Icu=50kA@415V AC | MCCB | LV_Switchgear | LV432408X63E400 | SCHNEIDER | 400A | 50kA | Nos. | None | Inventory | 400A FP 50kA NSX MCCB with O/C,S/C,E/F protection, Microprocessor based Release Micrologic 6E, Frame size 2, Ics=Icu=50kA@415V AC
9798 | 400A FP 70kA NSX MCCB with O/C,S/C,E/F protection, Microprocessor based Release Micrologic 6A, Frame size 2, Ics=Icu=70kA@415V AC | MCCB | LV_Switchgear | LV432409X63A400 | SCHNEIDER | 400A | 70kA | Nos. | None | Inventory | 400A FP 70kA NSX MCCB with O/C,S/C,E/F protection, Microprocessor based Release Micrologic 6A, Frame size 2, Ics=Icu=70kA@415V AC
9799 | 400A FP 70kA NSX MCCB with O/C,S/C,E/F protection, Microprocessor based Release Micrologic 6E, Frame size 2, Ics=Icu=70kA@415V AC | MCCB | LV_Switchgear | LV432409X63E400 | SCHNEIDER | 400A | 70kA | Nos. | None | Inventory | 400A FP 70kA NSX MCCB with O/C,S/C,E/F protection, Microprocessor based Release Micrologic 6E, Frame size 2, Ics=Icu=70kA@415V AC
9800 | 400A TP 36kA NSX MCCB with O/C,S/C,E/F protection, Microprocessor based Release Micrologic 6A, Frame size 2, Ics=Icu=36kA@415V AC | MCCB | LV_Switchgear | LV432413X63A400 | SCHNEIDER | 400A | 36kA | Nos. | None | Inventory | 400A TP 36kA NSX MCCB with O/C,S/C,E/F protection, Microprocessor based Release Micrologic 6A, Frame size 2, Ics=Icu=36kA@415V AC
9801 | 400A TP 36kA NSX MCCB with O/C,S/C,E/F protection, Microprocessor based Release Micrologic 6E, Frame size 2, Ics=Icu=36kA@415V AC | MCCB | LV_Switchgear | LV432413X63E400 | SCHNEIDER | 400A | 36kA | Nos. | None | Inventory | 400A TP 36kA NSX MCCB with O/C,S/C,E/F protection, Microprocessor based Release Micrologic 6E, Frame size 2, Ics=Icu=36kA@415V AC
9802 | 400A FP 36kA NSX MCCB with O/C,S/C,E/F protection, Microprocessor based Release Micrologic 6A, Frame size 2, Ics=Icu=36kA@415V AC | MCCB | LV_Switchgear | LV432415X63A400 | SCHNEIDER | 400A | 36kA | Nos. | None | Inventory | 400A FP 36kA NSX MCCB with O/C,S/C,E/F protection, Microprocessor based Release Micrologic 6A, Frame size 2, Ics=Icu=36kA@415V AC
9803 | 400A FP 36kA NSX MCCB with O/C,S/C,E/F protection, Microprocessor based Release Micrologic 6E, Frame size 2, Ics=Icu=36kA@415V AC | MCCB | LV_Switchgear | LV432415X63E400 | SCHNEIDER | 400A | 36kA | Nos. | None | Inventory | 400A FP 36kA NSX MCCB with O/C,S/C,E/F protection, Microprocessor based Release Micrologic 6E, Frame size 2, Ics=Icu=36kA@415V AC
9804 | Phase barrier for CVS / NSX MCCB, Frame size CVS 400A to 630A / NSX 400A to 630A, 6pcs. | MCCB Accessories | LV_Switchgear | LV432570 | SCHNEIDER | 0 | Phase Barrier | Nos. | None | Inventory | Phase barrier for CVS / NSX MCCB, Frame size CVS 400A to 630A / NSX 400A to 630A, 6pcs.
9805 | Direct rotary handle black in colour for NSX MCCB, Frame size NSX 400-630A | MCCB Accessories | LV_Switchgear | LV432597 | SCHNEIDER | 0 | Rotary Handle | Nos. | None | Inventory | Direct rotary handle black in colour for NSX MCCB, Frame size NSX 400-630A
9806 | Extended rotary handle for CVS 400A to 630A / NSX 400A to 630A MCCB, Frame size 2 | MCCB Accessories | LV_Switchgear | LV432598 | SCHNEIDER | 0 | Rotary Handle | Nos. | None | Inventory | Extended rotary handle for CVS 400A to 630A / NSX 400A to 630A MCCB, Frame size 2
9807 | Motor mechanism MOD 220-240V AC for NSX MCCB, Frame size NSX 400-630A | MCCB Accessories | LV_Switchgear | LV432641 | SCHNEIDER | 0 | Motor | Nos. | None | Inventory | Motor mechanism MOD 220-240V AC for NSX MCCB, Frame size NSX 400-630A
9808 | Motor mechanism MOD 110-130V AC for NSX MCCB, Frame size NSX 400-630A | MCCB Accessories | LV_Switchgear | LV432645 | SCHNEIDER | 0 | Motor | Nos. | None | Inventory | Motor mechanism MOD 110-130V AC for NSX MCCB, Frame size NSX 400-630A
9809 | 400A TP 36kA NSX MCCB with O/C,S/C protection, Microprocessor based Release micrologic 2, Frame size 2, Ics=Icu=36kA@415V AC | MCCB | LV_Switchgear | LV432676 | SCHNEIDER | 400A | 36kA | Nos. | None | Inventory | 400A TP 36kA NSX MCCB with O/C,S/C protection, Microprocessor based Release micrologic 2, Frame size 2, Ics=Icu=36kA@415V AC
9810 | 400A FP 36kA NSX MCCB with O/C,S/C protection, Microprocessor based Release micrologic 2, Frame size 2, Ics=Icu=36kA@415V AC | MCCB | LV_Switchgear | LV432677 | SCHNEIDER | 400A | 36kA | Nos. | None | Inventory | 400A FP 36kA NSX MCCB with O/C,S/C protection, Microprocessor based Release micrologic 2, Frame size 2, Ics=Icu=36kA@415V AC
9811 | 400A TP 50kA NSX MCCB with O/C,S/C protection, Microprocessor based Release micrologic 2, Frame size 2, Ics=Icu=50kA@415V AC | MCCB | LV_Switchgear | LV432693 | SCHNEIDER | 400A | 50kA | Nos. | None | Inventory | 400A TP 50kA NSX MCCB with O/C,S/C protection, Microprocessor based Release micrologic 2, Frame size 2, Ics=Icu=50kA@415V AC
9812 | 400A FP 50kA NSX MCCB with O/C,S/C protection, Microprocessor based Release micrologic 2, Frame size 2, Ics=Icu=50kA@415V AC | MCCB | LV_Switchgear | LV432694 | SCHNEIDER | 400A | 50kA | Nos. | None | Inventory | 400A FP 50kA NSX MCCB with O/C,S/C protection, Microprocessor based Release micrologic 2, Frame size 2, Ics=Icu=50kA@415V AC
9813 | 400A TP 70kA NSX MCCB with O/C,S/C protection, Microprocessor based Release micrologic 2, Frame size 2, Ics=Icu=70kA@415V AC | MCCB | LV_Switchgear | LV432695 | SCHNEIDER | 400A | 70kA | Nos. | None | Inventory | 400A TP 70kA NSX MCCB with O/C,S/C protection, Microprocessor based Release micrologic 2, Frame size 2, Ics=Icu=70kA@415V AC
9814 | 400A FP 70kA NSX MCCB with O/C,S/C protection, Microprocessor based Release micrologic 2, Frame size 2, Ics=Icu=70kA@415V AC | MCCB | LV_Switchgear | LV432696 | SCHNEIDER | 400A | 70kA | Nos. | None | Inventory | 400A FP 70kA NSX MCCB with O/C,S/C protection, Microprocessor based Release micrologic 2, Frame size 2, Ics=Icu=70kA@415V AC
9815 | 320A TP 36kA NSX MCCB with S/C protection, Magnetic Release micrologic 1.3M, Frame size 2, Ics=Icu=36kA@415V AC | MCCB | LV_Switchgear | LV432748 | SCHNEIDER | 320A | 36kA | Nos. | None | Inventory | 320A TP 36kA NSX MCCB with S/C protection, Magnetic Release micrologic 1.3M, Frame size 2, Ics=Icu=36kA@415V AC
9816 | 320A TP 50kA NSX MCCB with S/C protection, Magnetic Release micrologic 1.3M, Frame size 2, Ics=Icu=50kA@415V AC | MCCB | LV_Switchgear | LV432749 | SCHNEIDER | 320A | 50kA | Nos. | None | Inventory | 320A TP 50kA NSX MCCB with S/C protection, Magnetic Release micrologic 1.3M, Frame size 2, Ics=Icu=50kA@415V AC
9817 | 320A TP 70kA NSX MCCB with S/C protection, Magnetic Release micrologic 1.3M, Frame size 2, Ics=Icu=70kA@415V AC | MCCB | LV_Switchgear | LV432750 | SCHNEIDER | 320A | 70kA | Nos. | None | Inventory | 320A TP 70kA NSX MCCB with S/C protection, Magnetic Release micrologic 1.3M, Frame size 2, Ics=Icu=70kA@415V AC
9818 | 320A TP 36kA NSX MCCB with O/C,S/C protection, Microprocessor based Release micrologic 2M, Frame size 2, Ics=Icu=36kA@415V AC | MCCB | LV_Switchgear | LV432775 | SCHNEIDER | 320A | 36kA | Nos. | None | Inventory | 320A TP 36kA NSX MCCB with O/C,S/C protection, Microprocessor based Release micrologic 2M, Frame size 2, Ics=Icu=36kA@415V AC
9819 | 320A TP 50kA NSX MCCB with O/C,S/C protection, Microprocessor based Release micrologic 2M, Frame size 2, Ics=Icu=50kA@415V AC | MCCB | LV_Switchgear | LV432776 | SCHNEIDER | 320A | 50kA | Nos. | None | Inventory | 320A TP 50kA NSX MCCB with O/C,S/C protection, Microprocessor based Release micrologic 2M, Frame size 2, Ics=Icu=50kA@415V AC
9820 | 320A TP 70kA NSX MCCB with O/C,S/C protection, Microprocessor based Release micrologic 2M, Frame size 2, Ics=Icu=70kA@415V AC | MCCB | LV_Switchgear | LV432777 | SCHNEIDER | 320A | 70kA | Nos. | None | Inventory | 320A TP 70kA NSX MCCB with O/C,S/C protection, Microprocessor based Release micrologic 2M, Frame size 2, Ics=Icu=70kA@415V AC
9821 | 630A TP 50kA NSX MCCB with O/C,S/C,E/F protection, Microprocessor based Release Micrologic 6A, Frame size 2, Ics=Icu=50kA@415V AC | MCCB | LV_Switchgear | LV432803X63A630 | SCHNEIDER | 630A | 50kA | Nos. | None | Inventory | 630A TP 50kA NSX MCCB with O/C,S/C,E/F protection, Microprocessor based Release Micrologic 6A, Frame size 2, Ics=Icu=50kA@415V AC
9822 | 630A TP 50kA NSX MCCB with O/C,S/C,E/F protection, Microprocessor based Release Micrologic 6E, Frame size 2, Ics=Icu=50kA@415V AC | MCCB | LV_Switchgear | LV432803X63E630 | SCHNEIDER | 630A | 50kA | Nos. | None | Inventory | 630A TP 50kA NSX MCCB with O/C,S/C,E/F protection, Microprocessor based Release Micrologic 6E, Frame size 2, Ics=Icu=50kA@415V AC
9823 | 630A TP 70kA NSX MCCB with O/C,S/C,E/F protection, Microprocessor based Release Micrologic 6A, Frame size 2, Ics=Icu=70kA@415V AC | MCCB | LV_Switchgear | LV432804X63A630 | SCHNEIDER | 630A | 70kA | Nos. | None | Inventory | 630A TP 70kA NSX MCCB with O/C,S/C,E/F protection, Microprocessor based Release Micrologic 6A, Frame size 2, Ics=Icu=70kA@415V AC
9824 | 630A TP 70kA NSX MCCB with O/C,S/C,E/F protection, Microprocessor based Release Micrologic 6E, Frame size 2, Ics=Icu=70kA@415V AC | MCCB | LV_Switchgear | LV432804X63E630 | SCHNEIDER | 630A | 70kA | Nos. | None | Inventory | 630A TP 70kA NSX MCCB with O/C,S/C,E/F protection, Microprocessor based Release Micrologic 6E, Frame size 2, Ics=Icu=70kA@415V AC
9825 | 630A FP 50kA NSX MCCB with O/C,S/C,E/F protection, Microprocessor based Release Micrologic 6A, Frame size 2, Ics=Icu=50kA@415V AC | MCCB | LV_Switchgear | LV432808X63A630 | SCHNEIDER | 630A | 50kA | Nos. | None | Inventory | 630A FP 50kA NSX MCCB with O/C,S/C,E/F protection, Microprocessor based Release Micrologic 6A, Frame size 2, Ics=Icu=50kA@415V AC
9826 | 630A FP 50kA NSX MCCB with O/C,S/C,E/F protection, Microprocessor based Release Micrologic 6E, Frame size 2, Ics=Icu=50kA@415V AC | MCCB | LV_Switchgear | LV432808X63E630 | SCHNEIDER | 630A | 50kA | Nos. | None | Inventory | 630A FP 50kA NSX MCCB with O/C,S/C,E/F protection, Microprocessor based Release Micrologic 6E, Frame size 2, Ics=Icu=50kA@415V AC
9827 | 630A FP 70kA NSX MCCB with O/C,S/C,E/F protection, Microprocessor based Release Micrologic 6A, Frame size 2, Ics=Icu=70kA@415V AC | MCCB | LV_Switchgear | LV432809X63A630 | SCHNEIDER | 630A | 70kA | Nos. | None | Inventory | 630A FP 70kA NSX MCCB with O/C,S/C,E/F protection, Microprocessor based Release Micrologic 6A, Frame size 2, Ics=Icu=70kA@415V AC
9828 | 630A FP 70kA NSX MCCB with O/C,S/C,E/F protection, Microprocessor based Release Micrologic 6E, Frame size 2, Ics=Icu=70kA@415V AC | MCCB | LV_Switchgear | LV432809X63E630 | SCHNEIDER | 630A | 70kA | Nos. | None | Inventory | 630A FP 70kA NSX MCCB with O/C,S/C,E/F protection, Microprocessor based Release Micrologic 6E, Frame size 2, Ics=Icu=70kA@415V AC
9829 | 630A TP 36kA NSX MCCB with O/C,S/C,E/F protection, Microprocessor based Release Micrologic 6A, Frame size 2, Ics=Icu=36kA@415V AC | MCCB | LV_Switchgear | LV432813X63A630 | SCHNEIDER | 630A | 36kA | Nos. | None | Inventory | 630A TP 36kA NSX MCCB with O/C,S/C,E/F protection, Microprocessor based Release Micrologic 6A, Frame size 2, Ics=Icu=36kA@415V AC
9830 | 630A TP 36kA NSX MCCB with O/C,S/C,E/F protection, Microprocessor based Release Micrologic 6E, Frame size 2, Ics=Icu=36kA@415V AC | MCCB | LV_Switchgear | LV432813X63E630 | SCHNEIDER | 630A | 36kA | Nos. | None | Inventory | 630A TP 36kA NSX MCCB with O/C,S/C,E/F protection, Microprocessor based Release Micrologic 6E, Frame size 2, Ics=Icu=36kA@415V AC
9831 | 630A FP 36kA NSX MCCB with O/C,S/C,E/F protection, Microprocessor based Release Micrologic 6A, Frame size 2, Ics=Icu=36kA@415V AC | MCCB | LV_Switchgear | LV432815X63A630 | SCHNEIDER | 630A | 36kA | Nos. | None | Inventory | 630A FP 36kA NSX MCCB with O/C,S/C,E/F protection, Microprocessor based Release Micrologic 6A, Frame size 2, Ics=Icu=36kA@415V AC
9832 | 630A FP 36kA NSX MCCB with O/C,S/C,E/F protection, Microprocessor based Release Micrologic 6E, Frame size 2, Ics=Icu=36kA@415V AC | MCCB | LV_Switchgear | LV432815X63E630 | SCHNEIDER | 630A | 36kA | Nos. | None | Inventory | 630A FP 36kA NSX MCCB with O/C,S/C,E/F protection, Microprocessor based Release Micrologic 6E, Frame size 2, Ics=Icu=36kA@415V AC
9833 | 630A TP 36kA NSX MCCB with O/C,S/C protection, Microprocessor based Release micrologic 2, Frame size 2, Ics=Icu=36kA@415V AC | MCCB | LV_Switchgear | LV432876 | SCHNEIDER | 630A | 36kA | Nos. | None | Inventory | 630A TP 36kA NSX MCCB with O/C,S/C protection, Microprocessor based Release micrologic 2, Frame size 2, Ics=Icu=36kA@415V AC
9834 | 630A FP 36kA NSX MCCB with O/C,S/C protection, Microprocessor based Release micrologic 2, Frame size 2, Ics=Icu=36kA@415V AC | MCCB | LV_Switchgear | LV432877 | SCHNEIDER | 630A | 36kA | Nos. | None | Inventory | 630A FP 36kA NSX MCCB with O/C,S/C protection, Microprocessor based Release micrologic 2, Frame size 2, Ics=Icu=36kA@415V AC
9835 | 630A TP 50kA NSX MCCB with O/C,S/C protection, Microprocessor based Release micrologic 2, Frame size 2, Ics=Icu=50kA@415V AC | MCCB | LV_Switchgear | LV432893 | SCHNEIDER | 630A | 50kA | Nos. | None | Inventory | 630A TP 50kA NSX MCCB with O/C,S/C protection, Microprocessor based Release micrologic 2, Frame size 2, Ics=Icu=50kA@415V AC
9836 | 630A FP 50kA NSX MCCB with O/C,S/C protection, Microprocessor based Release micrologic 2, Frame size 2, Ics=Icu=50kA@415V AC | MCCB | LV_Switchgear | LV432894 | SCHNEIDER | 630A | 50kA | Nos. | None | Inventory | 630A FP 50kA NSX MCCB with O/C,S/C protection, Microprocessor based Release micrologic 2, Frame size 2, Ics=Icu=50kA@415V AC
9837 | 630A TP 70kA NSX MCCB with O/C,S/C protection, Microprocessor based Release micrologic 2, Frame size 2, Ics=Icu=70kA@415V AC | MCCB | LV_Switchgear | LV432895 | SCHNEIDER | 630A | 70kA | Nos. | None | Inventory | 630A TP 70kA NSX MCCB with O/C,S/C protection, Microprocessor based Release micrologic 2, Frame size 2, Ics=Icu=70kA@415V AC
9838 | 630A FP 70kA NSX MCCB with O/C,S/C protection, Microprocessor based Release micrologic 2, Frame size 2, Ics=Icu=70kA@415V AC | MCCB | LV_Switchgear | LV432896 | SCHNEIDER | 630A | 70kA | Nos. | None | Inventory | 630A FP 70kA NSX MCCB with O/C,S/C protection, Microprocessor based Release micrologic 2, Frame size 2, Ics=Icu=70kA@415V AC
9839 | 500A TP 36kA NSX MCCB with S/C protection, Magnetic Release micrologic 1.3M, Frame size 2, Ics=Icu=36kA@415V AC | MCCB | LV_Switchgear | LV432948 | SCHNEIDER | 500A | 36kA | Nos. | None | Inventory | 500A TP 36kA NSX MCCB with S/C protection, Magnetic Release micrologic 1.3M, Frame size 2, Ics=Icu=36kA@415V AC
9840 | 500A TP 50kA NSX MCCB with S/C protection, Magnetic Release micrologic 1.3M, Frame size 2, Ics=Icu=50kA@415V AC | MCCB | LV_Switchgear | LV432949 | SCHNEIDER | 500A | 50kA | Nos. | None | Inventory | 500A TP 50kA NSX MCCB with S/C protection, Magnetic Release micrologic 1.3M, Frame size 2, Ics=Icu=50kA@415V AC
9841 | 500A TP 70kA NSX MCCB with S/C protection, Magnetic Release micrologic 1.3M, Frame size 2, Ics=Icu=70kA@415V AC | MCCB | LV_Switchgear | LV432950 | SCHNEIDER | 500A | 70kA | Nos. | None | Inventory | 500A TP 70kA NSX MCCB with S/C protection, Magnetic Release micrologic 1.3M, Frame size 2, Ics=Icu=70kA@415V AC
9842 | 500A TP 36kA NSX MCCB with O/C,S/C protection, Microprocessor based Release micrologic 2M, Frame size 2, Ics=Icu=36kA@415V AC | MCCB | LV_Switchgear | LV432975 | SCHNEIDER | 500A | 36kA | Nos. | None | Inventory | 500A TP 36kA NSX MCCB with O/C,S/C protection, Microprocessor based Release micrologic 2M, Frame size 2, Ics=Icu=36kA@415V AC
9843 | 500A TP 50kA NSX MCCB with O/C,S/C protection, Microprocessor based Release micrologic 2M, Frame size 2, Ics=Icu=50kA@415V AC | MCCB | LV_Switchgear | LV432976 | SCHNEIDER | 500A | 50kA | Nos. | None | Inventory | 500A TP 50kA NSX MCCB with O/C,S/C protection, Microprocessor based Release micrologic 2M, Frame size 2, Ics=Icu=50kA@415V AC
9844 | 500A TP 70kA NSX MCCB with O/C,S/C protection, Microprocessor based Release micrologic 2M, Frame size 2, Ics=Icu=70kA@415V AC | MCCB | LV_Switchgear | LV432977 | SCHNEIDER | 500A | 70kA | Nos. | None | Inventory | 500A TP 70kA NSX MCCB with O/C,S/C protection, Microprocessor based Release micrologic 2M, Frame size 2, Ics=Icu=70kA@415V AC
9845 | 40A TP 25kA NSX MCCB with O/C,S/C with integrated earth leakage protection, Thermal-Magnetic Release Micrologic 4, Frame size 1, Ics=Icu=25kA@415V AC | MCCB | LV_Switchgear | LV433810 | SCHNEIDER | 40A | 25kA | Nos. | None | Inventory | 40A TP 25kA NSX MCCB with O/C,S/C with integrated earth leakage protection, Thermal-Magnetic Release Micrologic 4, Frame size 1, Ics=Icu=25kA@415V AC
9846 | 100A TP 25kA NSX MCCB with O/C,S/C with integrated earth leakage protection, Thermal-Magnetic Release Micrologic 4, Frame size 1, Ics=Icu=25kA@415V AC | MCCB | LV_Switchgear | LV433811 | SCHNEIDER | 100A | 25kA | Nos. | None | Inventory | 100A TP 25kA NSX MCCB with O/C,S/C with integrated earth leakage protection, Thermal-Magnetic Release Micrologic 4, Frame size 1, Ics=Icu=25kA@415V AC
9847 | 160A TP 25kA NSX MCCB with O/C,S/C with integrated earth leakage protection, Thermal-Magnetic Release Micrologic 4, Frame size 1, Ics=Icu=25kA@415V AC | MCCB | LV_Switchgear | LV433813 | SCHNEIDER | 160A | 25kA | Nos. | None | Inventory | 160A TP 25kA NSX MCCB with O/C,S/C with integrated earth leakage protection, Thermal-Magnetic Release Micrologic 4, Frame size 1, Ics=Icu=25kA@415V AC
9848 | 250A TP 25kA NSX MCCB with O/C,S/C with integrated earth leakage protection, Thermal-Magnetic Release Micrologic 4, Frame size 1, Ics=Icu=25kA@415V AC | MCCB | LV_Switchgear | LV433816 | SCHNEIDER | 250A | 25kA | Nos. | None | Inventory | 250A TP 25kA NSX MCCB with O/C,S/C with integrated earth leakage protection, Thermal-Magnetic Release Micrologic 4, Frame size 1, Ics=Icu=25kA@415V AC
9849 | 40A FP 25kA NSX MCCB with O/C,S/C with integrated earth leakage protection, Thermal-Magnetic Release Micrologic 4, Frame size 1, Ics=Icu=25kA@415V AC | MCCB | LV_Switchgear | LV433818 | SCHNEIDER | 40A | 25kA | Nos. | None | Inventory | 40A FP 25kA NSX MCCB with O/C,S/C with integrated earth leakage protection, Thermal-Magnetic Release Micrologic 4, Frame size 1, Ics=Icu=25kA@415V AC
9850 | 100A FP 25kA NSX MCCB with O/C,S/C with integrated earth leakage protection, Thermal-Magnetic Release Micrologic 4, Frame size 1, Ics=Icu=25kA@415V AC | MCCB | LV_Switchgear | LV433819 | SCHNEIDER | 100A | 25kA | Nos. | None | Inventory | 100A FP 25kA NSX MCCB with O/C,S/C with integrated earth leakage protection, Thermal-Magnetic Release Micrologic 4, Frame size 1, Ics=Icu=25kA@415V AC
9851 | 160A FP 25kA NSX MCCB with O/C,S/C with integrated earth leakage protection, Thermal-Magnetic Release Micrologic 4, Frame size 1, Ics=Icu=25kA@415V AC | MCCB | LV_Switchgear | LV433821 | SCHNEIDER | 160A | 25kA | Nos. | None | Inventory | 160A FP 25kA NSX MCCB with O/C,S/C with integrated earth leakage protection, Thermal-Magnetic Release Micrologic 4, Frame size 1, Ics=Icu=25kA@415V AC
9852 | 250A FP 25kA NSX MCCB with O/C,S/C with integrated earth leakage protection, Thermal-Magnetic Release Micrologic 4, Frame size 1, Ics=Icu=25kA@415V AC | MCCB | LV_Switchgear | LV433824 | SCHNEIDER | 250A | 25kA | Nos. | None | Inventory | 250A FP 25kA NSX MCCB with O/C,S/C with integrated earth leakage protection, Thermal-Magnetic Release Micrologic 4, Frame size 1, Ics=Icu=25kA@415V AC
9853 | 40A TP 36kA NSX MCCB with O/C,S/C with integrated earth leakage protection, Thermal-Magnetic Release Micrologic 4, Frame size 1, Ics=Icu=36kA@415V AC | MCCB | LV_Switchgear | LV433826 | SCHNEIDER | 40A | 36kA | Nos. | None | Inventory | 40A TP 36kA NSX MCCB with O/C,S/C with integrated earth leakage protection, Thermal-Magnetic Release Micrologic 4, Frame size 1, Ics=Icu=36kA@415V AC
9854 | 100A TP 36kA NSX MCCB with O/C,S/C with integrated earth leakage protection, Thermal-Magnetic Release Micrologic 4, Frame size 1, Ics=Icu=36kA@415V AC | MCCB | LV_Switchgear | LV433827 | SCHNEIDER | 100A | 36kA | Nos. | None | Inventory | 100A TP 36kA NSX MCCB with O/C,S/C with integrated earth leakage protection, Thermal-Magnetic Release Micrologic 4, Frame size 1, Ics=Icu=36kA@415V AC
9855 | 160A TP 36kA NSX MCCB with O/C,S/C with integrated earth leakage protection, Thermal-Magnetic Release Micrologic 4, Frame size 1, Ics=Icu=36kA@415V AC | MCCB | LV_Switchgear | LV433829 | SCHNEIDER | 160A | 36kA | Nos. | None | Inventory | 160A TP 36kA NSX MCCB with O/C,S/C with integrated earth leakage protection, Thermal-Magnetic Release Micrologic 4, Frame size 1, Ics=Icu=36kA@415V AC
9856 | 250A TP 36kA NSX MCCB with O/C,S/C with integrated earth leakage protection, Thermal-Magnetic Release Micrologic 4, Frame size 1, Ics=Icu=36kA@415V AC | MCCB | LV_Switchgear | LV433832 | SCHNEIDER | 250A | 36kA | Nos. | None | Inventory | 250A TP 36kA NSX MCCB with O/C,S/C with integrated earth leakage protection, Thermal-Magnetic Release Micrologic 4, Frame size 1, Ics=Icu=36kA@415V AC
9857 | 40A FP 36kA NSX MCCB with O/C,S/C with integrated earth leakage protection, Thermal-Magnetic Release Micrologic 4, Frame size 1, Ics=Icu=36kA@415V AC | MCCB | LV_Switchgear | LV433834 | SCHNEIDER | 40A | 36kA | Nos. | None | Inventory | 40A FP 36kA NSX MCCB with O/C,S/C with integrated earth leakage protection, Thermal-Magnetic Release Micrologic 4, Frame size 1, Ics=Icu=36kA@415V AC
9858 | 100A FP 36kA NSX MCCB with O/C,S/C with integrated earth leakage protection, Thermal-Magnetic Release Micrologic 4, Frame size 1, Ics=Icu=36kA@415V AC | MCCB | LV_Switchgear | LV433835 | SCHNEIDER | 100A | 36kA | Nos. | None | Inventory | 100A FP 36kA NSX MCCB with O/C,S/C with integrated earth leakage protection, Thermal-Magnetic Release Micrologic 4, Frame size 1, Ics=Icu=36kA@415V AC
9859 | 160A FP 36kA NSX MCCB with O/C,S/C with integrated earth leakage protection, Thermal-Magnetic Release Micrologic 4, Frame size 1, Ics=Icu=36kA@415V AC | MCCB | LV_Switchgear | LV433837 | SCHNEIDER | 160A | 36kA | Nos. | None | Inventory | 160A FP 36kA NSX MCCB with O/C,S/C with integrated earth leakage protection, Thermal-Magnetic Release Micrologic 4, Frame size 1, Ics=Icu=36kA@415V AC
9860 | 250A FP 36kA NSX MCCB with O/C,S/C with integrated earth leakage protection, Thermal-Magnetic Release Micrologic 4, Frame size 1, Ics=Icu=36kA@415V AC | MCCB | LV_Switchgear | LV433840 | SCHNEIDER | 250A | 36kA | Nos. | None | Inventory | 250A FP 36kA NSX MCCB with O/C,S/C with integrated earth leakage protection, Thermal-Magnetic Release Micrologic 4, Frame size 1, Ics=Icu=36kA@415V AC
9861 | 40A TP 50kA NSX MCCB with O/C,S/C with integrated earth leakage protection, Thermal-Magnetic Release Micrologic 4, Frame size 1, Ics=Icu=50kA@415V AC | MCCB | LV_Switchgear | LV433842 | SCHNEIDER | 40A | 50kA | Nos. | None | Inventory | 40A TP 50kA NSX MCCB with O/C,S/C with integrated earth leakage protection, Thermal-Magnetic Release Micrologic 4, Frame size 1, Ics=Icu=50kA@415V AC
9862 | 100A TP 50kA NSX MCCB with O/C,S/C with integrated earth leakage protection, Thermal-Magnetic Release Micrologic 4, Frame size 1, Ics=Icu=50kA@415V AC | MCCB | LV_Switchgear | LV433843 | SCHNEIDER | 100A | 50kA | Nos. | None | Inventory | 100A TP 50kA NSX MCCB with O/C,S/C with integrated earth leakage protection, Thermal-Magnetic Release Micrologic 4, Frame size 1, Ics=Icu=50kA@415V AC
9863 | 160A TP 50kA NSX MCCB with O/C,S/C with integrated earth leakage protection, Thermal-Magnetic Release Micrologic 4, Frame size 1, Ics=Icu=50kA@415V AC | MCCB | LV_Switchgear | LV433845 | SCHNEIDER | 160A | 50kA | Nos. | None | Inventory | 160A TP 50kA NSX MCCB with O/C,S/C with integrated earth leakage protection, Thermal-Magnetic Release Micrologic 4, Frame size 1, Ics=Icu=50kA@415V AC
9864 | 250A TP 50kA NSX MCCB with O/C,S/C with integrated earth leakage protection, Thermal-Magnetic Release Micrologic 4, Frame size 1, Ics=Icu=50kA@415V AC | MCCB | LV_Switchgear | LV433848 | SCHNEIDER | 250A | 50kA | Nos. | None | Inventory | 250A TP 50kA NSX MCCB with O/C,S/C with integrated earth leakage protection, Thermal-Magnetic Release Micrologic 4, Frame size 1, Ics=Icu=50kA@415V AC
9865 | 40A FP 50kA NSX MCCB with O/C,S/C with integrated earth leakage protection, Thermal-Magnetic Release Micrologic 4, Frame size 1, Ics=Icu=50kA@415V AC | MCCB | LV_Switchgear | LV433850 | SCHNEIDER | 40A | 50kA | Nos. | None | Inventory | 40A FP 50kA NSX MCCB with O/C,S/C with integrated earth leakage protection, Thermal-Magnetic Release Micrologic 4, Frame size 1, Ics=Icu=50kA@415V AC
9866 | 100A FP 50kA NSX MCCB with O/C,S/C with integrated earth leakage protection, Thermal-Magnetic Release Micrologic 4, Frame size 1, Ics=Icu=50kA@415V AC | MCCB | LV_Switchgear | LV433851 | SCHNEIDER | 100A | 50kA | Nos. | None | Inventory | 100A FP 50kA NSX MCCB with O/C,S/C with integrated earth leakage protection, Thermal-Magnetic Release Micrologic 4, Frame size 1, Ics=Icu=50kA@415V AC
9867 | 160A FP 50kA NSX MCCB with O/C,S/C with integrated earth leakage protection, Thermal-Magnetic Release Micrologic 4, Frame size 1, Ics=Icu=50kA@415V AC | MCCB | LV_Switchgear | LV433853 | SCHNEIDER | 160A | 50kA | Nos. | None | Inventory | 160A FP 50kA NSX MCCB with O/C,S/C with integrated earth leakage protection, Thermal-Magnetic Release Micrologic 4, Frame size 1, Ics=Icu=50kA@415V AC
9868 | 250A FP 50kA NSX MCCB with O/C,S/C with integrated earth leakage protection, Thermal-Magnetic Release Micrologic 4, Frame size 1, Ics=Icu=50kA@415V AC | MCCB | LV_Switchgear | LV433856 | SCHNEIDER | 250A | 50kA | Nos. | None | Inventory | 250A FP 50kA NSX MCCB with O/C,S/C with integrated earth leakage protection, Thermal-Magnetic Release Micrologic 4, Frame size 1, Ics=Icu=50kA@415V AC
9869 | 40A TP 70kA NSX MCCB with O/C,S/C with integrated earth leakage protection, Thermal-Magnetic Release Micrologic 4, Frame size 1, Ics=Icu=70kA@415V AC | MCCB | LV_Switchgear | LV433858 | SCHNEIDER | 40A | 70kA | Nos. | None | Inventory | 40A TP 70kA NSX MCCB with O/C,S/C with integrated earth leakage protection, Thermal-Magnetic Release Micrologic 4, Frame size 1, Ics=Icu=70kA@415V AC
9870 | 100A TP 70kA NSX MCCB with O/C,S/C with integrated earth leakage protection, Thermal-Magnetic Release Micrologic 4, Frame size 1, Ics=Icu=70kA@415V AC | MCCB | LV_Switchgear | LV433859 | SCHNEIDER | 100A | 70kA | Nos. | None | Inventory | 100A TP 70kA NSX MCCB with O/C,S/C with integrated earth leakage protection, Thermal-Magnetic Release Micrologic 4, Frame size 1, Ics=Icu=70kA@415V AC
9871 | 160A TP 70kA NSX MCCB with O/C,S/C with integrated earth leakage protection, Thermal-Magnetic Release Micrologic 4, Frame size 1, Ics=Icu=70kA@415V AC | MCCB | LV_Switchgear | LV433861 | SCHNEIDER | 160A | 70kA | Nos. | None | Inventory | 160A TP 70kA NSX MCCB with O/C,S/C with integrated earth leakage protection, Thermal-Magnetic Release Micrologic 4, Frame size 1, Ics=Icu=70kA@415V AC
9872 | 250A TP 70kA NSX MCCB with O/C,S/C with integrated earth leakage protection, Thermal-Magnetic Release Micrologic 4, Frame size 1, Ics=Icu=70kA@415V AC | MCCB | LV_Switchgear | LV433864 | SCHNEIDER | 250A | 70kA | Nos. | None | Inventory | 250A TP 70kA NSX MCCB with O/C,S/C with integrated earth leakage protection, Thermal-Magnetic Release Micrologic 4, Frame size 1, Ics=Icu=70kA@415V AC
9873 | 40A FP 70kA NSX MCCB with O/C,S/C with integrated earth leakage protection, Thermal-Magnetic Release Micrologic 4, Frame size 1, Ics=Icu=70kA@415V AC | MCCB | LV_Switchgear | LV433866 | SCHNEIDER | 40A | 70kA | Nos. | None | Inventory | 40A FP 70kA NSX MCCB with O/C,S/C with integrated earth leakage protection, Thermal-Magnetic Release Micrologic 4, Frame size 1, Ics=Icu=70kA@415V AC
9874 | 100A FP 70kA NSX MCCB with O/C,S/C with integrated earth leakage protection, Thermal-Magnetic Release Micrologic 4, Frame size 1, Ics=Icu=70kA@415V AC | MCCB | LV_Switchgear | LV433867 | SCHNEIDER | 100A | 70kA | Nos. | None | Inventory | 100A FP 70kA NSX MCCB with O/C,S/C with integrated earth leakage protection, Thermal-Magnetic Release Micrologic 4, Frame size 1, Ics=Icu=70kA@415V AC
9875 | 160A FP 70kA NSX MCCB with O/C,S/C with integrated earth leakage protection, Thermal-Magnetic Release Micrologic 4, Frame size 1, Ics=Icu=70kA@415V AC | MCCB | LV_Switchgear | LV433869 | SCHNEIDER | 160A | 70kA | Nos. | None | Inventory | 160A FP 70kA NSX MCCB with O/C,S/C with integrated earth leakage protection, Thermal-Magnetic Release Micrologic 4, Frame size 1, Ics=Icu=70kA@415V AC
9876 | 250A FP 70kA NSX MCCB with O/C,S/C with integrated earth leakage protection, Thermal-Magnetic Release Micrologic 4, Frame size 1, Ics=Icu=70kA@415V AC | MCCB | LV_Switchgear | LV433872 | SCHNEIDER | 250A | 70kA | Nos. | None | Inventory | 250A FP 70kA NSX MCCB with O/C,S/C with integrated earth leakage protection, Thermal-Magnetic Release Micrologic 4, Frame size 1, Ics=Icu=70kA@415V AC
9877 | 400A TP 36kA NSX MCCB with O/C,S/C with integrated earth leakage protection, Thermal-Magnetic Release Micrologic 4, Frame size 2, Ics=Icu=36kA@415V AC | MCCB | LV_Switchgear | LV433934 | SCHNEIDER | 400A | 36kA | Nos. | None | Inventory | 400A TP 36kA NSX MCCB with O/C,S/C with integrated earth leakage protection, Thermal-Magnetic Release Micrologic 4, Frame size 2, Ics=Icu=36kA@415V AC
9878 | 400A FP 36kA NSX MCCB with O/C,S/C with integrated earth leakage protection, Thermal-Magnetic Release Micrologic 4, Frame size 2, Ics=Icu=36kA@415V AC | MCCB | LV_Switchgear | LV433936 | SCHNEIDER | 400A | 36kA | Nos. | None | Inventory | 400A FP 36kA NSX MCCB with O/C,S/C with integrated earth leakage protection, Thermal-Magnetic Release Micrologic 4, Frame size 2, Ics=Icu=36kA@415V AC
9879 | 400A TP 50kA NSX MCCB with O/C,S/C with integrated earth leakage protection, Thermal-Magnetic Release Micrologic 4, Frame size 2, Ics=Icu=50kA@415V AC | MCCB | LV_Switchgear | LV433938 | SCHNEIDER | 400A | 50kA | Nos. | None | Inventory | 400A TP 50kA NSX MCCB with O/C,S/C with integrated earth leakage protection, Thermal-Magnetic Release Micrologic 4, Frame size 2, Ics=Icu=50kA@415V AC
9880 | 400A FP 50kA NSX MCCB with O/C,S/C with integrated earth leakage protection, Thermal-Magnetic Release Micrologic 4, Frame size 2, Ics=Icu=50kA@415V AC | MCCB | LV_Switchgear | LV433940 | SCHNEIDER | 400A | 50kA | Nos. | None | Inventory | 400A FP 50kA NSX MCCB with O/C,S/C with integrated earth leakage protection, Thermal-Magnetic Release Micrologic 4, Frame size 2, Ics=Icu=50kA@415V AC
9881 | 400A TP 70kA NSX MCCB with O/C,S/C with integrated earth leakage protection, Thermal-Magnetic Release Micrologic 4, Frame size 2, Ics=Icu=70kA@415V AC | MCCB | LV_Switchgear | LV433942 | SCHNEIDER | 400A | 70kA | Nos. | None | Inventory | 400A TP 70kA NSX MCCB with O/C,S/C with integrated earth leakage protection, Thermal-Magnetic Release Micrologic 4, Frame size 2, Ics=Icu=70kA@415V AC
9882 | 400A FP 70kA NSX MCCB with O/C,S/C with integrated earth leakage protection, Thermal-Magnetic Release Micrologic 4, Frame size 2, Ics=Icu=70kA@415V AC | MCCB | LV_Switchgear | LV433944 | SCHNEIDER | 400A | 70kA | Nos. | None | Inventory | 400A FP 70kA NSX MCCB with O/C,S/C with integrated earth leakage protection, Thermal-Magnetic Release Micrologic 4, Frame size 2, Ics=Icu=70kA@415V AC
9883 | 100A TP 36kA NSX DC MCCB with O/C,S/C protection, Thermal-Magnetic Release TMD, Frame size 1, Ics=Icu=36kA@415V AC | MCCB | LV_Switchgear | LV438003XTMDC100 | SCHNEIDER | 100A | 36kA | Nos. | None | Inventory | 100A TP 36kA NSX DC MCCB with O/C,S/C protection, Thermal-Magnetic Release TMD, Frame size 1, Ics=Icu=36kA@415V AC
9884 | 100A FP 36kA NSX DC MCCB with O/C,S/C protection, Thermal-Magnetic Release TMD, Frame size 1, Ics=Icu=36kA@415V AC | MCCB | LV_Switchgear | LV438008XTMDC100 | SCHNEIDER | 100A | 36kA | Nos. | None | Inventory | 100A FP 36kA NSX DC MCCB with O/C,S/C protection, Thermal-Magnetic Release TMD, Frame size 1, Ics=Icu=36kA@415V AC
9885 | 100A TP 100kA NSX DC MCCB with O/C,S/C protection, Thermal-Magnetic Release TMD, Frame size 1, Ics=Icu=100kA@415V AC | MCCB | LV_Switchgear | LV438018XTMDC100 | SCHNEIDER | 100A | 100kA | Nos. | None | Inventory | 100A TP 100kA NSX DC MCCB with O/C,S/C protection, Thermal-Magnetic Release TMD, Frame size 1, Ics=Icu=100kA@415V AC
9886 | 100A FP 100kA NSX DC MCCB with O/C,S/C protection, Thermal-Magnetic Release TMD, Frame size 1, Ics=Icu=100kA@415V AC | MCCB | LV_Switchgear | LV438019XTMDC100 | SCHNEIDER | 100A | 100kA | Nos. | None | Inventory | 100A FP 100kA NSX DC MCCB with O/C,S/C protection, Thermal-Magnetic Release TMD, Frame size 1, Ics=Icu=100kA@415V AC
9887 | 160A TP 36kA NSX DC MCCB with O/C,S/C protection, Thermal-Magnetic Release TMD, Frame size 1, Ics=Icu=36kA@415V AC | MCCB | LV_Switchgear | LV438103XTMDC160 | SCHNEIDER | 160A | 36kA | Nos. | None | Inventory | 160A TP 36kA NSX DC MCCB with O/C,S/C protection, Thermal-Magnetic Release TMD, Frame size 1, Ics=Icu=36kA@415V AC
9888 | 160A FP 36kA NSX DC MCCB with O/C,S/C protection, Thermal-Magnetic Release TMD, Frame size 1, Ics=Icu=36kA@415V AC | MCCB | LV_Switchgear | LV438108XTMDC160 | SCHNEIDER | 160A | 36kA | Nos. | None | Inventory | 160A FP 36kA NSX DC MCCB with O/C,S/C protection, Thermal-Magnetic Release TMD, Frame size 1, Ics=Icu=36kA@415V AC
9889 | 160A TP 100kA NSX DC MCCB with O/C,S/C protection, Thermal-Magnetic Release TMD, Frame size 1, Ics=Icu=100kA@415V AC | MCCB | LV_Switchgear | LV438118XTMDC160 | SCHNEIDER | 160A | 100kA | Nos. | None | Inventory | 160A TP 100kA NSX DC MCCB with O/C,S/C protection, Thermal-Magnetic Release TMD, Frame size 1, Ics=Icu=100kA@415V AC
9890 | 160A FP 100kA NSX DC MCCB with O/C,S/C protection, Thermal-Magnetic Release TMD, Frame size 1, Ics=Icu=100kA@415V AC | MCCB | LV_Switchgear | LV438119XTMDC160 | SCHNEIDER | 160A | 100kA | Nos. | None | Inventory | 160A FP 100kA NSX DC MCCB with O/C,S/C protection, Thermal-Magnetic Release TMD, Frame size 1, Ics=Icu=100kA@415V AC
9891 | 250A TP 36kA NSX DC MCCB with O/C,S/C protection, Thermal-Magnetic Release TMD, Frame size 1, Ics=Icu=36kA@415V AC | MCCB | LV_Switchgear | LV438203XTMDC250 | SCHNEIDER | 250A | 36kA | Nos. | None | Inventory | 250A TP 36kA NSX DC MCCB with O/C,S/C protection, Thermal-Magnetic Release TMD, Frame size 1, Ics=Icu=36kA@415V AC
9892 | 250A FP 36kA NSX DC MCCB with O/C,S/C protection, Thermal-Magnetic Release TMD, Frame size 1, Ics=Icu=36kA@415V AC | MCCB | LV_Switchgear | LV438208XTMDC250 | SCHNEIDER | 250A | 36kA | Nos. | None | Inventory | 250A FP 36kA NSX DC MCCB with O/C,S/C protection, Thermal-Magnetic Release TMD, Frame size 1, Ics=Icu=36kA@415V AC
9893 | 250A TP 100kA NSX DC MCCB with O/C,S/C protection, Thermal-Magnetic Release TMD, Frame size 1, Ics=Icu=100kA@415V AC | MCCB | LV_Switchgear | LV438218XTMDC250 | SCHNEIDER | 250A | 100kA | Nos. | None | Inventory | 250A TP 100kA NSX DC MCCB with O/C,S/C protection, Thermal-Magnetic Release TMD, Frame size 1, Ics=Icu=100kA@415V AC
9894 | 250A FP 100kA NSX DC MCCB with O/C,S/C protection, Thermal-Magnetic Release TMD, Frame size 1, Ics=Icu=100kA@415V AC | MCCB | LV_Switchgear | LV438219XTMDC250 | SCHNEIDER | 250A | 100kA | Nos. | None | Inventory | 250A FP 100kA NSX DC MCCB with O/C,S/C protection, Thermal-Magnetic Release TMD, Frame size 1, Ics=Icu=100kA@415V AC
9895 | 400A FP 36kA NSX DC MCCB with O/C,S/C protection, Thermal-Magnetic Release TMD, Frame size 2, Ics=Icu=36kA@415V AC | MCCB | LV_Switchgear | LV438262 | SCHNEIDER | 400A | 36kA | Nos. | None | Inventory | 400A FP 36kA NSX DC MCCB with O/C,S/C protection, Thermal-Magnetic Release TMD, Frame size 2, Ics=Icu=36kA@415V AC
9896 | 500A FP 36kA NSX DC MCCB with O/C,S/C protection, Thermal-Magnetic Release TMD, Frame size 2, Ics=Icu=36kA@415V AC | MCCB | LV_Switchgear | LV438263 | SCHNEIDER | 500A | 36kA | Nos. | None | Inventory | 500A FP 36kA NSX DC MCCB with O/C,S/C protection, Thermal-Magnetic Release TMD, Frame size 2, Ics=Icu=36kA@415V AC
9897 | 600A FP 36kA NSX DC MCCB with O/C,S/C protection, Thermal-Magnetic Release TMD, Frame size 2, Ics=Icu=36kA@415V AC | MCCB | LV_Switchgear | LV438264 | SCHNEIDER | 600A | 36kA | Nos. | None | Inventory | 600A FP 36kA NSX DC MCCB with O/C,S/C protection, Thermal-Magnetic Release TMD, Frame size 2, Ics=Icu=36kA@415V AC
9898 | 400A TP 36kA NSX DC MCCB with O/C,S/C protection, Thermal-Magnetic Release TMD, Frame size 2, Ics=Icu=36kA@415V AC | MCCB | LV_Switchgear | LV438267 | SCHNEIDER | 400A | 36kA | Nos. | None | Inventory | 400A TP 36kA NSX DC MCCB with O/C,S/C protection, Thermal-Magnetic Release TMD, Frame size 2, Ics=Icu=36kA@415V AC
9899 | 500A TP 36kA NSX DC MCCB with O/C,S/C protection, Thermal-Magnetic Release TMD, Frame size 2, Ics=Icu=36kA@415V AC | MCCB | LV_Switchgear | LV438268 | SCHNEIDER | 500A | 36kA | Nos. | None | Inventory | 500A TP 36kA NSX DC MCCB with O/C,S/C protection, Thermal-Magnetic Release TMD, Frame size 2, Ics=Icu=36kA@415V AC
9900 | 600A TP 36kA NSX DC MCCB with O/C,S/C protection, Thermal-Magnetic Release TMD, Frame size 2, Ics=Icu=36kA@415V AC | MCCB | LV_Switchgear | LV438269 | SCHNEIDER | 600A | 36kA | Nos. | None | Inventory | 600A TP 36kA NSX DC MCCB with O/C,S/C protection, Thermal-Magnetic Release TMD, Frame size 2, Ics=Icu=36kA@415V AC
9901 | 400A FP 100kA NSX DC MCCB with O/C,S/C protection, Thermal-Magnetic Release TMD, Frame size 2, Ics=Icu=100kA@415V AC | MCCB | LV_Switchgear | LV438272 | SCHNEIDER | 400A | 100kA | Nos. | None | Inventory | 400A FP 100kA NSX DC MCCB with O/C,S/C protection, Thermal-Magnetic Release TMD, Frame size 2, Ics=Icu=100kA@415V AC
9902 | 500A FP 100kA NSX DC MCCB with O/C,S/C protection, Thermal-Magnetic Release TMD, Frame size 2, Ics=Icu=100kA@415V AC | MCCB | LV_Switchgear | LV438273 | SCHNEIDER | 500A | 100kA | Nos. | None | Inventory | 500A FP 100kA NSX DC MCCB with O/C,S/C protection, Thermal-Magnetic Release TMD, Frame size 2, Ics=Icu=100kA@415V AC
9903 | 600A FP 100kA NSX DC MCCB with O/C,S/C protection, Thermal-Magnetic Release TMD, Frame size 2, Ics=Icu=100kA@415V AC | MCCB | LV_Switchgear | LV438274 | SCHNEIDER | 600A | 100kA | Nos. | None | Inventory | 600A FP 100kA NSX DC MCCB with O/C,S/C protection, Thermal-Magnetic Release TMD, Frame size 2, Ics=Icu=100kA@415V AC
9904 | 400A TP 100kA NSX DC MCCB with O/C,S/C protection, Thermal-Magnetic Release TMD, Frame size 2, Ics=Icu=100kA@415V AC | MCCB | LV_Switchgear | LV438277 | SCHNEIDER | 400A | 100kA | Nos. | None | Inventory | 400A TP 100kA NSX DC MCCB with O/C,S/C protection, Thermal-Magnetic Release TMD, Frame size 2, Ics=Icu=100kA@415V AC
9905 | 500A TP 100kA NSX DC MCCB with O/C,S/C protection, Thermal-Magnetic Release TMD, Frame size 2, Ics=Icu=100kA@415V AC | MCCB | LV_Switchgear | LV438278 | SCHNEIDER | 500A | 100kA | Nos. | None | Inventory | 500A TP 100kA NSX DC MCCB with O/C,S/C protection, Thermal-Magnetic Release TMD, Frame size 2, Ics=Icu=100kA@415V AC
9906 | 600A TP 100kA NSX DC MCCB with O/C,S/C protection, Thermal-Magnetic Release TMD, Frame size 2, Ics=Icu=100kA@415V AC | MCCB | LV_Switchgear | LV438279 | SCHNEIDER | 600A | 100kA | Nos. | None | Inventory | 600A TP 100kA NSX DC MCCB with O/C,S/C protection, Thermal-Magnetic Release TMD, Frame size 2, Ics=Icu=100kA@415V AC
9907 | 16A TP 25kA CVS MCCB with O/C,S/C protection, Thermal-Magnetic Release TMD, Frame size CVS 100B, Ics=Icu=25kA@415V AC | MCCB | LV_Switchgear | LV510300 | SCHNEIDER | 16A | 25kA | Nos. | None | Inventory | 16A TP 25kA CVS MCCB with O/C,S/C protection, Thermal-Magnetic Release TMD, Frame size CVS 100B, Ics=Icu=25kA@415V AC
9908 | 25A TP 25kA CVS MCCB with O/C,S/C protection, Thermal-Magnetic Release TMD, Frame size CVS 100B, Ics=Icu=25kA@415V AC | MCCB | LV_Switchgear | LV510301 | SCHNEIDER | 25A | 25kA | Nos. | None | Inventory | 25A TP 25kA CVS MCCB with O/C,S/C protection, Thermal-Magnetic Release TMD, Frame size CVS 100B, Ics=Icu=25kA@415V AC
9909 | 32A TP 25kA CVS MCCB with O/C,S/C protection, Thermal-Magnetic Release TMD, Frame size CVS 100B, Ics=Icu=25kA@415V AC | MCCB | LV_Switchgear | LV510302 | SCHNEIDER | 32A | 25kA | Nos. | None | Inventory | 32A TP 25kA CVS MCCB with O/C,S/C protection, Thermal-Magnetic Release TMD, Frame size CVS 100B, Ics=Icu=25kA@415V AC
9910 | 40A TP 25kA CVS MCCB with O/C,S/C protection, Thermal-Magnetic Release TMD, Frame size CVS 100B, Ics=Icu=25kA@415V AC | MCCB | LV_Switchgear | LV510303 | SCHNEIDER | 40A | 25kA | Nos. | None | Inventory | 40A TP 25kA CVS MCCB with O/C,S/C protection, Thermal-Magnetic Release TMD, Frame size CVS 100B, Ics=Icu=25kA@415V AC
9911 | 50A TP 25kA CVS MCCB with O/C,S/C protection, Thermal-Magnetic Release TMD, Frame size CVS 100B, Ics=Icu=25kA@415V AC | MCCB | LV_Switchgear | LV510304 | SCHNEIDER | 50A | 25kA | Nos. | None | Inventory | 50A TP 25kA CVS MCCB with O/C,S/C protection, Thermal-Magnetic Release TMD, Frame size CVS 100B, Ics=Icu=25kA@415V AC
9912 | 63A TP 25kA CVS MCCB with O/C,S/C protection, Thermal-Magnetic Release TMD, Frame size CVS 100B, Ics=Icu=25kA@415V AC | MCCB | LV_Switchgear | LV510305 | SCHNEIDER | 63A | 25kA | Nos. | None | Inventory | 63A TP 25kA CVS MCCB with O/C,S/C protection, Thermal-Magnetic Release TMD, Frame size CVS 100B, Ics=Icu=25kA@415V AC
9913 | 80A TP 25kA CVS MCCB with O/C,S/C protection, Thermal-Magnetic Release TMD, Frame size CVS 100B, Ics=Icu=25kA@415V AC | MCCB | LV_Switchgear | LV510306 | SCHNEIDER | 80A | 25kA | Nos. | None | Inventory | 80A TP 25kA CVS MCCB with O/C,S/C protection, Thermal-Magnetic Release TMD, Frame size CVS 100B, Ics=Icu=25kA@415V AC
9914 | 100A TP 25kA CVS MCCB with O/C,S/C protection, Thermal-Magnetic Release TMD, Frame size CVS 100B, Ics=Icu=25kA@415V AC | MCCB | LV_Switchgear | LV510307 | SCHNEIDER | 100A | 25kA | Nos. | None | Inventory | 100A TP 25kA CVS MCCB with O/C,S/C protection, Thermal-Magnetic Release TMD, Frame size CVS 100B, Ics=Icu=25kA@415V AC
9915 | 16A FP 25kA CVS MCCB with O/C,S/C protection, Thermal-Magnetic Release TMD, Frame size CVS 100B, Ics=Icu=25kA@415V AC | MCCB | LV_Switchgear | LV510310 | SCHNEIDER | 16A | 25kA | Nos. | None | Inventory | 16A FP 25kA CVS MCCB with O/C,S/C protection, Thermal-Magnetic Release TMD, Frame size CVS 100B, Ics=Icu=25kA@415V AC
9916 | 25A FP 25kA CVS MCCB with O/C,S/C protection, Thermal-Magnetic Release TMD, Frame size CVS 100B, Ics=Icu=25kA@415V AC | MCCB | LV_Switchgear | LV510311 | SCHNEIDER | 25A | 25kA | Nos. | None | Inventory | 25A FP 25kA CVS MCCB with O/C,S/C protection, Thermal-Magnetic Release TMD, Frame size CVS 100B, Ics=Icu=25kA@415V AC
9917 | 40A FP 25kA CVS MCCB with O/C,S/C protection, Thermal-Magnetic Release TMD, Frame size CVS 100B, Ics=Icu=25kA@415V AC | MCCB | LV_Switchgear | LV510313 | SCHNEIDER | 40A | 25kA | Nos. | None | Inventory | 40A FP 25kA CVS MCCB with O/C,S/C protection, Thermal-Magnetic Release TMD, Frame size CVS 100B, Ics=Icu=25kA@415V AC
9918 | 50A FP 25kA CVS MCCB with O/C,S/C protection, Thermal-Magnetic Release TMD, Frame size CVS 100B, Ics=Icu=25kA@415V AC | MCCB | LV_Switchgear | LV510314 | SCHNEIDER | 50A | 25kA | Nos. | None | Inventory | 50A FP 25kA CVS MCCB with O/C,S/C protection, Thermal-Magnetic Release TMD, Frame size CVS 100B, Ics=Icu=25kA@415V AC
9919 | 63A FP 25kA CVS MCCB with O/C,S/C protection, Thermal-Magnetic Release TMD, Frame size CVS 100B, Ics=Icu=25kA@415V AC | MCCB | LV_Switchgear | LV510315 | SCHNEIDER | 63A | 25kA | Nos. | None | Inventory | 63A FP 25kA CVS MCCB with O/C,S/C protection, Thermal-Magnetic Release TMD, Frame size CVS 100B, Ics=Icu=25kA@415V AC
9920 | 80A FP 25kA CVS MCCB with O/C,S/C protection, Thermal-Magnetic Release TMD, Frame size CVS 100B, Ics=Icu=25kA@415V AC | MCCB | LV_Switchgear | LV510316 | SCHNEIDER | 80A | 25kA | Nos. | None | Inventory | 80A FP 25kA CVS MCCB with O/C,S/C protection, Thermal-Magnetic Release TMD, Frame size CVS 100B, Ics=Icu=25kA@415V AC
9921 | 100A FP 25kA CVS MCCB with O/C,S/C protection, Thermal-Magnetic Release TMD, Frame size CVS 100B, Ics=Icu=25kA@415V AC | MCCB | LV_Switchgear | LV510317 | SCHNEIDER | 100A | 25kA | Nos. | None | Inventory | 100A FP 25kA CVS MCCB with O/C,S/C protection, Thermal-Magnetic Release TMD, Frame size CVS 100B, Ics=Icu=25kA@415V AC
9922 | 16A TP 36kA CVS MCCB with O/C,S/C protection, Thermal-Magnetic Release TMD, Frame size CVS 100F, Ics=Icu=36kA@415V AC | MCCB | LV_Switchgear | LV510330 | SCHNEIDER | 16A | 36kA | Nos. | None | Inventory | 16A TP 36kA CVS MCCB with O/C,S/C protection, Thermal-Magnetic Release TMD, Frame size CVS 100F, Ics=Icu=36kA@415V AC
9923 | 25A TP 36kA CVS MCCB with O/C,S/C protection, Thermal-Magnetic Release TMD, Frame size CVS 100F, Ics=Icu=36kA@415V AC | MCCB | LV_Switchgear | LV510331 | SCHNEIDER | 25A | 36kA | Nos. | None | Inventory | 25A TP 36kA CVS MCCB with O/C,S/C protection, Thermal-Magnetic Release TMD, Frame size CVS 100F, Ics=Icu=36kA@415V AC
9924 | 32A TP 36kA CVS MCCB with O/C,S/C protection, Thermal-Magnetic Release TMD, Frame size CVS 100F, Ics=Icu=36kA@415V AC | MCCB | LV_Switchgear | LV510332 | SCHNEIDER | 32A | 36kA | Nos. | None | Inventory | 32A TP 36kA CVS MCCB with O/C,S/C protection, Thermal-Magnetic Release TMD, Frame size CVS 100F, Ics=Icu=36kA@415V AC
9925 | 40A TP 36kA CVS MCCB with O/C,S/C protection, Thermal-Magnetic Release TMD, Frame size CVS 100F, Ics=Icu=36kA@415V AC | MCCB | LV_Switchgear | LV510333 | SCHNEIDER | 40A | 36kA | Nos. | None | Inventory | 40A TP 36kA CVS MCCB with O/C,S/C protection, Thermal-Magnetic Release TMD, Frame size CVS 100F, Ics=Icu=36kA@415V AC
9926 | 50A TP 36kA CVS MCCB with O/C,S/C protection, Thermal-Magnetic Release TMD, Frame size CVS 100F, Ics=Icu=36kA@415V AC | MCCB | LV_Switchgear | LV510334 | SCHNEIDER | 50A | 36kA | Nos. | None | Inventory | 50A TP 36kA CVS MCCB with O/C,S/C protection, Thermal-Magnetic Release TMD, Frame size CVS 100F, Ics=Icu=36kA@415V AC
9927 | 63A TP 36kA CVS MCCB with O/C,S/C protection, Thermal-Magnetic Release TMD, Frame size CVS 100F, Ics=Icu=36kA@415V AC | MCCB | LV_Switchgear | LV510335 | SCHNEIDER | 63A | 36kA | Nos. | None | Inventory | 63A TP 36kA CVS MCCB with O/C,S/C protection, Thermal-Magnetic Release TMD, Frame size CVS 100F, Ics=Icu=36kA@415V AC
9928 | 80A TP 36kA CVS MCCB with O/C,S/C protection, Thermal-Magnetic Release TMD, Frame size CVS 100F, Ics=Icu=36kA@415V AC | MCCB | LV_Switchgear | LV510336 | SCHNEIDER | 80A | 36kA | Nos. | None | Inventory | 80A TP 36kA CVS MCCB with O/C,S/C protection, Thermal-Magnetic Release TMD, Frame size CVS 100F, Ics=Icu=36kA@415V AC
9929 | 100A TP 36kA CVS MCCB with O/C,S/C protection, Thermal-Magnetic Release, Frame size 1, Ics=Icu=36kA@415V AC | MCCB | LV_Switchgear | LV510337 | SCHNEIDER | 100A | 36kA | Nos. | None | Inventory | 100A TP 36kA CVS MCCB with O/C,S/C protection, Thermal-Magnetic Release, Frame size 1, Ics=Icu=36kA@415V AC
9930 | 16A FP 36kA CVS MCCB with O/C,S/C protection, Thermal-Magnetic Release TMD, Frame size CVS 100F, Ics=Icu=36kA@415V AC | MCCB | LV_Switchgear | LV510340 | SCHNEIDER | 16A | 36kA | Nos. | None | Inventory | 16A FP 36kA CVS MCCB with O/C,S/C protection, Thermal-Magnetic Release TMD, Frame size CVS 100F, Ics=Icu=36kA@415V AC
9931 | 25A FP 36kA CVS MCCB with O/C,S/C protection, Thermal-Magnetic Release TMD, Frame size CVS 100F, Ics=Icu=36kA@415V AC | MCCB | LV_Switchgear | LV510341 | SCHNEIDER | 25A | 36kA | Nos. | None | Inventory | 25A FP 36kA CVS MCCB with O/C,S/C protection, Thermal-Magnetic Release TMD, Frame size CVS 100F, Ics=Icu=36kA@415V AC
9932 | 32A FP 36kA CVS MCCB with O/C,S/C protection, Thermal-Magnetic Release TMD, Frame size CVS 100F, Ics=Icu=36kA@415V AC | MCCB | LV_Switchgear | LV510342 | SCHNEIDER | 32A | 36kA | Nos. | None | Inventory | 32A FP 36kA CVS MCCB with O/C,S/C protection, Thermal-Magnetic Release TMD, Frame size CVS 100F, Ics=Icu=36kA@415V AC
9933 | 40A FP 36kA CVS MCCB with O/C,S/C protection, Thermal-Magnetic Release TMD, Frame size CVS 100F, Ics=Icu=36kA@415V AC | MCCB | LV_Switchgear | LV510343 | SCHNEIDER | 40A | 36kA | Nos. | None | Inventory | 40A FP 36kA CVS MCCB with O/C,S/C protection, Thermal-Magnetic Release TMD, Frame size CVS 100F, Ics=Icu=36kA@415V AC
9934 | 50A FP 36kA CVS MCCB with O/C,S/C protection, Thermal-Magnetic Release TMD, Frame size CVS 100F, Ics=Icu=36kA@415V AC | MCCB | LV_Switchgear | LV510344 | SCHNEIDER | 50A | 36kA | Nos. | None | Inventory | 50A FP 36kA CVS MCCB with O/C,S/C protection, Thermal-Magnetic Release TMD, Frame size CVS 100F, Ics=Icu=36kA@415V AC
9935 | 63A FP 36kA CVS MCCB with O/C,S/C protection, Thermal-Magnetic Release TMD, Frame size CVS 100F, Ics=Icu=36kA@415V AC | MCCB | LV_Switchgear | LV510345 | SCHNEIDER | 63A | 36kA | Nos. | None | Inventory | 63A FP 36kA CVS MCCB with O/C,S/C protection, Thermal-Magnetic Release TMD, Frame size CVS 100F, Ics=Icu=36kA@415V AC
9936 | 80A FP 36kA CVS MCCB with O/C,S/C protection, Thermal-Magnetic Release TMD, Frame size CVS 100F, Ics=Icu=36kA@415V AC | MCCB | LV_Switchgear | LV510346 | SCHNEIDER | 80A | 36kA | Nos. | None | Inventory | 80A FP 36kA CVS MCCB with O/C,S/C protection, Thermal-Magnetic Release TMD, Frame size CVS 100F, Ics=Icu=36kA@415V AC
9937 | 100A FP 36kA CVS MCCB with O/C,S/C protection, Thermal-Magnetic Release TMD, Frame size CVS 100F, Ics=Icu=36kA@415V AC | MCCB | LV_Switchgear | LV510347 | SCHNEIDER | 100A | 36kA | Nos. | None | Inventory | 100A FP 36kA CVS MCCB with O/C,S/C protection, Thermal-Magnetic Release TMD, Frame size CVS 100F, Ics=Icu=36kA@415V AC
9938 | 100A TP CVS MCCB Switch Disconnector, Frame size 2 | Switch Disconnector | LV_Switchgear | LV510425 | SCHNEIDER | 100A | MCCB Switch Disconnector | Nos. | None | Inventory | 100A TP CVS MCCB Switch Disconnector, Frame size 2
9939 | 100A FP CVS MCCB Switch Disconnector, Frame size 2 | Switch Disconnector | LV_Switchgear | LV510426 | SCHNEIDER | 100A | MCCB Switch Disconnector | Nos. | None | Inventory | 100A FP CVS MCCB Switch Disconnector, Frame size 2
9940 | 2.5A TP 50kA CVS MCCB with S/C protection, Magnetic Release MA, Frame size CVS 100N, Ics=Icu=50kA@415V AC | MCCB | LV_Switchgear | LV510450 | SCHNEIDER | 2.5A | 50kA | Nos. | None | Inventory | 2.5A TP 50kA CVS MCCB with S/C protection, Magnetic Release MA, Frame size CVS 100N, Ics=Icu=50kA@415V AC
9941 | 6.3A TP 50kA CVS MCCB with S/C protection, Magnetic Release MA, Frame size CVS 100N, Ics=Icu=50kA@415V AC | MCCB | LV_Switchgear | LV510451 | SCHNEIDER | 6.3A | 50kA | Nos. | None | Inventory | 6.3A TP 50kA CVS MCCB with S/C protection, Magnetic Release MA, Frame size CVS 100N, Ics=Icu=50kA@415V AC
9942 | 12.5A TP 50kA CVS MCCB with S/C protection, Magnetic Release MA, Frame size CVS 100N, Ics=Icu=50kA@415V AC | MCCB | LV_Switchgear | LV510452 | SCHNEIDER | 12.5A | 50kA | Nos. | None | Inventory | 12.5A TP 50kA CVS MCCB with S/C protection, Magnetic Release MA, Frame size CVS 100N, Ics=Icu=50kA@415V AC
9943 | 25A TP 50kA CVS MCCB with S/C protection, Magnetic Release MA, Frame size CVS 100N, Ics=Icu=50kA@415V AC | MCCB | LV_Switchgear | LV510453 | SCHNEIDER | 25A | 50kA | Nos. | None | Inventory | 25A TP 50kA CVS MCCB with S/C protection, Magnetic Release MA, Frame size CVS 100N, Ics=Icu=50kA@415V AC
9944 | 50A TP 50kA CVS MCCB with S/C protection, Magnetic Release MA, Frame size CVS 100N, Ics=Icu=50kA@415V AC | MCCB | LV_Switchgear | LV510454 | SCHNEIDER | 50A | 50kA | Nos. | None | Inventory | 50A TP 50kA CVS MCCB with S/C protection, Magnetic Release MA, Frame size CVS 100N, Ics=Icu=50kA@415V AC
9945 | 100A TP 50kA CVS MCCB with S/C protection, Magnetic Release MA, Frame size CVS 100N, Ics=Icu=50kA@415V AC | MCCB | LV_Switchgear | LV510455 | SCHNEIDER | 100A | 50kA | Nos. | None | Inventory | 100A TP 50kA CVS MCCB with S/C protection, Magnetic Release MA, Frame size CVS 100N, Ics=Icu=50kA@415V AC
9946 | 25A TP 25kA CVS MCCB with O/C,S/C,E/F protection, Microprocessor based Release ETS 6, Frame size 1, Ics=Icu=25kA@415V AC | MCCB | LV_Switchgear | LV510600 | SCHNEIDER | 25A | 25kA | Nos. | None | Inventory | 25A TP 25kA CVS MCCB with O/C,S/C,E/F protection, Microprocessor based Release ETS 6, Frame size 1, Ics=Icu=25kA@415V AC
9947 | 25A FP 25kA CVS MCCB with O/C,S/C,E/F protection, Microprocessor based Release ETS 6, Frame size 1, Ics=Icu=25kA@415V AC | MCCB | LV_Switchgear | LV510610 | SCHNEIDER | 25A | 25kA | Nos. | None | Inventory | 25A FP 25kA CVS MCCB with O/C,S/C,E/F protection, Microprocessor based Release ETS 6, Frame size 1, Ics=Icu=25kA@415V AC
9948 | 16A TP 25kA CVS MCCB with O/C,S/C protection, Thermal-Magnetic Release TMD, Frame size CVS 100BS, Ics=Icu=25kA@415V AC | MCCB | LV_Switchgear | LV510930 | SCHNEIDER | 16A | 25kA | Nos. | None | Inventory | 16A TP 25kA CVS MCCB with O/C,S/C protection, Thermal-Magnetic Release TMD, Frame size CVS 100BS, Ics=Icu=25kA@415V AC
9949 | 20A TP 25kA CVS MCCB with O/C,S/C protection, Thermal-Magnetic Release TMD, Frame size CVS 100BS, Ics=Icu=25kA@415V AC | MCCB | LV_Switchgear | LV510931 | SCHNEIDER | 20A | 25kA | Nos. | None | Inventory | 20A TP 25kA CVS MCCB with O/C,S/C protection, Thermal-Magnetic Release TMD, Frame size CVS 100BS, Ics=Icu=25kA@415V AC
9950 | 25A TP 25kA CVS MCCB with O/C,S/C protection, Thermal-Magnetic Release TMD, Frame size CVS 100BS, Ics=Icu=25kA@415V AC | MCCB | LV_Switchgear | LV510932 | SCHNEIDER | 25A | 25kA | Nos. | None | Inventory | 25A TP 25kA CVS MCCB with O/C,S/C protection, Thermal-Magnetic Release TMD, Frame size CVS 100BS, Ics=Icu=25kA@415V AC
9951 | 32A TP 25kA CVS MCCB with O/C,S/C protection, Thermal-Magnetic Release TMD, Frame size CVS 100BS, Ics=Icu=25kA@415V AC | MCCB | LV_Switchgear | LV510933 | SCHNEIDER | 32A | 25kA | Nos. | None | Inventory | 32A TP 25kA CVS MCCB with O/C,S/C protection, Thermal-Magnetic Release TMD, Frame size CVS 100BS, Ics=Icu=25kA@415V AC
9952 | 40A TP 25kA CVS MCCB with O/C,S/C protection, Thermal-Magnetic Release TMD, Frame size CVS 100BS, Ics=Icu=25kA@415V AC | MCCB | LV_Switchgear | LV510934 | SCHNEIDER | 40A | 25kA | Nos. | None | Inventory | 40A TP 25kA CVS MCCB with O/C,S/C protection, Thermal-Magnetic Release TMD, Frame size CVS 100BS, Ics=Icu=25kA@415V AC
9953 | 50A TP 25kA CVS MCCB with O/C,S/C protection, Thermal-Magnetic Release TMD, Frame size CVS 100BS, Ics=Icu=25kA@415V AC | MCCB | LV_Switchgear | LV510935 | SCHNEIDER | 50A | 25kA | Nos. | None | Inventory | 50A TP 25kA CVS MCCB with O/C,S/C protection, Thermal-Magnetic Release TMD, Frame size CVS 100BS, Ics=Icu=25kA@415V AC
9954 | 63A TP 25kA CVS MCCB with O/C,S/C protection, Thermal-Magnetic Release TMD, Frame size CVS 100BS, Ics=Icu=25kA@415V AC | MCCB | LV_Switchgear | LV510936 | SCHNEIDER | 63A | 25kA | Nos. | None | Inventory | 63A TP 25kA CVS MCCB with O/C,S/C protection, Thermal-Magnetic Release TMD, Frame size CVS 100BS, Ics=Icu=25kA@415V AC
9955 | 80A TP 25kA CVS MCCB with O/C,S/C protection, Thermal-Magnetic Release TMD, Frame size CVS 100BS, Ics=Icu=25kA@415V AC | MCCB | LV_Switchgear | LV510937 | SCHNEIDER | 80A | 25kA | Nos. | None | Inventory | 80A TP 25kA CVS MCCB with O/C,S/C protection, Thermal-Magnetic Release TMD, Frame size CVS 100BS, Ics=Icu=25kA@415V AC
9956 | 100A TP 25kA CVS MCCB with O/C,S/C protection, Thermal-Magnetic Release TMD, Frame size CVS 100BS, Ics=Icu=25kA@415V AC | MCCB | LV_Switchgear | LV510938 | SCHNEIDER | 100A | 25kA | Nos. | None | Inventory | 100A TP 25kA CVS MCCB with O/C,S/C protection, Thermal-Magnetic Release TMD, Frame size CVS 100BS, Ics=Icu=25kA@415V AC
9957 | 16A FP 25kA CVS MCCB with O/C,S/C protection, Thermal-Magnetic Release TMD, Frame size CVS 100BS, Ics=Icu=25kA@415V AC | MCCB | LV_Switchgear | LV510950 | SCHNEIDER | 16A | 25kA | Nos. | None | Inventory | 16A FP 25kA CVS MCCB with O/C,S/C protection, Thermal-Magnetic Release TMD, Frame size CVS 100BS, Ics=Icu=25kA@415V AC
9958 | 20A FP 25kA CVS MCCB with O/C,S/C protection, Thermal-Magnetic Release TMD, Frame size CVS 100BS, Ics=Icu=25kA@415V AC | MCCB | LV_Switchgear | LV510951 | SCHNEIDER | 20A | 25kA | Nos. | None | Inventory | 20A FP 25kA CVS MCCB with O/C,S/C protection, Thermal-Magnetic Release TMD, Frame size CVS 100BS, Ics=Icu=25kA@415V AC
9959 | 25A FP 25kA CVS MCCB with O/C,S/C protection, Thermal-Magnetic Release TMD, Frame size CVS 100BS, Ics=Icu=25kA@415V AC | MCCB | LV_Switchgear | LV510952 | SCHNEIDER | 25A | 25kA | Nos. | None | Inventory | 25A FP 25kA CVS MCCB with O/C,S/C protection, Thermal-Magnetic Release TMD, Frame size CVS 100BS, Ics=Icu=25kA@415V AC
9960 | 32A FP 25kA CVS MCCB with O/C,S/C protection, Thermal-Magnetic Release TMD, Frame size CVS 100BS, Ics=Icu=25kA@415V AC | MCCB | LV_Switchgear | LV510953 | SCHNEIDER | 32A | 25kA | Nos. | None | Inventory | 32A FP 25kA CVS MCCB with O/C,S/C protection, Thermal-Magnetic Release TMD, Frame size CVS 100BS, Ics=Icu=25kA@415V AC
9961 | 40A FP 25kA CVS MCCB with O/C,S/C protection, Thermal-Magnetic Release TMD, Frame size CVS 100BS, Ics=Icu=25kA@415V AC | MCCB | LV_Switchgear | LV510954 | SCHNEIDER | 40A | 25kA | Nos. | None | Inventory | 40A FP 25kA CVS MCCB with O/C,S/C protection, Thermal-Magnetic Release TMD, Frame size CVS 100BS, Ics=Icu=25kA@415V AC
9962 | 50A FP 25kA CVS MCCB with O/C,S/C protection, Thermal-Magnetic Release TMD, Frame size CVS 100BS, Ics=Icu=25kA@415V AC | MCCB | LV_Switchgear | LV510955 | SCHNEIDER | 50A | 25kA | Nos. | None | Inventory | 50A FP 25kA CVS MCCB with O/C,S/C protection, Thermal-Magnetic Release TMD, Frame size CVS 100BS, Ics=Icu=25kA@415V AC
9963 | 63A FP 25kA CVS MCCB with O/C,S/C protection, Thermal-Magnetic Release TMD, Frame size CVS 100BS, Ics=Icu=25kA@415V AC | MCCB | LV_Switchgear | LV510956 | SCHNEIDER | 63A | 25kA | Nos. | None | Inventory | 63A FP 25kA CVS MCCB with O/C,S/C protection, Thermal-Magnetic Release TMD, Frame size CVS 100BS, Ics=Icu=25kA@415V AC
9964 | 80A FP 25kA CVS MCCB with O/C,S/C protection, Thermal-Magnetic Release TMD, Frame size CVS 100BS, Ics=Icu=25kA@415V AC | MCCB | LV_Switchgear | LV510957 | SCHNEIDER | 80A | 25kA | Nos. | None | Inventory | 80A FP 25kA CVS MCCB with O/C,S/C protection, Thermal-Magnetic Release TMD, Frame size CVS 100BS, Ics=Icu=25kA@415V AC
9965 | 100A FP 25kA CVS MCCB with O/C,S/C protection, Thermal-Magnetic Release TMD, Frame size CVS 100BS, Ics=Icu=25kA@415V AC | MCCB | LV_Switchgear | LV510958 | SCHNEIDER | 100A | 25kA | Nos. | None | Inventory | 100A FP 25kA CVS MCCB with O/C,S/C protection, Thermal-Magnetic Release TMD, Frame size CVS 100BS, Ics=Icu=25kA@415V AC
9966 | 125A TP 25kA CVS MCCB with O/C,S/C protection, Thermal-Magnetic Release TMD, Frame size CVS 160B, Ics=Icu=25kA@415V AC | MCCB | LV_Switchgear | LV516302 | SCHNEIDER | 125A | 25kA | Nos. | None | Inventory | 125A TP 25kA CVS MCCB with O/C,S/C protection, Thermal-Magnetic Release TMD, Frame size CVS 160B, Ics=Icu=25kA@415V AC
9967 | 160A TP 25kA CVS MCCB with O/C,S/C protection, Thermal-Magnetic Release TMD, Frame size CVS 160B, Ics=Icu=25kA@415V AC | MCCB | LV_Switchgear | LV516303 | SCHNEIDER | 160A | 25kA | Nos. | None | Inventory | 160A TP 25kA CVS MCCB with O/C,S/C protection, Thermal-Magnetic Release TMD, Frame size CVS 160B, Ics=Icu=25kA@415V AC
9968 | 125A FP 25kA CVS MCCB with O/C,S/C protection, Thermal-Magnetic Release TMD, Frame size CVS 160B, Ics=Icu=25kA@415V AC | MCCB | LV_Switchgear | LV516312 | SCHNEIDER | 125A | 25kA | Nos. | None | Inventory | 125A FP 25kA CVS MCCB with O/C,S/C protection, Thermal-Magnetic Release TMD, Frame size CVS 160B, Ics=Icu=25kA@415V AC
9969 | 160A FP 25kA CVS MCCB with O/C,S/C protection, Thermal-Magnetic Release TMD, Frame size CVS 160B, Ics=Icu=25kA@415V AC | MCCB | LV_Switchgear | LV516313 | SCHNEIDER | 160A | 25kA | Nos. | None | Inventory | 160A FP 25kA CVS MCCB with O/C,S/C protection, Thermal-Magnetic Release TMD, Frame size CVS 160B, Ics=Icu=25kA@415V AC
9970 | 125A TP 36kA CVS MCCB with O/C,S/C protection, Thermal-Magnetic Release TMD, Frame size CVS 160F, Ics=Icu=36kA@415V AC | MCCB | LV_Switchgear | LV516332 | SCHNEIDER | 125A | 36kA | Nos. | None | Inventory | 125A TP 36kA CVS MCCB with O/C,S/C protection, Thermal-Magnetic Release TMD, Frame size CVS 160F, Ics=Icu=36kA@415V AC
9971 | 160A TP 36kA CVS MCCB with O/C,S/C protection, Thermal-Magnetic Release, Frame size 1, Ics=Icu=36kA@415V AC | MCCB | LV_Switchgear | LV516333 | SCHNEIDER | 160A | 36kA | Nos. | None | Inventory | 160A TP 36kA CVS MCCB with O/C,S/C protection, Thermal-Magnetic Release, Frame size 1, Ics=Icu=36kA@415V AC
9972 | 125A FP 36kA CVS MCCB with O/C,S/C protection, Thermal-Magnetic Release TMD, Frame size CVS 160F, Ics=Icu=36kA@415V AC | MCCB | LV_Switchgear | LV516342 | SCHNEIDER | 125A | 36kA | Nos. | None | Inventory | 125A FP 36kA CVS MCCB with O/C,S/C protection, Thermal-Magnetic Release TMD, Frame size CVS 160F, Ics=Icu=36kA@415V AC
9973 | 160A FP 36kA CVS MCCB with O/C,S/C protection, Thermal-Magnetic Release TMD, Frame size CVS 160F, Ics=Icu=36kA@415V AC | MCCB | LV_Switchgear | LV516343 | SCHNEIDER | 160A | 36kA | Nos. | None | Inventory | 160A FP 36kA CVS MCCB with O/C,S/C protection, Thermal-Magnetic Release TMD, Frame size CVS 160F, Ics=Icu=36kA@415V AC
9974 | 160A TP CVS MCCB Switch Disconnector, Frame size 2 | Switch Disconnector | LV_Switchgear | LV516425 | SCHNEIDER | 160A | MCCB Switch Disconnector | Nos. | None | Inventory | 160A TP CVS MCCB Switch Disconnector, Frame size 2
9975 | 160A FP CVS MCCB Switch Disconnector, Frame size 2 | Switch Disconnector | LV_Switchgear | LV516426 | SCHNEIDER | 160A | MCCB Switch Disconnector | Nos. | None | Inventory | 160A FP CVS MCCB Switch Disconnector, Frame size 2
9976 | 150A TP 50kA CVS MCCB with S/C protection, Magnetic Release MA, Frame size CVS 160N, Ics=Icu=50kA@415V AC | MCCB | LV_Switchgear | LV516451 | SCHNEIDER | 150A | 50kA | Nos. | None | Inventory | 150A TP 50kA CVS MCCB with S/C protection, Magnetic Release MA, Frame size CVS 160N, Ics=Icu=50kA@415V AC
9977 | 125A FP 50kA CVS MCCB with S/C protection, Thermal-magnetic Release TMD, Frame size CVS 160N, Ics=Icu=50kA@415V AC | MCCB | LV_Switchgear | LV516467 | SCHNEIDER | 125A | 50kA | Nos. |  | Inventory | 125A FP 50kA CVS MCCB with S/C protection, Thermal-magnetic Release TMD, Frame size CVS 160N, Ics=Icu=50kA@415V AC
9978 | 200A TP 25kA CVS MCCB with O/C,S/C protection, Thermal-Magnetic Release TMD, Frame size CVS 250B, Ics=Icu=25kA@415V AC | MCCB | LV_Switchgear | LV525302 | SCHNEIDER | 200A | 25kA | Nos. | None | Inventory | 200A TP 25kA CVS MCCB with O/C,S/C protection, Thermal-Magnetic Release TMD, Frame size CVS 250B, Ics=Icu=25kA@415V AC
9979 | 250A TP 25kA CVS MCCB with O/C,S/C protection, Thermal-Magnetic Release TMD, Frame size CVS 250B, Ics=Icu=25kA@415V AC | MCCB | LV_Switchgear | LV525303 | SCHNEIDER | 250A | 25kA | Nos. | None | Inventory | 250A TP 25kA CVS MCCB with O/C,S/C protection, Thermal-Magnetic Release TMD, Frame size CVS 250B, Ics=Icu=25kA@415V AC
9980 | 200A FP 25kA CVS MCCB with O/C,S/C protection, Thermal-Magnetic Release TMD, Frame size CVS 250B, Ics=Icu=25kA@415V AC | MCCB | LV_Switchgear | LV525312 | SCHNEIDER | 200A | 25kA | Nos. | None | Inventory | 200A FP 25kA CVS MCCB with O/C,S/C protection, Thermal-Magnetic Release TMD, Frame size CVS 250B, Ics=Icu=25kA@415V AC
9981 | 250A FP 25kA CVS MCCB with O/C,S/C protection, Thermal-Magnetic Release TMD, Frame size CVS 250B, Ics=Icu=25kA@415V AC | MCCB | LV_Switchgear | LV525313 | SCHNEIDER | 250A | 25kA | Nos. | None | Inventory | 250A FP 25kA CVS MCCB with O/C,S/C protection, Thermal-Magnetic Release TMD, Frame size CVS 250B, Ics=Icu=25kA@415V AC
9982 | 200A TP 36kA CVS MCCB with O/C,S/C protection, Thermal-Magnetic Release TMD, Frame size CVS 250F, Ics=Icu=36kA@415V AC | MCCB | LV_Switchgear | LV525332 | SCHNEIDER | 200A | 36kA | Nos. | None | Inventory | 200A TP 36kA CVS MCCB with O/C,S/C protection, Thermal-Magnetic Release TMD, Frame size CVS 250F, Ics=Icu=36kA@415V AC
9983 | 250A TP 36kA CVS MCCB with O/C,S/C protection, Thermal-Magnetic Release TMD, Frame size CVS 250F, Ics=Icu=36kA@415V AC | MCCB | LV_Switchgear | LV525333 | SCHNEIDER | 250A | 36kA | Nos. | None | Inventory | 250A TP 36kA CVS MCCB with O/C,S/C protection, Thermal-Magnetic Release TMD, Frame size CVS 250F, Ics=Icu=36kA@415V AC
9984 | 200A FP 36kA CVS MCCB with O/C,S/C protection, Thermal-Magnetic Release TMD, Frame size CVS 250F, Ics=Icu=36kA@415V AC | MCCB | LV_Switchgear | LV525342 | SCHNEIDER | 200A | 36kA | Nos. | None | Inventory | 200A FP 36kA CVS MCCB with O/C,S/C protection, Thermal-Magnetic Release TMD, Frame size CVS 250F, Ics=Icu=36kA@415V AC
9985 | 250A FP 36kA CVS MCCB with O/C,S/C protection, Thermal-Magnetic Release TMD, Frame size CVS 250F, Ics=Icu=36kA@415V AC | MCCB | LV_Switchgear | LV525343 | SCHNEIDER | 250A | 36kA | Nos. | None | Inventory | 250A FP 36kA CVS MCCB with O/C,S/C protection, Thermal-Magnetic Release TMD, Frame size CVS 250F, Ics=Icu=36kA@415V AC
9986 | 250A TP CVS MCCB Switch Disconnector, Frame size 2 | Switch Disconnector | LV_Switchgear | LV525425 | SCHNEIDER | 250A | MCCB Switch Disconnector | Nos. | None | Inventory | 250A TP CVS MCCB Switch Disconnector, Frame size 2
9987 | 250A FP CVS MCCB Switch Disconnector, Frame size 2 | Switch Disconnector | LV_Switchgear | LV525426 | SCHNEIDER | 250A | MCCB Switch Disconnector | Nos. | None | Inventory | 250A FP CVS MCCB Switch Disconnector, Frame size 2
9988 | 220A TP 50kA CVS MCCB with S/C protection, Magnetic Release MA, Frame size CVS 250N, Ics=Icu=50kA@415V AC | MCCB | LV_Switchgear | LV525442 | SCHNEIDER | 220A | 50kA | Nos. | None | Inventory | 220A TP 50kA CVS MCCB with S/C protection, Magnetic Release MA, Frame size CVS 250N, Ics=Icu=50kA@415V AC
9989 | 320A TP 36kA CVS MCCB with O/C,S/C protection, Thermal-Magnetic Release TMD, Frame size CVS 400F, Ics=Icu=36kA@415V AC | MCCB | LV_Switchgear | LV540305 | SCHNEIDER | 320A | 36kA | Nos. | None | Inventory | 320A TP 36kA CVS MCCB with O/C,S/C protection, Thermal-Magnetic Release TMD, Frame size CVS 400F, Ics=Icu=36kA@415V AC
9990 | 400A TP 36kA CVS MCCB with O/C,S/C protection, Thermal-Magnetic Release TMD, Frame size CVS 400F, Ics=Icu=36kA@415V AC | MCCB | LV_Switchgear | LV540306 | SCHNEIDER | 400A | 36kA | Nos. | None | Inventory | 400A TP 36kA CVS MCCB with O/C,S/C protection, Thermal-Magnetic Release TMD, Frame size CVS 400F, Ics=Icu=36kA@415V AC
9991 | 320A FP 36kA CVS MCCB with O/C,S/C protection, Thermal-Magnetic Release TMD, Frame size CVS 400F, Ics=Icu=36kA@415V AC | MCCB | LV_Switchgear | LV540308 | SCHNEIDER | 320A | 36kA | Nos. | None | Inventory | 320A FP 36kA CVS MCCB with O/C,S/C protection, Thermal-Magnetic Release TMD, Frame size CVS 400F, Ics=Icu=36kA@415V AC
9992 | 400A FP 36kA CVS MCCB with O/C,S/C protection, Thermal-Magnetic Release TMD, Frame size 2, Ics=Icu=36kA@415V AC | MCCB | LV_Switchgear | LV540309 | SCHNEIDER | 400A | 36kA | Nos. |  | Inventory | 400A FP 36kA CVS MCCB with O/C,S/C protection, Thermal-Magnetic Release TMD, Frame size 2, Ics=Icu=36kA@415V AC
9993 | 320A TP 50kA CVS MCCB with O/C,S/C protection, Thermal-Magnetic Release TMD, Frame size CVS 400N, Ics=Icu=50kA@415V AC | MCCB | LV_Switchgear | LV540315 | SCHNEIDER | 320A | 50kA | Nos. | None | Inventory | 320A TP 50kA CVS MCCB with O/C,S/C protection, Thermal-Magnetic Release TMD, Frame size CVS 400N, Ics=Icu=50kA@415V AC
9994 | 400A TP 50kA CVS MCCB with O/C,S/C protection, Thermal-Magnetic Release TMD, Frame size CVS 400N, Ics=Icu=50kA@415V AC | MCCB | LV_Switchgear | LV540316 | SCHNEIDER | 400A | 50kA | Nos. | None | Inventory | 400A TP 50kA CVS MCCB with O/C,S/C protection, Thermal-Magnetic Release TMD, Frame size CVS 400N, Ics=Icu=50kA@415V AC
9995 | 320A FP 50kA CVS MCCB with O/C,S/C protection, Thermal-Magnetic Release TMD, Frame size CVS 400N, Ics=Icu=50kA@415V AC | MCCB | LV_Switchgear | LV540318 | SCHNEIDER | 320A | 50kA | Nos. | None | Inventory | 320A FP 50kA CVS MCCB with O/C,S/C protection, Thermal-Magnetic Release TMD, Frame size CVS 400N, Ics=Icu=50kA@415V AC
9996 | 400A FP 50kA CVS MCCB with O/C,S/C protection, Thermal-Magnetic Release TMD, Frame size CVS 400N, Ics=Icu=50kA@415V AC | MCCB | LV_Switchgear | LV540319 | SCHNEIDER | 400A | 50kA | Nos. | None | Inventory | 400A FP 50kA CVS MCCB with O/C,S/C protection, Thermal-Magnetic Release TMD, Frame size CVS 400N, Ics=Icu=50kA@415V AC
9997 | 400A TP CVS MCCB Switch Disconnector, Frame size 2 | Switch Disconnector | LV_Switchgear | LV540400 | SCHNEIDER | 400A | MCCB Switch Disconnector | Nos. | None | Inventory | 400A TP CVS MCCB Switch Disconnector, Frame size 2
9998 | 400A FP CVS MCCB Switch Disconnector, Frame size 2 | Switch Disconnector | LV_Switchgear | LV540401 | SCHNEIDER | 400A | MCCB Switch Disconnector | Nos. | None | Inventory | 400A FP CVS MCCB Switch Disconnector, Frame size 2
9999 | 320A TP 50kA CVS MCCB with S/C protection, Magnetic Release MA, Frame size CVS 400N, Ics=Icu=50kA@415V AC | MCCB | LV_Switchgear | LV540552 | SCHNEIDER | 320A | 50kA | Nos. | None | Inventory | 320A TP 50kA CVS MCCB with S/C protection, Magnetic Release MA, Frame size CVS 400N, Ics=Icu=50kA@415V AC
10000 | 500A TP 36kA CVS MCCB with O/C,S/C protection, Thermal-Magnetic Release TMD, Frame size CVS 630F, Ics=Icu=36kA@415V AC | MCCB | LV_Switchgear | LV563305 | SCHNEIDER | 500A | 36kA | Nos. | None | Inventory | 500A TP 36kA CVS MCCB with O/C,S/C protection, Thermal-Magnetic Release TMD, Frame size CVS 630F, Ics=Icu=36kA@415V AC
10001 | 630A TP 36kA CVS MCCB with O/C,S/C protection, Thermal-Magnetic Release TMD, Frame size CVS 630F, Ics=Icu=36kA@415V AC | MCCB | LV_Switchgear | LV563306 | SCHNEIDER | 630A | 36kA | Nos. | None | Inventory | 630A TP 36kA CVS MCCB with O/C,S/C protection, Thermal-Magnetic Release TMD, Frame size CVS 630F, Ics=Icu=36kA@415V AC
10002 | 500A FP 36kA CVS MCCB with O/C,S/C protection, Thermal-Magnetic Release TMD, Frame size CVS 630F, Ics=Icu=36kA@415V AC | MCCB | LV_Switchgear | LV563308 | SCHNEIDER | 500A | 36kA | Nos. | None | Inventory | 500A FP 36kA CVS MCCB with O/C,S/C protection, Thermal-Magnetic Release TMD, Frame size CVS 630F, Ics=Icu=36kA@415V AC
10003 | 630A FP 36kA CVS MCCB with O/C,S/C protection, Thermal-Magnetic Release TMD, Frame size CVS 630F, Ics=Icu=36kA@415V AC | MCCB | LV_Switchgear | LV563309 | SCHNEIDER | 630A | 36kA | Nos. | None | Inventory | 630A FP 36kA CVS MCCB with O/C,S/C protection, Thermal-Magnetic Release TMD, Frame size CVS 630F, Ics=Icu=36kA@415V AC
10004 | 500A TP 50kA CVS MCCB with O/C,S/C protection, Thermal-Magnetic Release TMD, Frame size CVS 630N, Ics=Icu=50kA@415V AC | MCCB | LV_Switchgear | LV563315 | SCHNEIDER | 500A | 50kA | Nos. | None | Inventory | 500A TP 50kA CVS MCCB with O/C,S/C protection, Thermal-Magnetic Release TMD, Frame size CVS 630N, Ics=Icu=50kA@415V AC
10005 | 630A TP 50kA CVS MCCB with O/C,S/C protection, Thermal-Magnetic Release TMD, Frame size CVS 630N, Ics=Icu=50kA@415V AC | MCCB | LV_Switchgear | LV563316 | SCHNEIDER | 630A | 50kA | Nos. | None | Inventory | 630A TP 50kA CVS MCCB with O/C,S/C protection, Thermal-Magnetic Release TMD, Frame size CVS 630N, Ics=Icu=50kA@415V AC
10006 | 500A FP 50kA CVS MCCB with O/C,S/C protection, Thermal-Magnetic Release TMD, Frame size CVS 630N, Ics=Icu=50kA@415V AC | MCCB | LV_Switchgear | LV563318 | SCHNEIDER | 500A | 50kA | Nos. | None | Inventory | 500A FP 50kA CVS MCCB with O/C,S/C protection, Thermal-Magnetic Release TMD, Frame size CVS 630N, Ics=Icu=50kA@415V AC
10007 | 630A FP 50kA CVS MCCB with O/C,S/C protection, Thermal-Magnetic Release TMD, Frame size CVS 630N, Ics=Icu=50kA@415V AC | MCCB | LV_Switchgear | LV563319 | SCHNEIDER | 630A | 50kA | Nos. | None | Inventory | 630A FP 50kA CVS MCCB with O/C,S/C protection, Thermal-Magnetic Release TMD, Frame size CVS 630N, Ics=Icu=50kA@415V AC
10008 | 630A TP CVS MCCB Switch Disconnector, Frame size 2 | Switch Disconnector | LV_Switchgear | LV563400 | SCHNEIDER | 630A | MCCB Switch Disconnector | Nos. | None | Inventory | 630A TP CVS MCCB Switch Disconnector, Frame size 2
10009 | 630A FP CVS MCCB Switch Disconnector, Frame size 2 | Switch Disconnector | LV_Switchgear | LV563401 | SCHNEIDER | 630A | MCCB Switch Disconnector | Nos. | None | Inventory | 630A FP CVS MCCB Switch Disconnector, Frame size 2
10010 | 630A FP 50kA CVS MCCB with O/C,S/C protection, Microprocessor based Release ETS2.3, Frame size 2, Ics=Icu=50kA@415V AC | MCCB | LV_Switchgear | LV563511 | SCHNEIDER | 630A | 50kA | Nos. |  | Inventory | 630A FP 50kA CVS MCCB with O/C,S/C protection, Microprocessor based Release ETS2.3, Frame size 2, Ics=Icu=50kA@415V AC
10011 | 500A TP 50kA CVS MCCB with S/C protection, Magnetic Release MA, Frame size CVS 630N, Ics=Icu=50kA@415V AC | MCCB | LV_Switchgear | LV563552 | SCHNEIDER | 500A | 50kA | Nos. | None | Inventory | 500A TP 50kA CVS MCCB with S/C protection, Magnetic Release MA, Frame size CVS 630N, Ics=Icu=50kA@415V AC
10012 | 630A FP 50kA CVS MCCB with O/C,S/C,E/F protection, Microprocessor based Release ETS 6, Frame size 2, Ics=Icu=50kA@415V AC | MCCB | LV_Switchgear | LV563650 | SCHNEIDER | 630A | 50kA | Nos. | None | Inventory | 630A FP 50kA CVS MCCB with O/C,S/C,E/F protection, Microprocessor based Release ETS 6, Frame size 2, Ics=Icu=50kA@415V AC
10013 | Auxiliary contact 1C/O OF / SD for CVS MCCB, Frame size CVS-800A | MCCB Accessories | LV_Switchgear | LV580075 | SCHNEIDER | 0 | Aux./Trip Contact | Nos. |  | Inventory | Auxiliary contact 1C/O OF / SD for CVS MCCB, Frame size CVS-800A
10014 | Extended rotary handle black in colour for CVS MCCB, Frame size CVS800A | MCCB Accessories | LV_Switchgear | LV580081 | SCHNEIDER | 0 | Rotary Handle | Nos. |  | Inventory | Extended rotary handle black in colour for CVS MCCB, Frame size CVS800A
3512 | MCB 2POLE,32A AC | MCB | SWITCHGEAR | 408636 | LEGRAND | 32 | NA | Nos |  | Inventory | 2POLE,32A AC Make : LEGRAND
10016 | WOODEN BOX LOCAL- 106X43X120 | PACKING MATERIAL | PACKING | LW-BOX-106X43X120 | REPUTED | _ | NA | Nos |  | Inventory | WOODEN BOX LOCAL- 106X43X120
10017 | WOODEN BOX LOCAL- 106X47X122 | PACKING MATERIAL | PACKING | LW-BOX-106X47X122 | REPUTED | _ | NA | Nos |  | Inventory | WOODEN BOX LOCAL- 106X47X122
10018 | WOODEN BOX LOCAL- 106X55X113 | PACKING MATERIAL | PACKING | LW-BOX-106X55X113 | REPUTED | _ | NA | Nos |  | Inventory | WOODEN BOX LOCAL- 106X55X113
10019 | WOODEN BOX LOCAL- 106X57X123 | PACKING MATERIAL | PACKING | LW-BOX-106X57X123 | REPUTED | _ | NA | Nos |  | Inventory | WOODEN BOX LOCAL- 106X57X123
10020 | WOODEN BOX LOCAL-110X43X122 | PACKING MATERIAL | PACKING | LW-BOX-110X43X122 | REPUTED | _ | NA | Nos |  | Inventory | WOODEN BOX LOCAL-110X43X122
10021 | WOODEN BOX LOCAL-110X43X97 | PACKING MATERIAL | PACKING | LW-BOX-110X43X97 | REPUTED | _ | NA | Nos |  | Inventory | WOODEN BOX LOCAL-110X43X97
10022 | WOODEN BOX LOCAL-110X47X103 | PACKING MATERIAL | PACKING | LW-BOX-110X47X103 | REPUTED | - | - | Nos |  | - | WOODEN BOX LOCAL-110X47X103
10023 | WOODEN BOX LOCAL110X47X104 | PACKING MATERIAL | PACKING | LW-BOX-110X47X104 | REPUTED | - | - | Nos |  | - | WOODEN BOX LOCAL110X47X104
10024 | WOODEN BOX LOCAL110X47X105 | PACKING MATERIAL | PACKING | LW-BOX-110X47X105 | REPUTED | - | - | Nos |  | - | WOODEN BOX LOCAL110X47X105
10025 | WOODEN BOX LOCAL- 110X47X122 | PACKING MATERIAL | PACKING | LW-BOX-110X47X122 | REPUTED | _ | NA | Nos |  | Inventory | WOODEN BOX LOCAL- 110X47X122
10026 | WOODEN BOX LOCAL- 110X47X125 | PACKING MATERIAL | PACKING | LW-BOX-110X47X125 | REPUTED | _ | NA | Nos |  | Inventory | WOODEN BOX LOCAL- 110X47X125
10027 | WOODEN BOX LOCAL 110X47X94 | PACKING MATERIAL | PACKING | LW-BOX-110X47X94 | REPUTED | _ | NA | Nos |  | Inventory | WOODEN BOX LOCAL 110X47X94
10028 | WOODEN BOX LOCAL-110X47X97 | PACKING MATERIAL | PACKING | LW-BOX-110X47X97 | REPUTED | _ | NA | Nos |  | Inventory | WOODEN BOX LOCAL-110X47X97
10029 | WOODEN BOX LOCAL 110X47X98 | PACKING MATERIAL | PACKING | LW-BOX-110X47X98 | REPUTED | _ | NA | Nos |  | Inventory | WOODEN BOX LOCAL 110X47X98
10030 | WOODEN BOX LOCAL 110X50X93 | PACKING MATERIAL | PACKING | LW-BOX-110X50X93 | REPUTED | _ | NA | Nos |  | Inventory | WOODEN BOX LOCAL 110X50X93
10031 | WOODEN BOX LOCAL- 110X63X110 | PACKING MATERIAL | PACKING | LW-BOX-110X63X110 | REPUTED | _ | NA | Nos |  | Inventory | WOODEN BOX LOCAL- 110X63X110
10032 | WOODEN BOX LOCAL-114X45X106 | PACKING MATERIAL | PACKING | LW-BOX-114X45X106 | REPUTED | - | - | Nos |  | - | WOODEN BOX LOCAL-114X45X106
10033 | WOODEN BOX LOCAL- 114X45X96 | PACKING MATERIAL | PACKING | LW-BOX-114X45X96 | REPUTED | _ | NA | Nos |  | Inventory | WOODEN BOX LOCAL- 114X45X96
10034 | WOODEN BOX LOCAL- 114X47X122 | PACKING MATERIAL | PACKING | LW-BOX-114X47X122 | REPUTED | _ | NA | Nos |  | Inventory | WOODEN BOX LOCAL- 114X47X122
10035 | WOODEN BOX LOCAL-118X37X94 | PACKING MATERIAL | PACKING | LW-BOX-118X37X94 | REPUTED | _ | NA | Nos |  | Inventory | WOODEN BOX LOCAL-118X37X94
10036 | WOODEN BOX LOCAL-118X43X110 | PACKING MATERIAL | PACKING | LW-BOX-118X43X110 | REPUTED | _ | NA | Nos |  | Inventory | WOODEN BOX LOCAL-118X43X110
10037 | WOODEN BOX LOCAL-118X47X110 | PACKING MATERIAL | PACKING | LW-BOX-118X47X110 | REPUTED | _ | NA | Nos |  | Inventory | WOODEN BOX LOCAL-118X47X110
10038 | WOODEN BOX LOCAL-118X47X122 | PACKING MATERIAL | PACKING | LW-BOX-118X47X122 | REPUTED | _ | NA | Nos |  | Inventory | WOODEN BOX LOCAL-118X47X122
10039 | WOODEN BOX LOCAL-118X47X97 | PACKING MATERIAL | PACKING | LW-BOX-118X47X97 | REPUTED | _ | NA | Nos |  | Inventory | WOODEN BOX LOCAL-118X47X97
10040 | WOODEN BOX LOCAL- 130X43X122 | PACKING MATERIAL | PACKING | LW-BOX-130X43X122 | REPUTED | _ | NA | Nos |  | Inventory | WOODEN BOX LOCAL- 130X43X122
10041 | WOODEN BOX LOCAL- 130X47X104 | PACKING MATERIAL | PACKING | LW-BOX-130X47X104 | REPUTED | _ | NA | Nos |  | Inventory | WOODEN BOX LOCAL- 130X47X104
10042 | WOODEN BOX LOCAL- 130X47X122 | PACKING MATERIAL | PACKING | LW-BOX-130X47X122 | REPUTED | _ | NA | Nos |  | Inventory | WOODEN BOX LOCAL- 130X47X122
10043 | WOODEN BOX LOCAL- 130X47X125 | PACKING MATERIAL | PACKING | LW-BOX-130X47X125 | REPUTED | _ | NA | Nos |  | Inventory | WOODEN BOX LOCAL- 130X47X125
10044 | WOODEN BOX LOCAL- 130X51X94 | PACKING MATERIAL | PACKING | LW-BOX-130X51X94 | REPUTED | _ | NA | Nos |  | Inventory | WOODEN BOX LOCAL- 130X51X94
10045 | WOODEN BOX LOCAL-169X47X122 | PACKING MATERIAL | PACKING | LW-BOX-169X47X122 | REPUTED | _ | NA | Nos |  | Inventory | WOODEN BOX LOCAL-169X47X122
10046 | LOCAL WOODEN BOX --16X28X24 | PACKING MATERIAL | PACKING | LW-BOX-16X28X24 | REPUTED | _ | NA | Nos |  | Inventory | LOCAL WOODEN BOX --16X28X24
10047 | WOODEN BOX LOCAL-21X32X14 - FOR 11KV 3 CTS | PACKING MATERIAL | PACKING | LW-BOX-21X32X14 | REPUTED | _ | NA | Nos |  | Inventory | WOODEN BOX LOCAL-21X32X14 - FOR 11KV 3 CTS
10048 | WOODEN BOX LOCAL-21X40X20-BOX FOR KIOSK | PACKING MATERIAL | PACKING | LW-BOX-21X40X20 | REPUTED | _ | NA | Nos |  | Inventory | WOODEN BOX LOCAL-21X40X20-BOX FOR KIOSK
10049 | WOODEN BOX LOCAL-22X22X18 | PACKING MATERIAL | PACKING | LW-BOX-22X22X18 | REPUTED | _ | NA | Nos |  | Inventory | WOODEN BOX LOCAL-22X22X18
10050 | WOODEN BOX LOCAL-22X27X20 | PACKING MATERIAL | PACKING | LW-BOX-22X27X20 | REPUTED | _ | NA | Nos |  | Inventory | WOODEN BOX LOCAL-22X27X20
10051 | WOODEN BOX LOCAL-22X40X33 | PACKING MATERIAL | PACKING | LW-BOX-22X40X33 | REPUTED | _ | NA | Nos |  | Inventory | WOODEN BOX LOCAL-22X40X33
10052 | WOODEN BOX LOCAL-23X23X13 | PACKING MATERIAL | PACKING | LW-BOX-23X23X13 | REPUTED | _ | NA | Nos |  | Inventory | WOODEN BOX LOCAL-23X23X13
10053 | WOODEN BOX LOCAL-24X43X53 | PACKING MATERIAL | PACKING | LW-BOX-24X43X53 | REPUTED | _ | NA | Nos |  | Inventory | WOODEN BOX LOCAL-24X43X53
10054 | WOODEN BOX LOCAL-25X19X19 | PACKING MATERIAL | PACKING | LW-BOX-25X19X19 | REPUTED | _ | NA | Nos |  | Inventory | WOODEN BOX LOCAL-25X19X19
10055 | WOODEN BOX LOCAL-25X31X28-BOX FOR 11KV 1250A CB LOCAL PACKING | PACKING MATERIAL | PACKING | LW-BOX-25X31X28-12.12.25 | REPUTED | _ | NA | Nos |  | Inventory | WOODEN BOX LOCAL-25X31X28-BOX FOR 11KV 1250A CB LOCAL PACKING
10056 | WOODEN BOX LOCAL-26X48X24 | PACKING MATERIAL | PACKING | LW-BOX-26X48X24 | REPUTED | _ | NA | Nos |  | Inventory | WOODEN BOX LOCAL-26X48X24
10057 | WOODEN BOX LOCAL-27X33X27 | PACKING MATERIAL | PACKING | LW-BOX-27X33X27 | REPUTED | _ | NA | Nos |  | Inventory | WOODEN BOX LOCAL-27X33X27
10058 | WOODEN BOX LOCAL-27X34X20 | PACKING MATERIAL | PACKING | LW-BOX-27X34X20 | REPUTED | _ | NA | Nos |  | Inventory | WOODEN BOX LOCAL-27X34X20
10059 | WOODEN BOX LOCAL-27X36X28 | PACKING MATERIAL | PACKING | LW-BOX-27X36X28 | REPUTED | _ | NA | Nos |  | Inventory | WOODEN BOX LOCAL-27X36X28
10060 | WOODEN BOX LOCAL-28X43X31 | PACKING MATERIAL | PACKING | LW-BOX-28X43X31 | REPUTED | _ | NA | Nos |  | Inventory | WOODEN BOX LOCAL-28X43X31
10061 | WOODEN BOX LOCAL-28WX47DX41H - FOR 11KV 26KA VCB+ MODULE | PACKING MATERIAL | PACKING | LW-BOX-28X47X41 | REPUTED | _ | NA | Nos |  | Inventory | WOODEN BOX LOCAL-28WX47DX41H - FOR 11KV 26KA VCB+ MODULE
10062 | WOODEN BOX LOCAL 30X16X14 | PACKING MATERIAL | PACKING | LW-BOX-30X16X14 | REPUTED | _ | NA | Nos |  | Inventory | WOODEN BOX LOCAL 30X16X14
10063 | WOODEN BOX LOCAL 30X30X34 | PACKING MATERIAL | PACKING | LW-BOX-30X30X34 | REPUTED | _ | NA | Nos |  | Inventory | WOODEN BOX LOCAL 30X30X34
10064 | WOODEN BOX LOCAL 30X30X77 | PACKING MATERIAL | PACKING | LW-BOX-30X30X77 | REPUTED | _ | NA | Nos |  | Inventory | WOODEN BOX LOCAL 30X30X77
10065 | WOODEN BOX LOCAL-31X18X30 | PACKING MATERIAL | PACKING | LW-BOX-31X18X30 | REPUTED | _ | NA | Nos |  | Inventory | WOODEN BOX LOCAL-31X18X30
10066 | WOODEN BOX LOCAL-31X31X23 | PACKING MATERIAL | PACKING | LW-BOX-31X31X23 | REPUTED | _ | NA | Nos |  | Inventory | WOODEN BOX LOCAL-31X31X23
10067 | WOODEN BOX LOCAL-31X31X31 | PACKING MATERIAL | PACKING | LW-BOX-31X31X31 | REPUTED | _ | NA | Nos |  | Inventory | WOODEN BOX LOCAL-31X31X31
10068 | WOODEN BOX LOCAL-31X35X54 | PACKING MATERIAL | PACKING | LW-BOX-31X35X54 | REPUTED | _ | NA | Nos |  | Inventory | WOODEN BOX LOCAL-31X35X54
10069 | WOODEN BOX LOCAL-31X48X44 | PACKING MATERIAL | PACKING | LW-BOX-31X48X44 | REPUTED | _ | NA | Nos |  | Inventory | WOODEN BOX LOCAL-31X48X44
10070 | WOODEN BOX LOCAL-32X39X47 | PACKING MATERIAL | PACKING | LW-BOX-32X39X47 | REPUTED | _ | NA | Nos |  | Inventory | WOODEN BOX LOCAL-32X39X47
10071 | WOODEN BOX LOCAL-32X40X37 | PACKING MATERIAL | PACKING | LW-BOX-32X40X37 | REPUTED | _ | NA | Nos |  | Inventory | WOODEN BOX LOCAL-32X40X37
10072 | WOODEN BOX LOCAL-32X40X47 | PACKING MATERIAL | PACKING | LW-BOX-32X40X47 | REPUTED | _ | NA | Nos |  | Inventory | WOODEN BOX LOCAL-32X40X47
10073 | LOCAL WOODEN BOX --32X48X26 | PACKING MATERIAL | PACKING | LW-BOX-32X48X26 | REPUTED | _ | NA | Nos |  | Inventory | LOCAL WOODEN BOX --32X48X26
10074 | WOODEN BOX LOCAL-34X42X47 | PACKING MATERIAL | PACKING | LW-BOX-34X42X47 | REPUTED | _ | NA | Nos |  | Inventory | WOODEN BOX LOCAL-34X42X47
10075 | WOODEN BOX LOCAL-35X27x18 | PACKING MATERIAL | PACKING | LW-BOX-35X27X18 | REPUTED | _ | NA | Nos |  | Inventory | WOODEN BOX LOCAL-35X27x18
10076 | WOODEN BOX LOCAL-35X35X20 | PACKING MATERIAL | PACKING | LW-BOX-35X35X20 | REPUTED | _ | NA | Nos |  | Inventory | WOODEN BOX LOCAL-35X35X20
10077 | WOODEN BOX LOCAL-35X35X28 | PACKING MATERIAL | PACKING | LW-BOX-35X35X28 | REPUTED | _ | NA | Nos |  | Inventory | WOODEN BOX LOCAL-35X35X28
10078 | WOODEN BOX LOCAL-35X35X36 | PACKING MATERIAL | PACKING | LW-BOX-35X35X36 | REPUTED | _ | NA | Nos |  | Inventory | WOODEN BOX LOCAL-35X35X36
10079 | WOODEN BOX LOCAL-35X3737 | PACKING MATERIAL | PACKING | LW-BOX-35X37X37 | REPUTED | _ | NA | Nos |  | Inventory | WOODEN BOX LOCAL-35X3737
10080 | WOODEN BOX LOCAL-35X39X20 | PACKING MATERIAL | PACKING | LW-BOX-35X39X20 | REPUTED | _ | NA | Nos |  | Inventory | WOODEN BOX LOCAL-35X39X20
10081 | WOODEN BOX LOCAL-35X39X25 | PACKING MATERIAL | PACKING | LW-BOX-35X39X25 | REPUTED | _ | NA | Nos |  | Inventory | WOODEN BOX LOCAL-35X39X25
10082 | WOODEN BOX LOCAL-35X39X42 - FOR 33KV SPARE VCB PACKING | PACKING MATERIAL | PACKING | LW-BOX-35X39X42-33KV-VCB | REPUTED | _ | NA | Nos |  | Inventory | WOODEN BOX LOCAL-35X39X42 - FOR 33KV SPARE VCB PACKING
10083 | WOODEN BOX LOCAL-35X40x18 | PACKING MATERIAL | PACKING | LW-BOX-35X40X18 | REPUTED | _ | NA | Nos |  | Inventory | WOODEN BOX LOCAL-35X40x18
10084 | WOODEN BOX LOCAL-35X40x20 -FOR -33KV 3NOS OF CTS | PACKING MATERIAL | PACKING | LW-BOX-35X40X20-33KV-CTS | REPUTED | _ | NA | Nos |  | Inventory | WOODEN BOX LOCAL-35X40x20 -FOR -33KV 3NOS OF CTS
10085 | WOODEN BOX LOCAL-35X40x43 | PACKING MATERIAL | PACKING | LW-BOX-35X40X43 | REPUTED | _ | NA | Nos |  | Inventory | WOODEN BOX LOCAL-35X40x43
10086 | WOODEN BOX LOCAL-35X45X21 | PACKING MATERIAL | PACKING | LW-BOX-35X45X21 | REPUTED | _ | NA | Nos |  | Inventory | WOODEN BOX LOCAL-35X45X21
10087 | WOODEN BOX LOCA-35X45X41 | PACKING MATERIAL | PACKING | LW-BOX-35X45X41 | REPUTED | _ | NA | Nos |  | Inventory | WOODEN BOX LOCA-35X45X41
10088 | WOODEN BOX LOCAL-35X45X45 | PACKING MATERIAL | PACKING | LW-BOX-35X45X45 | REPUTED | _ | NA | Nos |  | Inventory | WOODEN BOX LOCAL-35X45X45
10089 | WOODEN BOX LOCAL-36X33X21 | PACKING MATERIAL | PACKING | LW-BOX-36X33X21 | REPUTED | _ | NA | Nos |  | Inventory | WOODEN BOX LOCAL-36X33X21
10090 | WOODEN BOX LOCAL-36X34X32 | PACKING MATERIAL | PACKING | LW-BOX-36X34X32 | REPUTED | _ | NA | Nos |  | Inventory | WOODEN BOX LOCAL-36X34X32
10091 | WOODEN BOX LOCAL-36X45X40 | PACKING MATERIAL | PACKING | LW-BOX-36X45X40 | REPUTED | _ | NA | Nos |  | Inventory | WOODEN BOX LOCAL-36X45X40
10092 | WOODEN BOX LOCAL-37X23X19 | PACKING MATERIAL | PACKING | LW-BOX-37X23X19 | REPUTED | _ | NA | Nos |  | Inventory | WOODEN BOX LOCAL-37X23X19
10093 | WOODEN BOX LOCAL-37X25X12 | PACKING MATERIAL | PACKING | LW-BOX-37X25X12 | REPUTED | _ | NA | Nos |  | Inventory | WOODEN BOX LOCAL-37X25X12
10094 | WOODEN BOX LOCAL-37X47X21 | PACKING MATERIAL | PACKING | LW-BOX-37X47X21 | REPUTED | _ | NA | Nos |  | Inventory | WOODEN BOX LOCAL-37X47X21
10095 | WOODEN BOX LOCAL-37X50X22 | PACKING MATERIAL | PACKING | LW-BOX-37X50X22 | REPUTED | _ | NA | Nos |  | Inventory | WOODEN BOX LOCAL-37X50X22
10096 | WOODEN BOX LOCAL 38X24X13 | PACKING MATERIAL | PACKING | LW-BOX-38X24X13 | REPUTED | _ | NA | Nos |  | Inventory | WOODEN BOX LOCAL 38X24X13
10097 | WOODEN BOX LOCAL 39X31X75 | PACKING MATERIAL | PACKING | LW-BOX-39X31X75 | REPUTED | _ | NA | Nos |  | Inventory | WOODEN BOX LOCAL 39X31X75
10098 | WOODEN BOX LOCAL 39X35X20 | PACKING MATERIAL | PACKING | LW-BOX-39X35X20 | REPUTED | _ | NA | Nos |  | Inventory | WOODEN BOX LOCAL 39X35X20
10099 | WOODEN BOX LOCAL 39X39X85 | PACKING MATERIAL | PACKING | LW-BOX-39X39X85 | REPUTED | _ | NA | Nos |  | Inventory | WOODEN BOX LOCAL 39X39X85
10100 | WOODEN BOX LOCAL 39X39X91 | PACKING MATERIAL | PACKING | LW-BOX-39X39X91 | REPUTED | _ | NA | Nos |  | Inventory | WOODEN BOX LOCAL 39X39X91
10101 | WOODEN BOX LOCA-39X42X20 | PACKING MATERIAL | PACKING | LW-BOX-39X42X20 | REPUTED | _ | NA | Nos |  | Inventory | WOODEN BOX LOCA-39X42X20
10102 | WOODEN BOX LOCAL-40X35X22 | PACKING MATERIAL | PACKING | LW-BOX-40X35X22 | REPUTED | _ | NA | Nos |  | Inventory | WOODEN BOX LOCAL-40X35X22
10103 | WOODEN BOX LOCAL- 40X37X46 | PACKING MATERIAL | PACKING | LW-BOX-40X37X46 | REPUTED | _ | NA | Nos |  | Inventory | WOODEN BOX LOCAL- 40X37X46
10104 | WOODEN BOX LOCAL-41X23X77 | PACKING MATERIAL | PACKING | LW-BOX-41X23X77 | REPUTED | _ | NA | Nos |  | Inventory | WOODEN BOX LOCAL-41X23X77
10105 | WOODEN BOX LOCAL-41X38X14 | PACKING MATERIAL | PACKING | LW-BOX-41X38X14 | REPUTED | _ | NA | Nos |  | Inventory | WOODEN BOX LOCAL-41X38X14
10106 | WOODEN BOX LOCA-41X50X20 | PACKING MATERIAL | PACKING | LW-BOX-41X50X20 | REPUTED | _ | NA | Nos |  | Inventory | WOODEN BOX LOCA-41X50X20
10107 | WOODEN BOX LOCAL 42X28X85 | PACKING MATERIAL | PACKING | LW-BOX-42X28X85 | REPUTED | - | - | Nos |  | - | WOODEN BOX LOCAL 42X28X85
10108 | WOODEN BOX LOCA-42X42X28 | PACKING MATERIAL | PACKING | LW-BOX-42X42X28 | REPUTED | _ | NA | Nos |  | Inventory | WOODEN BOX LOCA-42X42X28
10109 | WOODEN BOX LOCAL- 43X28X32 | PACKING MATERIAL | PACKING | LW-BOX-43X28X32 | REPUTED | _ | NA | Nos |  | Inventory | WOODEN BOX LOCAL- 43X28X32
10110 | WOODEN BOX LOCAL- 43X39X87 | PACKING MATERIAL | PACKING | LW-BOX-43X39X87 | REPUTED | _ | NA | Nos |  | Inventory | WOODEN BOX LOCAL- 43X39X87
10111 | WOODEN BOX LOCAL 43X39X91 | PACKING MATERIAL | PACKING | LW-BOX-43X39X91 | REPUTED | _ | NA | Nos |  | Inventory | WOODEN BOX LOCAL 43X39X91
10112 | WOODEN BOX LOCAL-45X36X36 | PACKING MATERIAL | PACKING | LW-BOX-45X36X36 | REPUTED | _ | NA | Nos |  | Inventory | WOODEN BOX LOCAL-45X36X36
10113 | WOODEN BOX LOCAL-45X45X31 | PACKING MATERIAL | PACKING | LW-BOX-45X45X31 | REPUTED | _ | NA | Nos |  | Inventory | WOODEN BOX LOCAL-45X45X31
10114 | WOODEN BOX LOCAL-45X45X45 | PACKING MATERIAL | PACKING | LW-BOX-45X45X45 | REPUTED | _ | NA | Nos |  | Inventory | WOODEN BOX LOCAL-45X45X45
10115 | WOODEN BOX LOCAL-46X24X18 | PACKING MATERIAL | PACKING | LW-BOX-46X24X18 | REPUTED | _ | NA | Nos |  | Inventory | WOODEN BOX LOCAL-46X24X18
10116 | WOODEN BOX LOCAL-47X40X18 | PACKING MATERIAL | PACKING | LW-BOX-47X40X18 | REPUTED | _ | NA | Nos |  | Inventory | WOODEN BOX LOCAL-47X40X18
10117 | WOODEN BOX LOCAL- 48X34X21 | PACKING MATERIAL | PACKING | LW-BOX-48X34X21 | REPUTED | _ | NA | Nos |  | Inventory | WOODEN BOX LOCAL- 48X34X21
10118 | WOODEN BOX LOCAL- 49X31X39 | PACKING MATERIAL | PACKING | LW-BOX-49X31X39 | REPUTED | _ | NA | Nos |  | Inventory | WOODEN BOX LOCAL- 49X31X39
10119 | WOODEN BOX LOCAL- 49X36X36 | PACKING MATERIAL | PACKING | LW-BOX-49X36X36 | REPUTED | _ | NA | Nos |  | Inventory | WOODEN BOX LOCAL- 49X36X36
10120 | WOODEN BOX LOCAL- 49X39X70 | PACKING MATERIAL | PACKING | LW-BOX-49X39X70 | REPUTED | _ | NA | Nos |  | Inventory | WOODEN BOX LOCAL- 49X39X70
10121 | WOODEN BOX LOCAL-50X27X47 | PACKING MATERIAL | PACKING | LW-BOX-50X27X47 | REPUTED | _ | NA | Nos |  | Inventory | WOODEN BOX LOCAL-50X27X47
10122 | WOODEN BOX LOCAL-50X31X40 | PACKING MATERIAL | PACKING | LW-BOX-50X31X40 | REPUTED | _ | NA | Nos |  | Inventory | WOODEN BOX LOCAL-50X31X40
10123 | WOODEN BOX LOCAL 50x40x16 | PACKING MATERIAL | PACKING | LW-BOX-50X40X16 | REPUTED | _ | NA | Nos |  | Inventory | WOODEN BOX LOCAL 50x40x16
10124 | WOODEN BOX LOCAL-50X41X23 | PACKING MATERIAL | PACKING | LW-BOX-50X41X23 | REPUTED | _ | NA | Nos |  | Inventory | WOODEN BOX LOCAL-50X41X23
10125 | WOODEN BOX LOCAL-56X47X94 | PACKING MATERIAL | PACKING | LW-BOX-56X47X94 | REPUTED | - | - | Nos |  | Inventory | WOODEN BOX LOCAL-56X47X94
10126 | WOODEN BOX LOCAL-60X27X59 | PACKING MATERIAL | PACKING | LW-BOX-60X27X59 | REPUTED | _ | NA | Nos |  | Inventory | WOODEN BOX LOCAL-60X27X59
10127 | WOODEN BOX LOCAL-60X27X61 | PACKING MATERIAL | PACKING | LW-BOX-60X27X61 | REPUTED | _ | NA | Nos |  | Inventory | WOODEN BOX LOCAL-60X27X61
10128 | WOODEN BOX LOCAL-60X36X74 | PACKING MATERIAL | PACKING | LW-BOX-60X36X74 | REPUTED | _ | NA | Nos |  | Inventory | WOODEN BOX LOCAL-60X36X74
10129 | WOODEN BOX LOCAL-60X36X76 | PACKING MATERIAL | PACKING | LW-BOX-60X36X76 | REPUTED | _ | NA | Nos |  | Inventory | WOODEN BOX LOCAL-60X36X76
10130 | WOODEN BOX LOCAL-63X48X24 | PACKING MATERIAL | PACKING | LW-BOX-63X48X24 | REPUTED | _ | NA | Nos |  | Inventory | WOODEN BOX LOCAL-63X48X24
10131 | WOODEN BOX LOCAL-63X48X52 | PACKING MATERIAL | PACKING | LW-BOX-63X48X52 | REPUTED | _ | NA | Nos |  | Inventory | WOODEN BOX LOCAL-63X48X52
10132 | WOODEN BOX LOCAL-65X32X92 | PACKING MATERIAL | PACKING | LW-BOX-65X32X92 | REPUTED | _ | NA | Nos |  | Inventory | WOODEN BOX LOCAL-65X32X92
10133 | WOODEN BOX LOCAL-65X48 | PACKING MATERIAL | PACKING | LW-BOX-65X48 | REPUTED | _ | NA | Nos |  | Inventory | WOODEN BOX LOCAL-65X48
10134 | WOODEN BOX LOCAL-65X48X92 | PACKING MATERIAL | PACKING | LW-BOX-65X48X92 | REPUTED | _ | NA | Nos |  | Inventory | WOODEN BOX LOCAL-65X48X92
10135 | WOODEN BOX LOCAL-65X61X92 | PACKING MATERIAL | PACKING | LW-BOX-65X61X92 | REPUTED | _ | NA | Nos |  | Inventory | WOODEN BOX LOCAL-65X61X92
10136 | WOODEN BOX LOCAL-65X65X92 | PACKING MATERIAL | PACKING | LW-BOX-65X65X92 | REPUTED | _ | NA | Nos |  | Inventory | WOODEN BOX LOCAL-65X65X92
10137 | WOODEN BOX LOCAL-65X76X92 | PACKING MATERIAL | PACKING | LW-BOX-65X76X92 | REPUTED | _ | NA | Nos |  | Inventory | WOODEN BOX LOCAL-65X76X92
10138 | WOODEN BOX LOCAL-67X28X83 | PACKING MATERIAL | PACKING | LW-BOX-67X28X83 | REPUTED | _ | NA | Nos |  | Inventory | WOODEN BOX LOCAL-67X28X83
10139 | WOODEN BOX LOCAL-67X28X92 | PACKING MATERIAL | PACKING | LW-BOX-67X28X92 | REPUTED | _ | NA | Nos |  | Inventory | WOODEN BOX LOCAL-67X28X92
10140 | WOODEN BOX LOCAL-67X28X93 | PACKING MATERIAL | PACKING | LW-BOX-67X28X93 | REPUTED | _ | NA | Nos |  | Inventory | WOODEN BOX LOCAL-67X28X93
10141 | WOODEN BOX LOCAL-67X31X100 | PACKING MATERIAL | PACKING | LW-BOX-67X31X100 | REPUTED | _ | NA | Nos |  | Inventory | WOODEN BOX LOCAL-67X31X100
10142 | WOODEN BOX LOCAL-67X31X94 | PACKING MATERIAL | PACKING | LW-BOX-67X31X94 | REPUTED | _ | NA | Nos |  | Inventory | WOODEN BOX LOCAL-67X31X94
10143 | WOODEN BOX LOCAL-67X31X98 | PACKING MATERIAL | PACKING | LW-BOX-67X31X98 | REPUTED | _ | NA | Nos |  | Inventory | WOODEN BOX LOCAL-67X31X98
10144 | WOODEN BOX LOCAL-67X32X94 | PACKING MATERIAL | PACKING | LW-BOX-67X32X94 | REPUTED | _ | NA | Nos |  | Inventory | WOODEN BOX LOCAL-67X32X94
10145 | WOODEN BOX LOCAL-67X35X105 | PACKING MATERIAL | PACKING | LW-BOX-67X35X105 | REPUTED | _ | NA | Nos |  | Inventory | WOODEN BOX LOCAL-67X35X105
10146 | WOODEN BOX LOCAL-67X35X94 | PACKING MATERIAL | PACKING | LW-BOX-67X35X94 | REPUTED | _ | NA | Nos |  | Inventory | WOODEN BOX LOCAL-67X35X94
10147 | WOODEN BOX LOCAL-67X35X98 | PACKING MATERIAL | PACKING | LW-BOX-67X35X98 | REPUTED | _ | NA | Nos |  | Inventory | WOODEN BOX LOCAL-67X35X98
10148 | WOODEN BOX LOCAL-67X36X102 | PACKING MATERIAL | PACKING | LW-BOX-67X36X102 | REPUTED | _ | NA | Nos |  | Inventory | WOODEN BOX LOCAL-67X36X102
10149 | WOODEN BOX LOCAL-67X37X94 | PACKING MATERIAL | PACKING | LW-BOX-67X37X94 | REPUTED | _ | NA | Nos |  | Inventory | WOODEN BOX LOCAL-67X37X94
10150 | WOODEN BOX LOCAL-67X39X92 | PACKING MATERIAL | PACKING | LW-BOX-67X39X92 | REPUTED | _ | NA | Nos |  | Inventory | WOODEN BOX LOCAL-67X39X92
10151 | WOODEN BOX LOCAL-67X51X83 | PACKING MATERIAL | PACKING | LW-BOX-67X51X83 | REPUTED | _ | NA | Nos |  | Inventory | WOODEN BOX LOCAL-67X51X83
10152 | WOODEN BOX LOCAL-67X51X95 | PACKING MATERIAL | PACKING | LW-BOX-67X51X95 | REPUTED | _ | NA | Nos |  | Inventory | WOODEN BOX LOCAL-67X51X95
10153 | WOODEN BOX LOCAL-67X55X102 | PACKING MATERIAL | PACKING | LW-BOX-67X55X102 | REPUTED | _ | NA | Nos |  | Inventory | WOODEN BOX LOCAL-67X55X102
10154 | WOODEN BOX LOCAL-67X57X94 | PACKING MATERIAL | PACKING | LW-BOX-67X57X94 | REPUTED | _ | NA | Nos |  | Inventory | WOODEN BOX LOCAL-67X57X94
10155 | WOODEN BOX LOCAL-67X57X98 | PACKING MATERIAL | PACKING | LW-BOX-67X57X98 | REPUTED | _ | NA | Nos |  | Inventory | WOODEN BOX LOCAL-67X57X98
10156 | WOODEN BOX LOCAL-67X67X102 | PACKING MATERIAL | PACKING | LW-BOX-67X67X102 | REPUTED | _ | NA | Nos |  | Inventory | WOODEN BOX LOCAL-67X67X102
10157 | WOODEN BOX LOCAL-67X69X94 | PACKING MATERIAL | PACKING | LW-BOX-67X69X94 | REPUTED | _ | NA | Nos |  | Inventory | WOODEN BOX LOCAL-67X69X94
10158 | WOODEN BOX LOCAL 68X37X96 | PACKING MATERIAL | PACKING | LW-BOX-68X37X96 | REPUTED | _ | NA | Nos |  | Inventory | WOODEN BOX LOCAL 68X37X96
10159 | WOODEN BOX LOCAL 71X31X100 | PACKING MATERIAL | PACKING | LW-BOX-71X31X100 | REPUTED | _ | NA | Nos |  | Inventory | WOODEN BOX LOCAL 71X31X100
10160 | WOODEN BOX LOCAL 71X35X82 | PACKING MATERIAL | PACKING | LW-BOX-71X35X82 | REPUTED | _ | NA | Nos |  | Inventory | WOODEN BOX LOCAL 71X35X82
10161 | WOODEN BOX LOCAL74X32X91 | PACKING MATERIAL | PACKING | LW-BOX-74X32X91 | REPUTED | _ | NA | Nos |  | Inventory | WOODEN BOX LOCAL74X32X91
10162 | WOODEN BOX LOCAL 75X68X96 | PACKING MATERIAL | PACKING | LW-BOX-75X68X96 | REPUTED | _ | NA | Nos |  | Inventory | WOODEN BOX LOCAL 75X68X96
10163 | WOODEN BOX LOCAL 77X35X97 | PACKING MATERIAL | PACKING | LW-BOX-77X35X97 | REPUTED | _ | NA | Nos |  | Inventory | WOODEN BOX LOCAL 77X35X97
10164 | WOODEN BOX LOCAL 79X28X83 | PACKING MATERIAL | PACKING | LW-BOX-79X28X83 | REPUTED | _ | NA | Nos |  | Inventory | WOODEN BOX LOCAL 79X28X83
10165 | WOODEN BOX LOCAL 79X31X95 | PACKING MATERIAL | PACKING | LW-BOX-79X31X95 | REPUTED | _ | NA | Nos |  | Inventory | WOODEN BOX LOCAL 79X31X95
10166 | WOODEN BOX LOCAL 79X51X83 | PACKING MATERIAL | PACKING | LW-BOX-79X51X83 | REPUTED | _ | NA | Nos |  | Inventory | WOODEN BOX LOCAL 79X51X83
10167 | WOODEN BOX LOCAL 79X55X20 | PACKING MATERIAL | PACKING | LW-BOX-79X55X20 | REPUTED | _ | NA | Nos |  | Inventory | WOODEN BOX LOCAL 79X55X20
10168 | WOODEN BOX LOCAL 83X28X83 | PACKING MATERIAL | PACKING | LW-BOX-83X28X83 | REPUTED | _ | NA | Nos |  | Inventory | WOODEN BOX LOCAL 83X28X83
10169 | WOODEN BOX LOCAL 83x31x94 | PACKING MATERIAL | PACKING | LW-BOX-83X31X94 | REPUTED | _ | NA | Nos |  | Inventory | WOODEN BOX LOCAL 83x31x94
10170 | WOODEN BOX LOCAL 83X32X102 | PACKING MATERIAL | PACKING | LW-BOX-83X32X102 | REPUTED | - | - | Nos |  | - | WOODEN BOX LOCAL 83X32X102
10171 | WOODEN BOX LOCAL 83X32X102. | PACKING MATERIAL | PACKING | LW-BOX-83X32X102- | REPUTED | _ | NA | Nos |  | Inventory | WOODEN BOX LOCAL 83X32X102.
10172 | WOODEN BOX LOCAL 83X32X91 | PACKING MATERIAL | PACKING | LW-BOX-83X32X91 | REPUTED | - | - | Nos |  | - | WOODEN BOX LOCAL 83X32X91
10173 | WOODEN BOX LOCAL- 83X32X94 | PACKING MATERIAL | PACKING | LW-BOX-83X32X94 | REPUTED | - | - | Nos |  | - | WOODEN BOX LOCAL- 83X32X94
10174 | WOODEN BOX LOCAL 83X35X91 | PACKING MATERIAL | PACKING | LW-BOX-83X35X91 | REPUTED | _ | NA | Nos |  | Inventory | WOODEN BOX LOCAL 83X35X91
10175 | WOODEN BOX LOCAL 83X35X97 | PACKING MATERIAL | PACKING | LW-BOX-83X35X97 | REPUTED | _ | NA | Nos |  | Inventory | WOODEN BOX LOCAL 83X35X97
10176 | WOODEN BOX LOCAL-83X57X98 | PACKING MATERIAL | PACKING | LW-BOX-83X57X98 | REPUTED | _ | NA | Nos |  | Inventory | WOODEN BOX LOCAL-83X57X98
10177 | WOODEN BOX LOCAL-83X67X94 | PACKING MATERIAL | PACKING | LW-BOX-83X67X94 | REPUTED | _ | NA | Nos |  | Inventory | WOODEN BOX LOCAL-83X67X94
10178 | WOODEN BOX LOCAL-84X47X99 | PACKING MATERIAL | PACKING | LW-BOX-84X47X99 | REPUTED | _ | NA | Nos |  | Inventory | WOODEN BOX LOCAL-84X47X99
10179 | WOODEN BOX LOCAL 85X67X94 | PACKING MATERIAL | PACKING | LW-BOX-85X67X94 | REPUTED | _ | NA | Nos |  | Inventory | WOODEN BOX LOCAL 85X67X94
10180 | WOODEN BOX LOCAL-87X39X93 | PACKING MATERIAL | PACKING | LW-BOX-87X39X93 | REPUTED | _ | NA | Nos |  | Inventory | WOODEN BOX LOCAL-87X39X93
10181 | WOODEN BOX LOCAL-87X47X113 | PACKING MATERIAL | PACKING | LW-BOX-87X47X113 | REPUTED | - | - | Nos |  | - | WOODEN BOX LOCAL-87X47X113
10182 | WOODEN BOX LOCAL-87X47X92 | PACKING MATERIAL | PACKING | LW-BOX-87X47X92 | REPUTED | _ | NA | Nos |  | Inventory | WOODEN BOX LOCAL-87X47X92
10183 | WOODEN BOX LOCAL-87X57X90 | PACKING MATERIAL | PACKING | LW-BOX-87X57X90 | REPUTED | - | - | Nos |  | - | WOODEN BOX LOCAL-87X57X90
10184 | WOODEN BOX LOCAL-87X65X93 | PACKING MATERIAL | PACKING | LW-BOX-87X65X93 | REPUTED | _ | NA | Nos |  | Inventory | WOODEN BOX LOCAL-87X65X93
10185 | WOODEN BOX LOCAL 87X87X90 | PACKING MATERIAL | PACKING | LW-BOX-87X87X90 | REPUTED | - | - | Nos |  | - | WOODEN BOX LOCAL 87X87X90
10186 | WOODEN BOX LOCAL 91X35X97 | PACKING MATERIAL | PACKING | LW-BOX-91X35X97 | REPUTED | - | - | Nos |  | - | WOODEN BOX LOCAL 91X35X97
10187 | WOODEN BOX LOCAL 91X42X104 | PACKING MATERIAL | PACKING | LW-BOX-91X42X104 | REPUTED | - | - | Nos |  | - | WOODEN BOX LOCAL 91X42X104
10188 | WOODEN BOX LOCAL 91X43X104 | PACKING MATERIAL | PACKING | LW-BOX-91X43X104 | REPUTED | - | - | Nos |  | - | WOODEN BOX LOCAL 91X43X104
10189 | WOODEN BOX LOCAL 91X43X106 | PACKING MATERIAL | PACKING | LW-BOX-91X43X106 | REPUTED | - | - | Nos |  | - | WOODEN BOX LOCAL 91X43X106
10190 | WOODEN BOX LOCAL 91X43X110 | PACKING MATERIAL | PACKING | LW-BOX-91X43X110 | REPUTED | - | - | Nos |  | - | WOODEN BOX LOCAL 91X43X110
10191 | WOODEN BOX LOCAL- 91X43X97 | PACKING MATERIAL | PACKING | LW-BOX-91X43X97 | REPUTED | - | - | Nos |  | - | WOODEN BOX LOCAL- 91X43X97
10192 | WOODEN BOX LOCAL-91X47X100 | PACKING MATERIAL | PACKING | LW-BOX-91X47X100 | REPUTED | _ | NA | Nos |  | Inventory | WOODEN BOX LOCAL-91X47X100
10193 | WOODEN BOX LOCAL 91X47X103 | PACKING MATERIAL | PACKING | LW-BOX-91X47X103 | REPUTED | - | - | Nos |  | Inventory | WOODEN BOX LOCAL 91X47X103
10194 | WOODEN BOX LOCAL 91X47X104 | PACKING MATERIAL | PACKING | LW-BOX-91X47X104 | REPUTED | - | - | Nos |  | - | WOODEN BOX LOCAL 91X47X104
10195 | WOODEN BOX LOCAL 91X47X105 | PACKING MATERIAL | PACKING | LW-BOX-91X47X105 | REPUTED | - | - | Nos |  | - | WOODEN BOX LOCAL 91X47X105
10196 | WOODEN BOX LOCAL 91X47X110 | PACKING MATERIAL | PACKING | LW-BOX-91X47X110 | REPUTED | - | - | Nos |  | Inventory | WOODEN BOX LOCAL 91X47X110
10197 | WOODEN BOX LOCAL 91X47X113 | PACKING MATERIAL | PACKING | LW-BOX-91X47X113 | REPUTED | - | - | Nos |  | Inventory | WOODEN BOX LOCAL 91X47X113
10198 | WOODEN BOX LOCAL-91X47X94 | PACKING MATERIAL | PACKING | LW-BOX-91X47X94 | REPUTED | - | - | Nos |  | Inventory | WOODEN BOX LOCAL-91X47X94
10199 | WOODEN BOX LOCAL-91X47X97 | PACKING MATERIAL | PACKING | LW-BOX-91X47X97 | REPUTED | - | - | Nos |  | Inventory | WOODEN BOX LOCAL-91X47X97
10200 | WOODEN BOX LOCAL 91x50x93 | PACKING MATERIAL | PACKING | LW-BOX-91X50X93 | REPUTED | _ | NA | Nos |  | Inventory | WOODEN BOX LOCAL 91x50x93
10201 | WOODEN BOX LOCAL 91X51X96 | PACKING MATERIAL | PACKING | LW-BOX-91X51X96 | REPUTED | - | - | Nos |  | - | WOODEN BOX LOCAL 91X51X96
10202 | WOODEN BOX LOCAL-94X37X94 | PACKING MATERIAL | PACKING | LW-BOX-94X37X94 | REPUTED | _ | NA | Nos |  | Inventory | WOODEN BOX LOCAL-94X37X94
10203 | WOODEN BOX LOCAL 98X28X85 | PACKING MATERIAL | PACKING | LW-BOX-98X28X85 | REPUTED | - | - | Nos |  | - | WOODEN BOX LOCAL 98X28X85
10204 | WOODEN BOX LOCAL 98X47X104 | PACKING MATERIAL | PACKING | LW-BOX-98X47X104 | REPUTED | - | - | Nos |  | - | WOODEN BOX LOCAL 98X47X104
10205 | WOODEN BOX LOCAL 98X47X108 | PACKING MATERIAL | PACKING | LW-BOX-98X47X108 | REPUTED | - | - | Nos |  | - | WOODEN BOX LOCAL 98X47X108
10206 | WOODEN BOX LOCAL 98X51X85 | PACKING MATERIAL | PACKING | LW-BOX-98X51X85 | REPUTED | - | - | Nos |  | - | WOODEN BOX LOCAL 98X51X85
10207 | WOODEN BOX LOCAL 98X55X102 | PACKING MATERIAL | PACKING | LW-BOX-98X55X102 | REPUTED | - | - | Nos |  | - | WOODEN BOX LOCAL 98X55X102
10208 | WOODEN BOX LOCAL 98X55X94 | PACKING MATERIAL | PACKING | LW-BOX-98X55X94 | REPUTED | - | - | Nos |  | - | WOODEN BOX LOCAL 98X55X94
10209 | WOODEN LOCAL CRATE-85X67X97110X51X106 | PACKING MATERIAL | PACKING | LW-CRAT-110X51X106 | REPUTED | _ | NA | Nos |  | Inventory | WOODEN LOCAL CRATE-85X67X97110X51X106
10210 | WOODEN LOCAL CRATE-100X55 | PACKING MATERIAL | PACKING | LW-CRATE-100X55 | REPUTED | - | - | Nos |  | Inventory | WOODEN LOCAL CRATE-100X55
10211 | WOODEN LOCAL CRATE-110X47X101 | PACKING MATERIAL | PACKING | LW-CRATE-106X47X101 | REPUTED | _ | NA | Nos |  | Inventory | WOODEN LOCAL CRATE-110X47X101
10212 | WOODEN LOCAL CRATE-106X47X121 | PACKING MATERIAL | PACKING | LW-CRATE-106X47X121 | REPUTED | _ | NA | Nos |  | Inventory | WOODEN LOCAL CRATE-106X47X121
10213 | WOODEN LOCAL CRATE 106X50X116 | PACKING MATERIAL | PACKING | LW-CRATE-106X50X116 | REPUTED | _ | NA | Nos |  | Inventory | WOODEN LOCAL CRATE 106X50X116
10214 | WOODEN LOCAL CRATE-106X51X121 | PACKING MATERIAL | PACKING | LW-CRATE-106X51X121 | REPUTED | _ | NA | Nos |  | Inventory | WOODEN LOCAL CRATE-106X51X121
10215 | WOODEN LOCAL CRATE-106X51X123 | PACKING MATERIAL | PACKING | LW-CRATE-106X51X123 | REPUTED | _ | NA | Nos |  | Inventory | WOODEN LOCAL CRATE-106X51X123
10216 | WOODEN LOCAL CRATE-106X55X111 | PACKING MATERIAL | PACKING | LW-CRATE-106X55X111 | REPUTED | _ | NA | Nos |  | Inventory | WOODEN LOCAL CRATE-106X55X111
10217 | WOODEN LOCAL CRATE-106X55X121 | PACKING MATERIAL | PACKING | LW-CRATE-106X55X121 | REPUTED | _ | NA | Nos |  | Inventory | WOODEN LOCAL CRATE-106X55X121
10218 | WOODEN LOCAL CRATE-106X57X123 | PACKING MATERIAL | PACKING | LW-CRATE-106X57X123 | REPUTED | _ | NA | Nos |  | Inventory | WOODEN LOCAL CRATE-106X57X123
10219 | WOODEN LOCAL CRATE-108X55X122 | PACKING MATERIAL | PACKING | LW-CRATE-108X55X122 | REPUTED | _ | NA | Nos |  | Inventory | WOODEN LOCAL CRATE-108X55X122
10220 | WOODEN LOCAL CRATE-108X61X122 | PACKING MATERIAL | PACKING | LW-CRATE-108X61X122 | REPUTED | _ | NA | Nos |  | Inventory | WOODEN LOCAL CRATE-108X61X122
10221 | WOODEN LOCAL CRATE-110X47X104 | PACKING MATERIAL | PACKING | LW-CRATE-110X47X104 | REPUTED | _ | NA | Nos |  | Inventory | WOODEN LOCAL CRATE-110X47X104
10222 | WOODEN LOCAL CRATE-110X47X121 | PACKING MATERIAL | PACKING | LW-CRATE-110X47X121 | REPUTED | _ | NA | Nos |  | Inventory | WOODEN LOCAL CRATE-110X47X121
10223 | WOODEN LOCAL CRATE-110X47X94 | PACKING MATERIAL | PACKING | LW-CRATE-110X47X94 | REPUTED | _ | NA | Nos |  | Inventory | WOODEN LOCAL CRATE-110X47X94
10224 | WOODEN LOCAL CRATE-110X47X96 | PACKING MATERIAL | PACKING | LW-CRATE-110X47X96 | REPUTED | _ | NA | Nos |  | Inventory | WOODEN LOCAL CRATE-110X47X96
10225 | WOODEN LOCAL CRATE-110X51X106 | PACKING MATERIAL | PACKING | LW-CRATE-110X51X106 | REPUTED | - | - | Nos |  | Inventory | WOODEN LOCAL CRATE-110X51X106
10226 | WOODEN LOCAL CRATE-118X47X121 | PACKING MATERIAL | PACKING | LW-CRATE-118X47X121 | REPUTED | _ | NA | Nos |  | Inventory | WOODEN LOCAL CRATE-118X47X121
10227 | WOODEN LOCAL CRATE 122X55X111 | PACKING MATERIAL | PACKING | LW-CRATE-122X55X111 | REPUTED | _ | NA | Nos |  | Inventory | WOODEN LOCAL CRATE 122X55X111
10228 | WOODEN LOCAL CRATE 122X55X114 | PACKING MATERIAL | PACKING | LW-CRATE-122X55X114 | REPUTED | _ | NA | Nos |  | Inventory | WOODEN LOCAL CRATE 122X55X114
10229 | WOODEN LOCAL CRATE 122X55X121 | PACKING MATERIAL | PACKING | LW-CRATE-122X55X121 | REPUTED | _ | NA | Nos |  | Inventory | WOODEN LOCAL CRATE 122X55X121
10230 | WOODEN LOCAL CRATE 122X55X92 | PACKING MATERIAL | PACKING | LW-CRATE-122X55X92 | REPUTED | _ | NA | Nos |  | Inventory | WOODEN LOCAL CRATE 122X55X92
10231 | WOODEN LOCAL CRATE 122X60X124 | PACKING MATERIAL | PACKING | LW-CRATE-122X60X124 | REPUTED | _ | NA | Nos |  | Inventory | WOODEN LOCAL CRATE 122X60X124
10232 | WOODEN LOCAL CRATE 122X67X122 | PACKING MATERIAL | PACKING | LW-CRATE-122X67X122 | REPUTED | _ | NA | Nos |  | Inventory | WOODEN LOCAL CRATE 122X67X122
10233 | WOODEN LOCAL CRATE 122X75X92 | PACKING MATERIAL | PACKING | LW-CRATE-122X75X92 | REPUTED | _ | NA | Nos |  | Inventory | WOODEN LOCAL CRATE 122X75X92
10234 | WOODEN LOCAL CRATE 122X75X94 | PACKING MATERIAL | PACKING | LW-CRATE-122X75X94 | REPUTED | _ | NA | Nos |  | Inventory | WOODEN LOCAL CRATE 122X75X94
10235 | WOODEN LOCAL CRATE 126X55X111 | PACKING MATERIAL | PACKING | LW-CRATE-126X55X111 | REPUTED | _ | NA | Nos |  | Inventory | WOODEN LOCAL CRATE 126X55X111
10236 | WOODEN LOCAL CRATE-126X63X123 | PACKING MATERIAL | PACKING | LW-CRATE-126X63X123 | REPUTED | _ | NA | Nos |  | Inventory | WOODEN LOCAL CRATE-126X63X123
10237 | WOODEN LOCAL CRATE-130X47X104 | PACKING MATERIAL | PACKING | LW-CRATE-130X47X104 | REPUTED | _ | NA | Nos |  | Inventory | WOODEN LOCAL CRATE-130X47X104
10238 | WOODEN LOCAL CRATE-132X73X122 | PACKING MATERIAL | PACKING | LW-CRATE-132X73X122 | REPUTED | _ | NA | Nos |  | Inventory | WOODEN LOCAL CRATE-132X73X122
10239 | WOODEN LOCAL CRATE-132X75X122 | PACKING MATERIAL | PACKING | LW-CRATE-132X75X122 | REPUTED | _ | NA | Nos |  | Inventory | WOODEN LOCAL CRATE-132X75X122
10240 | WOODEN LOCAL CRATE-134X63X123 | PACKING MATERIAL | PACKING | LW-CRATE-134X63X123 | REPUTED | _ | NA | Nos |  | Inventory | WOODEN LOCAL CRATE-134X63X123
10241 | WOODEN LOCAL CRATE-134X75X94 | PACKING MATERIAL | PACKING | LW-CRATE-134X75X94 | REPUTED | _ | NA | Nos |  | Inventory | WOODEN LOCAL CRATE-134X75X94
10242 | WOODEN LOCAL CRATE-161X55X121 | PACKING MATERIAL | PACKING | LW-CRATE-161X55X121 | REPUTED | _ | NA | Nos |  | Inventory | WOODEN LOCAL CRATE-161X55X121
10243 | WOODEN LOCAL CRATE 24X26X70 WITH PALLET | PACKING MATERIAL | PACKING | LW-CRATE-24X26X70-RETAILS | REPUTED | _ | NA | Nos |  | Inventory | WOODEN LOCAL CRATE 24X26X70 WITH PALLET
10244 | WOODEN LOCAL CRATE-27x36x60 | PACKING MATERIAL | PACKING | LW-CRATE-27X36X60 | REPUTED | _ | NA | Nos |  | Inventory | WOODEN LOCAL CRATE-27x36x60
10245 | WOODEN LOCAL CRATE 28X37X59 | PACKING MATERIAL | PACKING | LW-CRATE-28X37X59 | REPUTED | - | - | Nos |  | Inventory | WOODEN LOCAL CRATE 28X37X59
10246 | WOODEN LOCAL CRATE 30x30x72 (hdfc passbook) | PACKING MATERIAL | PACKING | LW-CRATE-30X30X72-HDFC-PASS | REPUTED | _ | NA | Nos |  | Inventory | WOODEN LOCAL CRATE 30x30x72 (hdfc passbook)
10247 | WOODEN LOCAL CRATE-30X38X60 | PACKING MATERIAL | PACKING | LW-CRATE-30X38X60 | REPUTED | _ | NA | Nos |  | Inventory | WOODEN LOCAL CRATE-30X38X60
10248 | WOODEN LOCAL CRATE 31X54X76 | PACKING MATERIAL | PACKING | LW-CRATE-31X54X76 | REPUTED | _ | NA | Nos |  | Inventory | WOODEN LOCAL CRATE 31X54X76
10249 | WOODEN LOCAL CRATE 31X56X91 | PACKING MATERIAL | PACKING | LW-CRATE-31X56X91 | REPUTED | _ | NA | Nos |  | Inventory | WOODEN LOCAL CRATE 31X56X91
10250 | WOODEN LOCAL CRATE 32x36x72 RETAIL | PACKING MATERIAL | PACKING | LW-CRATE-32X36X72-RETAIL | REPUTED | _ | NA | Nos |  | Inventory | WOODEN LOCAL CRATE 32x36x72 RETAIL
10251 | WOODEN LOCAL CRATE 32X46X57 | PACKING MATERIAL | PACKING | LW-CRATE-32X46X57 | REPUTED | _ | NA | Nos |  | Inventory | WOODEN LOCAL CRATE 32X46X57
10252 | WOODEN LOCAL CRATE-33X48X92 | PACKING MATERIAL | PACKING | LW-CRATE-33X48X92 | REPUTED | _ | NA | Nos |  | Inventory | WOODEN LOCAL CRATE-33X48X92
10253 | WOODEN LOCAL CRATE -35X35X25 | PACKING MATERIAL | PACKING | LW-CRATE-35X35X25 | REPUTED | _ | NA | Nos |  | Inventory | WOODEN LOCAL CRATE -35X35X25
10254 | WOODEN LOCAL CRATE-35X39X42 | PACKING MATERIAL | PACKING | LW-CRATE-35X39X42 | REPUTED | _ | NA | Nos |  | Inventory | WOODEN LOCAL CRATE-35X39X42
10255 | WOODEN LOCAL CRATE-35X39X49 | PACKING MATERIAL | PACKING | LW-CRATE-35X39X49 | REPUTED | _ | NA | Nos |  | Inventory | WOODEN LOCAL CRATE-35X39X49
10256 | WOODEN LOCAL CRATE-36X45X40 | PACKING MATERIAL | PACKING | LW-CRATE-36X45X40 | REPUTED | _ | NA | Nos |  | Inventory | WOODEN LOCAL CRATE-36X45X40
10257 | WOODEN LOCAL CRATE-37X47X44 | PACKING MATERIAL | PACKING | LW-CRATE-37X47X44 | REPUTED | _ | NA | Nos |  | Inventory | WOODEN LOCAL CRATE-37X47X44
10258 | WOODEN LOCAL CRATE-40x40x38 | PACKING MATERIAL | PACKING | LW-CRATE-40X40X38 | REPUTED | _ | NA | Nos |  | Inventory | WOODEN LOCAL CRATE-40x40x38
10259 | WOODEN LOCAL CRATE-40x40x40 | PACKING MATERIAL | PACKING | LW-CRATE-40X40X40 | REPUTED | _ | NA | Nos |  | Inventory | WOODEN LOCAL CRATE-40x40x40
10260 | WOODEN LOCAL CRATE-40X45X48 | PACKING MATERIAL | PACKING | LW-CRATE-40X45X48 | REPUTED | _ | NA | Nos |  | Inventory | WOODEN LOCAL CRATE-40X45X48
10261 | WOODEN LOCAL CRATE-41X48X92 | PACKING MATERIAL | PACKING | LW-CRATE-41X48X92 | REPUTED | _ | NA | Nos |  | Inventory | WOODEN LOCAL CRATE-41X48X92
10262 | WOODEN LOCAL CRATE-41X84X92 | PACKING MATERIAL | PACKING | LW-CRATE-41X84X92 | REPUTED | _ | NA | Nos |  | Inventory | WOODEN LOCAL CRATE-41X84X92
10263 | WOODEN LOCAL CRATE-43X43X39 | PACKING MATERIAL | PACKING | LW-CRATE-43X43X39 | REPUTED | _ | NA | Nos |  | Inventory | WOODEN LOCAL CRATE-43X43X39
10264 | WOODEN LOCAL CRATE-45X30X39 | PACKING MATERIAL | PACKING | LW-CRATE-45X30X39 | REPUTED | _ | NA | Nos |  | Inventory | WOODEN LOCAL CRATE-45X30X39
10265 | WOODEN LOCAL CRATE-49X31X39 | PACKING MATERIAL | PACKING | LW-CRATE-49X31X39 | REPUTED | _ | NA | Nos |  | Inventory | WOODEN LOCAL CRATE-49X31X39
10266 | WOODEN LOCAL CRATE-49X32X92 | PACKING MATERIAL | PACKING | LW-CRATE-49X32X92 | REPUTED | _ | NA | Nos |  | Inventory | WOODEN LOCAL CRATE-49X32X92
10267 | WOODEN LOCAL CRATE-49X48X92 | PACKING MATERIAL | PACKING | LW-CRATE-49X48X92 | REPUTED | _ | NA | Nos |  | Inventory | WOODEN LOCAL CRATE-49X48X92
10268 | WOODEN LOCAL CRATE-49X61X92 | PACKING MATERIAL | PACKING | LW-CRATE-49X61X92 | REPUTED | _ | NA | Nos |  | Inventory | WOODEN LOCAL CRATE-49X61X92
10269 | WOODEN LOCAL CRATE-49X69X92 | PACKING MATERIAL | PACKING | LW-CRATE-49X69X92 | REPUTED | _ | NA | Nos |  | Inventory | WOODEN LOCAL CRATE-49X69X92
10270 | WOODEN LOCAL CRATE-49X76X92 | PACKING MATERIAL | PACKING | LW-CRATE-49X76X92 | REPUTED | _ | NA | Nos |  | Inventory | WOODEN LOCAL CRATE-49X76X92
10271 | WOODEN LOCAL CRATE-49X89X92 | PACKING MATERIAL | PACKING | LW-CRATE-49X89X92 | REPUTED | _ | NA | Nos |  | Inventory | WOODEN LOCAL CRATE-49X89X92
10272 | WOODEN LOCAL CRATE-49X97X92 | PACKING MATERIAL | PACKING | LW-CRATE-49X97X92 | REPUTED | _ | NA | Nos |  | Inventory | WOODEN LOCAL CRATE-49X97X92
10273 | WOODEN LOCAL CRATE-63X41X94 | PACKING MATERIAL | PACKING | LW-CRATE-63X41X94 | REPUTED | _ | NA | Nos |  | Inventory | WOODEN LOCAL CRATE-63X41X94
10274 | WOODEN LOCAL CRATE-63X55X101 | PACKING MATERIAL | PACKING | LW-CRATE-63X55X101 | REPUTED | _ | NA | Nos |  | Inventory | WOODEN LOCAL CRATE-63X55X101
10275 | WOODEN LOCAL CRATE-65X32X92 | PACKING MATERIAL | PACKING | LW-CRATE-65X32X92 | REPUTED | _ | NA | Nos |  | Inventory | WOODEN LOCAL CRATE-65X32X92
10276 | WOODEN LOCAL CRATE-65X48X92 | PACKING MATERIAL | PACKING | LW-CRATE-65X48X92 | REPUTED | _ | NA | Nos |  | Inventory | WOODEN LOCAL CRATE-65X48X92
10277 | WOODEN LOCAL CRATE-65X49X92 | PACKING MATERIAL | PACKING | LW-CRATE-65X49X92 | REPUTED | _ | NA | Nos |  | Inventory | WOODEN LOCAL CRATE-65X49X92
10278 | WOODEN LOCAL CRATE-65X61X92 | PACKING MATERIAL | PACKING | LW-CRATE-65X61X92 | REPUTED | _ | NA | Nos |  | Inventory | WOODEN LOCAL CRATE-65X61X92
10279 | WOODEN LOCAL CRATE-65X65X92 | PACKING MATERIAL | PACKING | LW-CRATE-65X65X92 | REPUTED | _ | NA | Nos |  | Inventory | WOODEN LOCAL CRATE-65X65X92
10280 | WOODEN LOCAL CRATE-65X76X92 | PACKING MATERIAL | PACKING | LW-CRATE-65X76X92 | REPUTED | _ | NA | Nos |  | Inventory | WOODEN LOCAL CRATE-65X76X92
10281 | WOODEN LOCAL CRATE-67X35X105 | PACKING MATERIAL | PACKING | LW-CRATE-67X35X105 | REPUTED | _ | NA | Nos |  | Inventory | WOODEN LOCAL CRATE-67X35X105
10282 | WOODEN LOCAL CRATE-67X37X94 | PACKING MATERIAL | PACKING | LW-CRATE-67X37X94 | REPUTED | _ | NA | Nos |  | Inventory | WOODEN LOCAL CRATE-67X37X94
10283 | WOODEN LOCAL CRATE-67X57X86 | PACKING MATERIAL | PACKING | LW-CRATE-67X57X86 | REPUTED | _ | NA | Nos |  | Inventory | WOODEN LOCAL CRATE-67X57X86
10284 | WOODEN LOCAL CRATE-68X55X98 | PACKING MATERIAL | PACKING | LW-CRATE-68X55X98 | REPUTED | _ | NA | Nos |  | Inventory | WOODEN LOCAL CRATE-68X55X98
10285 | WOODEN LOCAL CRATE-75X35X99 | PACKING MATERIAL | PACKING | LW-CRATE-75X35X99 | REPUTED | _ | NA | Nos |  | Inventory | WOODEN LOCAL CRATE-75X35X99
10286 | WOODEN LOCAL CRATE-75X63X99 | PACKING MATERIAL | PACKING | LW-CRATE-75X63X99 | REPUTED | _ | NA | Nos |  | Inventory | WOODEN LOCAL CRATE-75X63X99
10287 | WOODEN LOCAL CRATE-75X68X99 | PACKING MATERIAL | PACKING | LW-CRATE-75X68X99 | REPUTED | _ | NA | Nos |  | Inventory | WOODEN LOCAL CRATE-75X68X99
10288 | WOODEN LOCAL CRATE-79X55X99 | PACKING MATERIAL | PACKING | LW-CRATE-79X55X99 | REPUTED | _ | NA | Nos |  | Inventory | WOODEN LOCAL CRATE-79X55X99
10289 | WOODEN LOCAL CRATE 83X30X94 | PACKING MATERIAL | PACKING | LW-CRATE-83X30X94 | REPUTED | _ | NA | Nos |  | Inventory | WOODEN LOCAL CRATE 83X30X94
10290 | WOODEN LOCAL CRATE 83X32X90 | PACKING MATERIAL | PACKING | LW-CRATE-83X32X90 | REPUTED | _ | NA | Nos |  | Inventory | WOODEN LOCAL CRATE 83X32X90
10291 | WOODEN LOCAL CRATE 83X32X94 | PACKING MATERIAL | PACKING | LW-CRATE-83X32X94 | REPUTED | _ | NA | Nos |  | Inventory | WOODEN LOCAL CRATE 83X32X94
10292 | WOODEN LOCAL CRATE 83X52X80 | PACKING MATERIAL | PACKING | LW-CRATE-83X52X80 | REPUTED | _ | NA | Nos |  | Inventory | WOODEN LOCAL CRATE 83X52X80
10293 | WOODEN CRATE 84"X38"X78" | PACKING MATERIAL | PACKING | LW-CRATE-84X38X78 | REPUTED | - | - | Nos |  | Inventory | WOODEN CRATE 84"X38"X78"
10294 | WOODEN LOCAL CRATE-85X67X97 | PACKING MATERIAL | PACKING | LW-CRATE-85X67X97 | REPUTED | _ | NA | Nos |  | Inventory | WOODEN LOCAL CRATE-87X67X97
10295 | WOODEN LOCAL CRATE-87X35X105 | PACKING MATERIAL | PACKING | LW-CRATE-87X35X105 | REPUTED | _ | NA | Nos |  | Inventory | WOODEN LOCAL CRATE-87X35X105
10296 | WOODEN LOCAL CRATE-87X35X97 | PACKING MATERIAL | PACKING | LW-CRATE-87X35X97 | REPUTED | _ | NA | Nos |  | Inventory | WOODEN LOCAL CRATE-87X35X97
10297 | WOODEN LOCAL CRATE-87X39X113 | PACKING MATERIAL | PACKING | LW-CRATE-87X39X113 | REPUTED | _ | NA | Nos |  | Inventory | WOODEN LOCAL CRATE-87X39X113
10298 | WOODEN LOCAL CRATE-87X39X99 | PACKING MATERIAL | PACKING | LW-CRATE-87X39X99 | REPUTED | _ | NA | Nos |  | Inventory | WOODEN LOCAL CRATE-87X39X99
10299 | WOODEN LOCAL CRATE 87X45X101 | PACKING MATERIAL | PACKING | LW-CRATE-87X45X101 | REPUTED | _ | NA | Nos |  | Inventory | WOODEN LOCAL CRATE 87X45X101
10300 | WOODEN LOCAL CRATE 87X45X107 | PACKING MATERIAL | PACKING | LW-CRATE-87X45X107 | REPUTED | _ | NA | Nos |  | Inventory | WOODEN LOCAL CRATE 87X45X107
10301 | WOODEN LOCAL CRATE 87X45X114 | PACKING MATERIAL | PACKING | LW-CRATE-87X45X114 | REPUTED | _ | NA | Nos |  | Inventory | WOODEN LOCAL CRATE 87X45X114
10302 | WOODEN LOCAL CRATE-87X47X113 | PACKING MATERIAL | PACKING | LW-CRATE-87X47X113 | REPUTED | _ | NA | Nos |  | Inventory | WOODEN LOCAL CRATE-87X47X113
10303 | WOODEN BOX LOCAL-87X57X72 | PACKING MATERIAL | PACKING | LW-CRATE-87X57X72 | REPUTED | - | - | Nos |  | - | WOODEN BOX LOCAL-87X57X72
10304 | WOODEN LOCAL CRATE-87X63X97 | PACKING MATERIAL | PACKING | LW-CRATE-87X63X97 | REPUTED | _ | NA | Nos |  | Inventory | WOODEN LOCAL CRATE-87X63X97
10305 | WOODEN CRATE LOCAL-87X71X74 | PACKING MATERIAL | PACKING | LW-CRATE-87X71X74 | REPUTED | - | - | Nos |  | - | WOODEN CRATE LOCAL-87X71X74
10306 | WOODEN BOX LOCAL-87X71X78 | PACKING MATERIAL | PACKING | LW-CRATE-87X71X78 | REPUTED | - | - | Nos |  | - | WOODEN BOX LOCAL-87X71X78
10307 | WOODEN LOCAL CRATE-91X35X97 | PACKING MATERIAL | PACKING | LW-CRATE-91X35X97 | REPUTED | _ | NA | Nos |  | Inventory | WOODEN LOCAL CRATE-91X35X97
10308 | WOODEN LOCAL CRATE-91X47X104 | PACKING MATERIAL | PACKING | LW-CRATE-91X47X104 | REPUTED | _ | NA | Nos |  | Inventory | WOODEN LOCAL CRATE-91X47X104
10309 | WOODEN LOCAL CRATE-91X47X121 | PACKING MATERIAL | PACKING | LW-CRATE-91X47X121 | REPUTED | _ | NA | Nos |  | Inventory | WOODEN LOCAL CRATE-91X47X121
10310 | WOODEN LOCAL CRATE-91X47X94 | PACKING MATERIAL | PACKING | LW-CRATE-91X47X94 | REPUTED | _ | NA | Nos |  | Inventory | WOODEN LOCAL CRATE-91X47X94
10311 | WOODEN LOCAL CRATE-91X51X94 | PACKING MATERIAL | PACKING | LW-CRATE-91X51X94 | REPUTED | _ | NA | Nos |  | Inventory | WOODEN LOCAL CRATE-91X51X94
10312 | WOODEN LOCAL CRATE-98X31X83 | PACKING MATERIAL | PACKING | LW-CRATE-98X31X83 | REPUTED | _ | NA | Nos |  | Inventory | WOODEN LOCAL CRATE-98X31X83
10313 | WOODEN LOCAL CRATE-98X35X97 | PACKING MATERIAL | PACKING | LW-CRATE-98X35X97 | REPUTED | _ | NA | Nos |  | Inventory | WOODEN LOCAL CRATE-98X35X97
10314 | WOODEN LOCAL CRATE-98X45X119 | PACKING MATERIAL | PACKING | LW-CRATE-98X48X119 | REPUTED | _ | NA | Nos |  | Inventory | WOODEN LOCAL CRATE-98X45X119
10315 | WOODEN LOCAL CRATE-98X48X92 | PACKING MATERIAL | PACKING | LW-CRATE-98X48X92 | REPUTED | _ | NA | Nos |  | Inventory | WOODEN LOCAL CRATE-98X48X92
10316 | WOODEN LOCAL CRATE-98X72X92 | PACKING MATERIAL | PACKING | LW-CRATE-98X72X92 | REPUTED | _ | NA | Nos |  | Inventory | WOODEN LOCAL CRATE-98X72X92
10317 | WOODEN PALLET LOCAL100X55 | PACKING MATERIAL | PACKING | LW-PALLET-100X55 | REPUTED | _ | NA | Nos |  | Inventory | WOODEN PALLET LOCAL100X55
10318 | WOODEN PALLET LOCAL-100X55 | PACKING MATERIAL | PACKING | LW-PALLET-105X55 | REPUTED | _ | NA | Nos |  | Inventory | WOODEN PALLET LOCAL-100X55
10319 | WOODEN PALLET LOCAL-106X43 | PACKING MATERIAL | PACKING | LW-PALLET-106X43 | REPUTED | _ | NA | Nos |  | Inventory | WOODEN PALLET LOCAL-106X43
10320 | WOODEN PALLET LOCAL-106X47 | PACKING MATERIAL | PACKING | LW-PALLET-106X47 | REPUTED | _ | NA | Nos |  | Inventory | WOODEN PALLET LOCAL-106X47
10321 | WOODEN PALLET LOCAL 106X50 | PACKING MATERIAL | PACKING | LW-PALLET-106X50 | REPUTED | _ | NA | Nos |  | Inventory | WOODEN PALLET LOCAL 106X50
10322 | WOODEN PALLET LOCAL 106X51 | PACKING MATERIAL | PACKING | LW-PALLET-106X51 | REPUTED | _ | NA | Nos |  | Inventory | WOODEN PALLET LOCAL 106X51
10323 | WOODEN PALLET LOCAL 106X55 | PACKING MATERIAL | PACKING | LW-PALLET-106X55 | REPUTED | _ | NA | Nos |  | Inventory | WOODEN PALLET LOCAL 106X55
10324 | WOODEN PALLET LOCAL 106X57 | PACKING MATERIAL | PACKING | LW-PALLET-106X57 | REPUTED | _ | NA | Nos |  | Inventory | WOODEN PALLET LOCAL 106X57
10325 | WOODEN PALLET LOCAL-106X67 | PACKING MATERIAL | PACKING | LW-PALLET-106X67 | REPUTED | _ | NA | Nos |  | Inventory | WOODEN PALLET LOCAL-106X67
10326 | WOODEN PALLET LOCAL 106X71 | PACKING MATERIAL | PACKING | LW-PALLET-106X71 | REPUTED | _ | NA | Nos |  | Inventory | WOODEN PALLET LOCAL 106X71
10327 | WOODEN PALLET LOCAL108X42 | PACKING MATERIAL | PACKING | LW-PALLET-108X42 | REPUTED | _ | NA | Nos |  | Inventory | WOODEN PALLET LOCAL108X42
10328 | WOODEN PALLET LOCAL-108X55 | PACKING MATERIAL | PACKING | LW-PALLET-108X55 | REPUTED | _ | NA | Nos |  | Inventory | WOODEN PALLET LOCAL-108X55
10329 | WOODEN PALLET LOCAL-108X61 | PACKING MATERIAL | PACKING | LW-PALLET-108X61 | REPUTED | _ | NA | Nos |  | Inventory | WOODEN PALLET LOCAL-108X61
10330 | WOODEN PALLET LOCAL-110X11 | PACKING MATERIAL | PACKING | LW-PALLET-110X11 | REPUTED | - | - | Nos |  | - | WOODEN PALLET LOCAL-110X11
10331 | WOODEN PALLET LOCAL-110X36 | PACKING MATERIAL | PACKING | LW-PALLET-110X36 | REPUTED | - | - | Nos |  | - | WOODEN PALLET LOCAL-110X36
10332 | WOODEN PALLET LOCAL-110X41 | PACKING MATERIAL | PACKING | LW-PALLET-110X41 | REPUTED | - | - | Nos |  | - | WOODEN PALLET LOCAL-110X41
10333 | WOODEN PALLET LOCAL 110X43 | PACKING MATERIAL | PACKING | LW-PALLET-110X43 | REPUTED | _ | NA | Nos |  | Inventory | WOODEN PALLET LOCAL 110X43
10334 | WOODEN PALLET LOCAL-110X47 | PACKING MATERIAL | PACKING | LW-PALLET-110X47 | REPUTED | - | - | Nos |  | - | WOODEN PALLET LOCAL-110X47
10335 | WOODEN PALLET LOCAL 110X50 | PACKING MATERIAL | PACKING | LW-PALLET-110X50 | REPUTED | _ | NA | Nos |  | Inventory | WOODEN PALLET LOCAL 110X50
10336 | WOODEN PALLET LOCAL-110X51 | PACKING MATERIAL | PACKING | LW-PALLET-110X51 | REPUTED | - | - | Nos |  | - | WOODEN PALLET LOCAL-110X51
10337 | WOODEN PALLET LOCAL-110X63 | PACKING MATERIAL | PACKING | LW-PALLET-110X63 | REPUTED | - | - | Nos |  | - | WOODEN PALLET LOCAL-110X63
10338 | WOODEN PALLET LOCAL-114X45 | PACKING MATERIAL | PACKING | LW-PALLET-114X45 | REPUTED | - | - | Nos |  | Inventory | WOODEN PALLET LOCAL-114X45
10339 | WOODEN PALLET LOCAL-114X47 | PACKING MATERIAL | PACKING | LW-PALLET-114X47 | REPUTED | - | - | Nos |  | Inventory | WOODEN PALLET LOCAL-114X47
10340 | Local Wooden-PALLET-114X49 | PACKING MATERIAL | PACKING | LW-PALLET-114X49 | REPUTED | - | - | Nos |  | Inventory | Local Wooden-PALLET-114X49
10341 | WOODEN PALLET LOCAL-114X53 | PACKING MATERIAL | PACKING | LW-PALLET-114X53 | REPUTED | - | - | Nos |  | Inventory | WOODEN PALLET LOCAL-114X53
10342 | WOODEN PALLET LOCAL-114X55 | PACKING MATERIAL | PACKING | LW-PALLET-114X55 | REPUTED | - | - | Nos |  | Inventory | WOODEN PALLET LOCAL-114X55
10343 | WOODEN PALLET LOCAL-118X37 | PACKING MATERIAL | PACKING | LW-PALLET-118X37 | REPUTED | _ | NA | Nos |  | Inventory | WOODEN PALLET LOCAL-118X37
10344 | WOODEN PALLET LOCAL 118X43 | PACKING MATERIAL | PACKING | LW-PALLET-118X43 | REPUTED | _ | NA | Nos |  | Inventory | WOODEN PALLET LOCAL 118X43
10345 | WOODEN PALLET LOCAL 118X47 | PACKING MATERIAL | PACKING | LW-PALLET-118X47 | REPUTED | _ | NA | Nos |  | Inventory | WOODEN PALLET LOCAL 118X47
10346 | WOODEN PALLET LOCAL-118X55 | PACKING MATERIAL | PACKING | LW-PALLET-118X55 | REPUTED | _ | NA | Nos |  | Inventory | WOODEN PALLET LOCAL-118X55
10347 | WOODEN PALLET LOCAL-118X65 | PACKING MATERIAL | PACKING | LW-PALLET-118X65 | REPUTED | _ | NA | Nos |  | Inventory | WOODEN PALLET LOCAL-118X65
10348 | WOODEN PALLET LOCAL-120X65 | PACKING MATERIAL | PACKING | LW-PALLET-120X65 | REPUTED | _ | NA | Nos |  | Inventory | WOODEN PALLET LOCAL-120X65
10349 | WOODEN PALLET LOCAL-122X39 | PACKING MATERIAL | PACKING | LW-PALLET-122X39 | REPUTED | _ | NA | Nos |  | Inventory | WOODEN PALLET LOCAL-122X39
10350 | WOODEN PALLET LOCAL-122X51 | PACKING MATERIAL | PACKING | LW-PALLET-122X51 | REPUTED | _ | NA | Nos |  | Inventory | WOODEN PALLET LOCAL-122X51
10351 | WOODEN PALLET LOCAL 122X55 | PACKING MATERIAL | PACKING | LW-PALLET-122X55 | REPUTED | _ | NA | Nos |  | Inventory | WOODEN PALLET LOCAL 122X55
10352 | WOODEN PALLET LOCAL 122X60 | PACKING MATERIAL | PACKING | LW-PALLET-122X60 | REPUTED | _ | NA | Nos |  | Inventory | WOODEN PALLET LOCAL 122X60
10353 | WOODEN PALLET LOCAL 122X67 | PACKING MATERIAL | PACKING | LW-PALLET-122X67 | REPUTED | _ | NA | Nos |  | Inventory | WOODEN PALLET LOCAL 122X67
10354 | WOODEN PALLET LOCAL 122X75 | PACKING MATERIAL | PACKING | LW-PALLET-122X75 | REPUTED | _ | NA | Nos |  | Inventory | WOODEN PALLET LOCAL 122X75
10355 | WOODEN PALLET LOCAL 125X55 | PACKING MATERIAL | PACKING | LW-PALLET-125X55 | REPUTED | _ | NA | Nos |  | Inventory | WOODEN PALLET LOCAL 125X55
10356 | WOODEN PALLET LOCAL 125X60 | PACKING MATERIAL | PACKING | LW-PALLET-125X60 | REPUTED | _ | NA | Nos |  | Inventory | WOODEN PALLET LOCAL 125X60
10357 | WOODEN PALLET LOCAL 126X55 | PACKING MATERIAL | PACKING | LW-PALLET-126X55 | REPUTED | _ | NA | Nos |  | Inventory | WOODEN PALLET LOCAL 126X55
10358 | WOODEN PALLET LOCAL126X63 | PACKING MATERIAL | PACKING | LW-PALLET-126X63 | REPUTED | _ | NA | Nos |  | Inventory | WOODEN PALLET LOCAL126X63
10359 | WOODEN PALLET LOCAL-130X43 | PACKING MATERIAL | PACKING | LW-PALLET-130X43 | REPUTED | _ | NA | Nos |  | Inventory | WOODEN PALLET LOCAL-130X43
10360 | WOODEN PALLET LOCAL-130X47 | PACKING MATERIAL | PACKING | LW-PALLET-130X47 | REPUTED | _ | NA | Nos |  | Inventory | WOODEN PALLET LOCAL-130X47
10361 | WOODEN PALLET LOCAL-130X51 | PACKING MATERIAL | PACKING | LW-PALLET-130X51 | REPUTED | _ | NA | Nos |  | Inventory | WOODEN PALLET LOCAL-130X51
10362 | WOODEN PALLET LOCAL- 132X73 | PACKING MATERIAL | PACKING | LW-PALLET-132X73 | REPUTED | _ | NA | Nos |  | Inventory | WOODEN PALLET LOCAL- 132X73
10363 | WOODEN PALLET LOCAL-132X75 | PACKING MATERIAL | PACKING | LW-PALLET-132X75 | REPUTED | _ | NA | Nos |  | Inventory | WOODEN PALLET LOCAL-132X75
10364 | WOODEN PALLET LOCAL134X51 | PACKING MATERIAL | PACKING | LW-PALLET-134X51 | REPUTED | _ | NA | Nos |  | Inventory | WOODEN PALLET LOCAL134X51
10365 | WOODEN PALLET LOCAL134X55 | PACKING MATERIAL | PACKING | LW-PALLET-134X55 | REPUTED | _ | NA | Nos |  | Inventory | WOODEN PALLET LOCAL134X55
10366 | WOODEN PALLET LOCAL134X63 | PACKING MATERIAL | PACKING | LW-PALLET-134X63 | REPUTED | _ | NA | Nos |  | Inventory | WOODEN PALLET LOCAL134X63
10367 | WOODEN PALLET LOCAL134X75 | PACKING MATERIAL | PACKING | LW-PALLET-134X75 | REPUTED | _ | NA | Nos |  | Inventory | WOODEN PALLET LOCAL134X75
10368 | WOODEN PALLET LOCAL138X51 | PACKING MATERIAL | PACKING | LW-PALLET-138X51 | REPUTED | _ | NA | Nos |  | Inventory | WOODEN PALLET LOCAL138X51
10369 | WOODEN PALLET LOCAL-142X51 | PACKING MATERIAL | PACKING | LW-PALLET-142X51 | REPUTED | _ | NA | Nos |  | Inventory | WOODEN PALLET LOCAL-142X51
10370 | WOODEN PALLET LOCAL-142X55 | PACKING MATERIAL | PACKING | LW-PALLET-142X55 | REPUTED | _ | NA | Nos |  | Inventory | WOODEN PALLET LOCAL-142X55
10371 | WOODEN PALLET LOCAL-150X43 | PACKING MATERIAL | PACKING | LW-PALLET-150X43 | REPUTED | _ | NA | Nos |  | Inventory | WOODEN PALLET LOCAL-150X43
10372 | WOODEN PALLET LOCAL-150X55 | PACKING MATERIAL | PACKING | LW-PALLET-150X55 | REPUTED | _ | NA | Nos |  | Inventory | WOODEN PALLET LOCAL-150X55
10373 | WOODEN PALLET LOCAL-154X55 | PACKING MATERIAL | PACKING | LW-PALLET-154X55 | REPUTED | _ | NA | Nos |  | Inventory | WOODEN PALLET LOCAL-154X55
10374 | WOODEN PALLET LOCAL-161X55 | PACKING MATERIAL | PACKING | LW-PALLET-161X55 | REPUTED | _ | NA | Nos |  | Inventory | WOODEN PALLET LOCAL-161X55
10375 | WOODEN PALLET LOCAL 169X47 | PACKING MATERIAL | PACKING | LW-PALLET-169X47 | REPUTED | _ | NA | Nos |  | Inventory | WOODEN PALLET LOCAL 169X47
10376 | LOCAL WOODEN PALLET--16X28 | PACKING MATERIAL | PACKING | LW-PALLET-16X28 | REPUTED | _ | NA | Nos |  | Inventory | LOCAL WOODEN PALLET--16X28
10377 | WOODEN PALLET LOCAL-21X32 | PACKING MATERIAL | PACKING | LW-PALLET-21X32 | REPUTED | _ | NA | Nos |  | Inventory | WOODEN PALLET LOCAL-21X32
10378 | WOODEN PALLET LOCAL-21X40 - FOR KIOSK | PACKING MATERIAL | PACKING | LW-PALLET-21X40 | REPUTED | _ | NA | Nos |  | Inventory | WOODEN PALLET LOCAL-21X40 - FOR KIOSK
10379 | WOODEN PALLET LOCAL-22X22 | PACKING MATERIAL | PACKING | LW-PALLET-22X22 | REPUTED | _ | NA | Nos |  | Inventory | WOODEN PALLET LOCAL-22X22
10380 | WOODEN PALLET LOCAL-22X27 - FOR KIOSK | PACKING MATERIAL | PACKING | LW-PALLET-22X27 | REPUTED | _ | NA | Nos |  | Inventory | WOODEN PALLET LOCAL-22X27 - FOR KIOSK
10381 | WOODEN PALLET LOCAL-22X40 | PACKING MATERIAL | PACKING | LW-PALLET-22X40 | REPUTED | _ | NA | Nos |  | Inventory | WOODEN PALLET LOCAL-22X40
10382 | WOODEN PALLET LOCAL-23X23 | PACKING MATERIAL | PACKING | LW-PALLET-23X23 | REPUTED | _ | NA | Nos |  | Inventory | WOODEN PALLET LOCAL-23X23
10383 | WOODEN PALLET LOCAL-24X43 | PACKING MATERIAL | PACKING | LW-PALLET-24X43 | REPUTED | _ | NA | Nos |  | Inventory | WOODEN PALLET LOCAL-24X43
10384 | WOODEN PALLET LOCAL-25X19 | PACKING MATERIAL | PACKING | LW-PALLET-25X19 | REPUTED | _ | NA | Nos |  | Inventory | WOODEN PALLET LOCAL-25X19
10385 | WOODEN PALLET LOCAL-25x31 - FOR 11KV 1250A CB LOCAL PACKING | PACKING MATERIAL | PACKING | LW-PALLET-25X31-12.12.25 | REPUTED | _ | NA | Nos |  | Inventory | WOODEN PALLET LOCAL-25x31 - FOR 11KV 1250A CB LOCAL PACKING
10386 | WOODEN PALLET LOCAL -26X48 | PACKING MATERIAL | PACKING | LW-PALLET-26X48 | REPUTED | _ | NA | Nos |  | Inventory | WOODEN PALLET LOCAL -26X48
10387 | WOODEN PALLET LOCAL-27x34 | PACKING MATERIAL | PACKING | LW-PALLET-27X34 | REPUTED | _ | NA | Nos |  | Inventory | WOODEN PALLET LOCAL-27x34
10388 | WOODEN PALLET LOCAL-27x36 | PACKING MATERIAL | PACKING | LW-PALLET-27X36 | REPUTED | _ | NA | Nos |  | Inventory | WOODEN PALLET LOCAL-27x36
10389 | WOODENPALLET LOCAL 28X37 | PACKING MATERIAL | PACKING | LW-PALLET-28X37 | REPUTED | - | - | Nos |  | Inventory | WOODENPALLET LOCAL 28X37
10390 | WOODENPALLET LOCAL 28X43 | PACKING MATERIAL | PACKING | LW-PALLET-28X43 | REPUTED | - | - | Nos |  | Inventory | WOODENPALLET LOCAL 28X43
10391 | WOODEN PALLET LOCAL-28X47 - FOR 11KV 26.3KA VCB + MODULE | PACKING MATERIAL | PACKING | LW-PALLET-28X47 | REPUTED | _ | NA | Nos |  | Inventory | WOODEN PALLET LOCAL-28X47 - FOR 11KV 26.3KA VCB + MODULE
10392 | WOODEN PALLET LOCAL-30x16 | PACKING MATERIAL | PACKING | LW-PALLET-30X16 | REPUTED | _ | NA | Nos |  | Inventory | WOODEN PALLET LOCAL-30x16
10393 | WOODEN PALLET LOCAL-30x30 (hdfc passbook) | PACKING MATERIAL | PACKING | LW-PALLET-30X30-HDFC-PASS | REPUTED | _ | NA | Nos |  | Inventory | WOODEN PALLET LOCAL-30x30 (hdfc passbook)
10394 | WOODEN PALLET LOCAL-30X35 | PACKING MATERIAL | PACKING | LW-PALLET-30X35 | REPUTED | _ | NA | Nos |  | Inventory | WOODEN PALLET LOCAL-30X35
10395 | WOODEN PALLET LOCAL-30X38 | PACKING MATERIAL | PACKING | LW-PALLET-30X38 | REPUTED | _ | NA | Nos |  | Inventory | WOODEN PALLET LOCAL-30X38
10396 | WOODEN PALLET LOCAL-31X18 | PACKING MATERIAL | PACKING | LW-PALLET-31X18 | REPUTED | _ | NA | Nos |  | Inventory | WOODEN PALLET LOCAL-31X18
10397 | WOODEN PALLET LOCAL-31X31 | PACKING MATERIAL | PACKING | LW-PALLET-31X31 | REPUTED | _ | NA | Nos |  | Inventory | WOODEN PALLET LOCAL-31X31
10398 | WOODEN PALLET LOCAL-31X34 | PACKING MATERIAL | PACKING | LW-PALLET-31X34 | REPUTED | _ | NA | Nos |  | Inventory | WOODEN PALLET LOCAL-31X34
10399 | WOODEN PALLET LOCAL-31X35 | PACKING MATERIAL | PACKING | LW-PALLET-31X35 | REPUTED | _ | NA | Nos |  | Inventory | WOODEN PALLET LOCAL-31X35
10400 | WOODEN PALLET LOCAL 31X48 | PACKING MATERIAL | PACKING | LW-PALLET-31X48 | REPUTED | _ | NA | Nos |  | Inventory | WOODEN PALLET LOCAL 31X48
10401 | WOODEN PALLET LOCAL 31X54 | PACKING MATERIAL | PACKING | LW-PALLET-31X54 | REPUTED | _ | NA | Nos |  | Inventory | WOODEN PALLET LOCAL 31X54
10402 | WOODEN PALLET LOCAL 31X56 | PACKING MATERIAL | PACKING | LW-PALLET-31X56 | REPUTED | _ | NA | Nos |  | Inventory | WOODEN PALLET LOCAL 31X56
10403 | WOODEN PALLET LOCAL 32x36 (retails) | PACKING MATERIAL | PACKING | LW-PALLET-32X36-RETAILS | REPUTED | - | - | Nos |  | Inventory | WOODEN PALLET LOCAL 32x36 (retails)
10404 | WOODEN PALLET LOCAL-32X39 | PACKING MATERIAL | PACKING | LW-PALLET-32X39 | REPUTED | _ | NA | Nos |  | Inventory | WOODEN PALLET LOCAL-32X39
10405 | WOODEN PALLET LOCAL-32X40 | PACKING MATERIAL | PACKING | LW-PALLET-32X40 | REPUTED | _ | NA | Nos |  | Inventory | WOODEN PALLET LOCAL-32X40
10406 | LOCAL WOODEN PALLET--32X48 | PACKING MATERIAL | PACKING | LW-PALLET-32X48 | REPUTED | _ | NA | Nos |  | Inventory | LOCAL WOODEN PALLET--32X48
10407 | LOCAL WOODEN PALLET--32X48X26 | PACKING MATERIAL | PACKING | LW-PALLET-32X48X26 | REPUTED | _ | NA | Nos |  | Inventory | LOCAL WOODEN PALLET--32X48X26
10408 | WOODEN PALLET LOCAL-33X27 | PACKING MATERIAL | PACKING | LW-PALLET-33X27 | REPUTED | _ | NA | Nos |  | Inventory | WOODEN PALLET LOCAL-33X27
10409 | WOODEN PALLET LOCAL-33X48 | PACKING MATERIAL | PACKING | LW-PALLET-33X48 | REPUTED | _ | NA | Nos |  | Inventory | WOODEN PALLET LOCAL-33X48
10410 | WOODEN PALLET LOCAL-34X42 | PACKING MATERIAL | PACKING | LW-PALLET-34X42 | REPUTED | _ | NA | Nos |  | Inventory | WOODEN PALLET LOCAL-34X42
10411 | WOODEN PALLET LOCAL-35X27 | PACKING MATERIAL | PACKING | LW-PALLET-35X27 | REPUTED | _ | NA | Nos |  | Inventory | WOODEN PALLET LOCAL-35X27
10412 | WOODEN PALLET LOCAL-35X35 | PACKING MATERIAL | PACKING | LW-PALLET-35X35 | REPUTED | _ | NA | Nos |  | Inventory | WOODEN PALLET LOCAL-35X35
10413 | WOODEN PALLET LOCAL-35X37 | PACKING MATERIAL | PACKING | LW-PALLET-35X37 | REPUTED | _ | NA | Nos |  | Inventory | WOODEN PALLET LOCAL-35X37
10414 | WOODEN PALLET LOCAL-35X39 | PACKING MATERIAL | PACKING | LW-PALLET-35X39 | REPUTED | _ | NA | Nos |  | Inventory | WOODEN PALLET LOCAL-35X39
10415 | WOODEN PALLET LOCAL-35X40 | PACKING MATERIAL | PACKING | LW-PALLET-35X40 | REPUTED | _ | NA | Nos |  | Inventory | WOODEN PALLET LOCAL-35X40
10416 | WOODEN PALLET LOCAL-35X45 | PACKING MATERIAL | PACKING | LW-PALLET-35X45 | REPUTED | _ | NA | Nos |  | Inventory | WOODEN PALLET LOCAL-35X45
10417 | WOODEN PALLET LOCAL-35X98 | PACKING MATERIAL | PACKING | LW-PALLET-35X98 | REPUTED | _ | NA | Nos |  | Inventory | WOODEN PALLET LOCAL-35X98
10418 | WOODEN PALLET LOCAL-36X33 | PACKING MATERIAL | PACKING | LW-PALLET-36X33 | REPUTED | _ | NA | Nos |  | Inventory | WOODEN PALLET LOCAL-36X33
10419 | WOODEN PALLET LOCAL -36X34 | PACKING MATERIAL | PACKING | LW-PALLET-36X34 | REPUTED | _ | NA | Nos |  | Inventory | WOODEN PALLET LOCAL -36X34
10420 | WOODEN PALLET LOCAL-36X45 | PACKING MATERIAL | PACKING | LW-PALLET-36X45 | REPUTED | _ | NA | Nos |  | Inventory | WOODEN PALLET LOCAL-36X45
10421 | WOODEN PALLET LOCAL-37X23 | PACKING MATERIAL | PACKING | LW-PALLET-37X23 | REPUTED | _ | NA | Nos |  | Inventory | WOODEN PALLET LOCAL-37X23
10422 | WOODEN PALLET LOCAL-37X25 | PACKING MATERIAL | PACKING | LW-PALLET-37X25 | REPUTED | _ | NA | Nos |  | Inventory | WOODEN PALLET LOCAL-37X25
10423 | WOODEN PALLET LOCAL 37x46 | PACKING MATERIAL | PACKING | LW-PALLET-37X46 | REPUTED | _ | NA | Nos |  | Inventory | WOODEN PALLET LOCAL 37x46
10424 | WOODEN PALLET LOCAL-37X47 | PACKING MATERIAL | PACKING | LW-PALLET-37X47 | REPUTED | _ | NA | Nos |  | Inventory | WOODEN PALLET LOCAL-37X47
10425 | WOODEN PALLET LOCAL-37X50 | PACKING MATERIAL | PACKING | LW-PALLET-37X50 | REPUTED | _ | NA | Nos |  | Inventory | WOODEN PALLET LOCAL-37X50
10426 | WOODEN PALLET LOCAL-38X24 | PACKING MATERIAL | PACKING | LW-PALLET-38X24 | REPUTED | _ | NA | Nos |  | Inventory | WOODEN PALLET LOCAL-38X24
10427 | WOODEN PALLET LOCAL 39X31 | PACKING MATERIAL | PACKING | LW-PALLET-39X31 | REPUTED | _ | NA | Nos |  | Inventory | WOODEN PALLET LOCAL 39X31
10428 | WOODEN PALLET LOCAL 39X35 | PACKING MATERIAL | PACKING | LW-PALLET-39X35 | REPUTED | _ | NA | Nos |  | Inventory | WOODEN PALLET LOCAL 39X35
10429 | WOODEN PALLET LOCAL 39X39 | PACKING MATERIAL | PACKING | LW-PALLET-39X39 | REPUTED | _ | NA | Nos |  | Inventory | WOODEN PALLET LOCAL 39X39
10430 | WOODEN PALLET LOCAL 39X42 | PACKING MATERIAL | PACKING | LW-PALLET-39X42 | REPUTED | _ | NA | Nos |  | Inventory | WOODEN PALLET LOCAL 39X42
10431 | WOODEN PALLET LOCAL-40X35 | PACKING MATERIAL | PACKING | LW-PALLET-40X35 | REPUTED | - | - | Nos |  | Inventory | WOODEN PALLET LOCAL-40X35
10432 | WOODEN PALLET LOCAL-40X40 | PACKING MATERIAL | PACKING | LW-PALLET-40X40 | REPUTED | - | - | Nos |  | Inventory | WOODEN PALLET LOCAL-40X40
10433 | WOODEN PALLET LOCAL-40X45 | PACKING MATERIAL | PACKING | LW-PALLET-40X45 | REPUTED | - | - | Nos |  | Inventory | WOODEN PALLET LOCAL-40X45
10434 | WOODEN PALLET LOCAL-41X23 | PACKING MATERIAL | PACKING | LW-PALLET-41X23 | REPUTED | _ | NA | Nos |  | Inventory | WOODEN PALLET LOCAL-41X23
10435 | WOODEN PALLET LOCAL-41X38 | PACKING MATERIAL | PACKING | LW-PALLET-41X38 | REPUTED | _ | NA | Nos |  | Inventory | WOODEN PALLET LOCAL-41X38
10436 | WOODEN PALLET LOCAL-41X48 | PACKING MATERIAL | PACKING | LW-PALLET-41X48 | REPUTED | _ | NA | Nos |  | Inventory | WOODEN PALLET LOCAL-41X48
10437 | WOODEN PALLET LOCAL 41X50 | PACKING MATERIAL | PACKING | LW-PALLET-41X50 | REPUTED | _ | NA | Nos |  | Inventory | WOODEN PALLET LOCAL 41X50
10438 | WOODEN PALLET LOCAL-41X84 | PACKING MATERIAL | PACKING | LW-PALLET-41X84 | REPUTED | _ | NA | Nos |  | Inventory | WOODEN PALLET LOCAL-41X84
10439 | WOODEN PALLET LOCAL-41X89 | PACKING MATERIAL | PACKING | LW-PALLET-41X89 | REPUTED | _ | NA | Nos |  | Inventory | WOODEN PALLET LOCAL-41X89
10440 | WOODEN PALLET LOCAL-42X30 | PACKING MATERIAL | PACKING | LW-PALLET-42X30 | REPUTED | _ | NA | Nos |  | Inventory | WOODEN PALLET LOCAL-42X30
10441 | WOODEN PALLET LOCAL-42X42 | PACKING MATERIAL | PACKING | LW-PALLET-42X42 | REPUTED | _ | NA | Nos |  | Inventory | WOODEN PALLET LOCAL-42X42
10442 | WOODEN PALLET LOCAL-43X28 | PACKING MATERIAL | PACKING | LW-PALLET-43X28 | REPUTED | _ | NA | Nos |  | Inventory | WOODEN PALLET LOCAL-43X28
10443 | WOODEN PALLET LOCAL43X39 | PACKING MATERIAL | PACKING | LW-PALLET-43X39 | REPUTED | _ | NA | Nos |  | Inventory | WOODEN PALLET LOCAL43X39
10444 | WOODEN PALLET LOCAL-43X43 | PACKING MATERIAL | PACKING | LW-PALLET-43X43 | REPUTED | _ | NA | Nos |  | Inventory | WOODEN PALLET LOCAL-43X43
10445 | WOODEN PALLET LOCAL-45X30 | PACKING MATERIAL | PACKING | LW-PALLET-45X30 | REPUTED | _ | NA | Nos |  | Inventory | WOODEN PALLET LOCAL-45X30
10446 | WOODEN PALLET LOCAL-45X36 | PACKING MATERIAL | PACKING | LW-PALLET-45X36 | REPUTED | _ | NA | Nos |  | Inventory | WOODEN PALLET LOCAL-45X36
10447 | WOODEN PALLET LOCAL-45X45 | PACKING MATERIAL | PACKING | LW-PALLET-45X45 | REPUTED | _ | NA | Nos |  | Inventory | WOODEN PALLET LOCAL-45X45
10448 | WOODEN PALLET LOCAL-46X24 | PACKING MATERIAL | PACKING | LW-PALLET-46X24 | REPUTED | _ | NA | Nos |  | Inventory | WOODEN PALLET LOCAL-46X24
10449 | WOODEN PALLET LOCAL -47X40 | PACKING MATERIAL | PACKING | LW-PALLET-47X40 | REPUTED | _ | NA | Nos |  | Inventory | WOODEN PALLET LOCAL -47X40
10450 | WOODEN PALLET LOCAL -48X34 | PACKING MATERIAL | PACKING | LW-PALLET-48X34 | REPUTED | _ | NA | Nos |  | Inventory | WOODEN PALLET LOCAL -48X34
10451 | WOODEN PALLET LOCAL-49X31 | PACKING MATERIAL | PACKING | LW-PALLET-49X31 | REPUTED | _ | NA | Nos |  | Inventory | WOODEN PALLET LOCAL-49X31
10452 | WOODEN PALLET LOCAL-49X32 | PACKING MATERIAL | PACKING | LW-PALLET-49X32 | REPUTED | _ | NA | Nos |  | Inventory | WOODEN PALLET LOCAL-49X32
10453 | WOODEN PALLET LOCAL-49X36 | PACKING MATERIAL | PACKING | LW-PALLET-49X36 | REPUTED | _ | NA | Nos |  | Inventory | WOODEN PALLET LOCAL-49X36
10454 | WOODEN PALLET LOCAL-49X39 | PACKING MATERIAL | PACKING | LW-PALLET-49X39 | REPUTED | _ | NA | Nos |  | Inventory | WOODEN PALLET LOCAL-49X39
10455 | WOODEN PALLET LOCAL-49X48 | PACKING MATERIAL | PACKING | LW-PALLET-49X48 | REPUTED | _ | NA | Nos |  | Inventory | WOODEN PALLET LOCAL-49X48
10456 | WOODEN PALLET LOCAL-49X61 | PACKING MATERIAL | PACKING | LW-PALLET-49X61 | REPUTED | _ | NA | Nos |  | Inventory | WOODEN PALLET LOCAL-49X61
10457 | WOODEN PALLET LOCAL-49X69 | PACKING MATERIAL | PACKING | LW-PALLET-49X69 | REPUTED | _ | NA | Nos |  | Inventory | WOODEN PALLET LOCAL-49X69
10458 | WOODEN PALLET LOCAL-49X76 | PACKING MATERIAL | PACKING | LW-PALLET-49X76 | REPUTED | _ | NA | Nos |  | Inventory | WOODEN PALLET LOCAL-49X76
10459 | WOODEN PALLET LOCAL-49X89 | PACKING MATERIAL | PACKING | LW-PALLET-49X89 | REPUTED | _ | NA | Nos |  | Inventory | WOODEN PALLET LOCAL-49X89
10460 | WOODEN PALLET LOCAL-49X97 | PACKING MATERIAL | PACKING | LW-PALLET-49X97 | REPUTED | _ | NA | Nos |  | Inventory | WOODEN PALLET LOCAL-49X97
10461 | WOODEN PALLET LOCAL-50X27 | PACKING MATERIAL | PACKING | LW-PALLET-50X27 | REPUTED | _ | NA | Nos |  | Inventory | WOODEN PALLET LOCAL-50X27
10462 | WOODEN PALLET LOCAL-50X31 | PACKING MATERIAL | PACKING | LW-PALLET-50X31 | REPUTED | _ | NA | Nos |  | Inventory | WOODEN PALLET LOCAL-50X31
10463 | WOODEN PALLET LOCAL 50X40 | PACKING MATERIAL | PACKING | LW-PALLET-50X40 | REPUTED | _ | NA | Nos |  | Inventory | WOODEN PALLET LOCAL 50X40
10464 | WOODEN PALLET LOCAL-50x41 | PACKING MATERIAL | PACKING | LW-PALLET-50X41 | REPUTED | _ | NA | Nos |  | Inventory | WOODEN PALLET LOCAL-50x41
10465 | WOODEN PALLET LOCAL-50x53 | PACKING MATERIAL | PACKING | LW-PALLET-50X53 | REPUTED | _ | NA | Nos |  | Inventory | WOODEN PALLET LOCAL-50x53
10466 | WOODEN PALLET LOCAL-55X20 | PACKING MATERIAL | PACKING | LW-PALLET-55X20 | REPUTED | _ | NA | Nos |  | Inventory | WOODEN PALLET LOCAL-55X20
10467 | WOODEN PALLET LOCAL-56X47 | PACKING MATERIAL | PACKING | LW-PALLET-56X47 | REPUTED | - | - | Nos |  | Inventory | WOODEN PALLET LOCAL-56X47
10468 | WOODEN PALLET LOCAL | PACKING MATERIAL | PACKING | LW-PALLET-57X31 | REPUTED | - | - | Nos |  | Inventory | WOODEN PALLET LOCAL
10469 | WOODEN PALLET LOCAL-60X27 | PACKING MATERIAL | PACKING | LW-PALLET-60X27 | REPUTED | _ | NA | Nos |  | Inventory | WOODEN PALLET LOCAL-60X27
10470 | WOODEN PALLET LOCAL-60X36 | PACKING MATERIAL | PACKING | LW-PALLET-60X36 | REPUTED | _ | NA | Nos |  | Inventory | WOODEN PALLET LOCAL-60X36
10471 | WOODEN PALLET LOCAL 63x35 | PACKING MATERIAL | PACKING | LW-PALLET-63X35 | REPUTED | _ | NA | Nos |  | Inventory | WOODEN PALLET LOCAL 63x35
10472 | WOODEN PALLET LOCAL 63x41 | PACKING MATERIAL | PACKING | LW-PALLET-63X41 | REPUTED | _ | NA | Nos |  | Inventory | WOODEN PALLET LOCAL 63x41
10473 | WOODEN PALLET LOCAL 63x43 | PACKING MATERIAL | PACKING | LW-PALLET-63X43 | REPUTED | _ | NA | Nos |  | Inventory | WOODEN PALLET LOCAL 63x43
10474 | WOODEN PALLET LOCAL 63x48 | PACKING MATERIAL | PACKING | LW-PALLET-63X48 | REPUTED | _ | NA | Nos |  | Inventory | WOODEN PALLET LOCAL 63x48
10475 | WOODEN PALLET LOCAL 63x55 | PACKING MATERIAL | PACKING | LW-PALLET-63X55 | REPUTED | _ | NA | Nos |  | Inventory | WOODEN PALLET LOCAL 63x55
10476 | WOODEN PALLET LOCAL-65X32 | PACKING MATERIAL | PACKING | LW-PALLET-65X32 | REPUTED | _ | NA | Nos |  | Inventory | WOODEN PALLET LOCAL-65X32
10477 | WOODEN PALLET LOCAL-65X48 | PACKING MATERIAL | PACKING | LW-PALLET-65X48 | REPUTED | _ | NA | Nos |  | Inventory | WOODEN PALLET LOCAL-65X48
10478 | WOODEN PALLET LOCAL-65X49 | PACKING MATERIAL | PACKING | LW-PALLET-65X49 | REPUTED | _ | NA | Nos |  | Inventory | WOODEN PALLET LOCAL-65X49
10479 | WOODEN PALLET LOCAL-65X61 | PACKING MATERIAL | PACKING | LW-PALLET-65X61 | REPUTED | _ | NA | Nos |  | Inventory | WOODEN PALLET LOCAL-65X61
10480 | WOODEN PALLET LOCAL-65X65 | PACKING MATERIAL | PACKING | LW-PALLET-65X65 | REPUTED | _ | NA | Nos |  | Inventory | WOODEN PALLET LOCAL-65X65
10481 | WOODEN PALLET LOCAL-65X76 | PACKING MATERIAL | PACKING | LW-PALLET-65X76 | REPUTED | _ | NA | Nos |  | Inventory | WOODEN PALLET LOCAL-65X76
10482 | WOODEN PALLET LOCAL-65X84 | PACKING MATERIAL | PACKING | LW-PALLET-65X84 | REPUTED | _ | NA | Nos |  | Inventory | WOODEN PALLET LOCAL-65X84
10483 | WOODEN PALLET LOCAL-67X28 | PACKING MATERIAL | PACKING | LW-PALLET-67X28 | REPUTED | _ | NA | Nos |  | Inventory | WOODEN PALLET LOCAL-67X28
10484 | WOODEN PALLET LOCAL-67X31 | PACKING MATERIAL | PACKING | LW-PALLET-67X31 | REPUTED | _ | NA | Nos |  | Inventory | WOODEN PALLET LOCAL-67X31
10485 | WOODEN PALLET LOCAL-67X32 | PACKING MATERIAL | PACKING | LW-PALLET-67X32 | REPUTED | _ | NA | Nos |  | Inventory | WOODEN PALLET LOCAL-67X32
10486 | WOODEN PALLET LOCAL-67X35 | PACKING MATERIAL | PACKING | LW-PALLET-67X35 | REPUTED | - | - | Nos |  | Inventory | WOODEN PALLET LOCAL-67X35
10487 | WOODEN PALLET LOCAL-67X36 | PACKING MATERIAL | PACKING | LW-PALLET-67X36 | REPUTED | _ | NA | Nos |  | Inventory | WOODEN PALLET LOCAL-67X36
10488 | WOODEN PALLET LOCAL-67X37 | PACKING MATERIAL | PACKING | LW-PALLET-67X37 | REPUTED | _ | NA | Nos |  | Inventory | WOODEN PALLET LOCAL-67X37
10489 | WOODEN PALLET LOCAL-67X39 | PACKING MATERIAL | PACKING | LW-PALLET-67X39 | REPUTED | _ | NA | Nos |  | Inventory | WOODEN PALLET LOCAL-67X39
10490 | WOODEN PALLET LOCAL-67X51 | PACKING MATERIAL | PACKING | LW-PALLET-67X51 | REPUTED | _ | NA | Nos |  | Inventory | WOODEN PALLET LOCAL-67X51
10491 | WOODEN PALLET LOCAL-67X55 | PACKING MATERIAL | PACKING | LW-PALLET-67X55 | REPUTED | _ | NA | Nos |  | Inventory | WOODEN PALLET LOCAL-67X55
10492 | WOODEN PALLET LOCAL-67X57 | PACKING MATERIAL | PACKING | LW-PALLET-67X57 | REPUTED | _ | NA | Nos |  | Inventory | WOODEN PALLET LOCAL-67X57
10493 | WOODEN PALLET LOCAL-67X59 | PACKING MATERIAL | PACKING | LW-PALLET-67X59 | REPUTED | _ | NA | Nos |  | Inventory | WOODEN PALLET LOCAL-67X59
10494 | WOODEN PALLET LOCAL-67X63 | PACKING MATERIAL | PACKING | LW-PALLET-67X63 | REPUTED | _ | NA | Nos |  | Inventory | WOODEN PALLET LOCAL-67X63
10495 | WOODEN PALLET LOCAL-67X67 | PACKING MATERIAL | PACKING | LW-PALLET-67X67 | REPUTED | _ | NA | Nos |  | Inventory | WOODEN PALLET LOCAL-67X67
10496 | WOODEN PALLET LOCAL-67X69 | PACKING MATERIAL | PACKING | LW-PALLET-67X69 | REPUTED | _ | NA | Nos |  | Inventory | WOODEN PALLET LOCAL-67X69
10497 | WOODEN PALLET LOCAL 68X37 | PACKING MATERIAL | PACKING | LW-PALLET-68X37 | REPUTED | _ | NA | Nos |  | Inventory | WOODEN PALLET LOCAL 68X37
10498 | WOODEN PALLET LOCAL-68X55 | PACKING MATERIAL | PACKING | LW-PALLET-68X55 | REPUTED | _ | NA | Nos |  | Inventory | WOODEN PALLET LOCAL-68X55
10499 | WODDEN PALLET LOCAL-69X55 | PACKING MATERIAL | PACKING | LW-PALLET-69X55 | REPUTED | _ | NA | Nos |  | Inventory | WODDEN PALLET LOCAL-69X55
10500 | WODDEN PALLET LOCAL-71X35 | PACKING MATERIAL | PACKING | LW-PALLET-71X35 | REPUTED | _ | NA | Nos |  | Inventory | WODDEN PALLET LOCAL-71X35
10501 | WODDEN PALLET LOCAL-71X67 | PACKING MATERIAL | PACKING | LW-PALLET-71X67 | REPUTED | _ | NA | Nos |  | Inventory | WODDEN PALLET LOCAL-71X67
10502 | WODDEN PALLET LOCAL-71X94 | PACKING MATERIAL | PACKING | LW-PALLET-71X94 | REPUTED | _ | NA | Nos |  | Inventory | WODDEN PALLET LOCAL-71X94
10503 | WODDEN PALLET LOCAL-74X32 | PACKING MATERIAL | PACKING | LW-PALLET-74X32 | REPUTED | _ | NA | Nos |  | Inventory | WODDEN PALLET LOCAL-74X32
10504 | WODDEN PALLET LOCAL-75X35 | PACKING MATERIAL | PACKING | LW-PALLET-75X35 | REPUTED | _ | NA | Nos |  | Inventory | WODDEN PALLET LOCAL-75X35
10505 | WOODEN PALLET LOCAL 75X51 | PACKING MATERIAL | PACKING | LW-PALLET-75X51 | REPUTED | _ | NA | Nos |  | Inventory | WOODEN PALLET LOCAL 75X51
10506 | WODDEN PALLET LOCAL-75X60 | PACKING MATERIAL | PACKING | LW-PALLET-75X60 | REPUTED | _ | NA | Nos |  | Inventory | WODDEN PALLET LOCAL-75X60
10507 | WODDEN PALLET LOCAL-75X63 | PACKING MATERIAL | PACKING | LW-PALLET-75X63 | REPUTED | _ | NA | Nos |  | Inventory | WODDEN PALLET LOCAL-75X63
10508 | WOODEN PALLET LOCAL 75X67 | PACKING MATERIAL | PACKING | LW-PALLET-75X67 | REPUTED | _ | NA | Nos |  | Inventory | WOODEN PALLET LOCAL 75X67
10509 | WOODEN PALLET LOCAL 75X68 | PACKING MATERIAL | PACKING | LW-PALLET-75X68 | REPUTED | _ | NA | Nos |  | Inventory | WOODEN PALLET LOCAL 75X68
10510 | WOODEN PALLET LOCAL 75X75 | PACKING MATERIAL | PACKING | LW-PALLET-75X75 | REPUTED | _ | NA | Nos |  | Inventory | WOODEN PALLET LOCAL 75X75
10511 | WOODEN PALLET LOCAL 75X91 | PACKING MATERIAL | PACKING | LW-PALLET-75X91 | REPUTED | _ | NA | Nos |  | Inventory | WOODEN PALLET LOCAL 75X91
10512 | WODDEN PALLET LOCAL-77x35 | PACKING MATERIAL | PACKING | LW-PALLET-77X35 | REPUTED | _ | NA | Nos |  | Inventory | WODDEN PALLET LOCAL-77x35
10513 | WODDEN PALLET LOCAL-79X28 | PACKING MATERIAL | PACKING | LW-PALLET-79X28 | REPUTED | _ | NA | Nos |  | Inventory | WODDEN PALLET LOCAL-79X28
10514 | WODDEN PALLET LOCAL-79X31 | PACKING MATERIAL | PACKING | LW-PALLET-79X31 | REPUTED | _ | NA | Nos |  | Inventory | WODDEN PALLET LOCAL-79X31
10515 | WOODEN PALLET LOCAL 79X36 | PACKING MATERIAL | PACKING | LW-PALLET-79X36 | REPUTED | - | - | Nos |  | Inventory | WOODEN PALLET LOCAL 79X36
10516 | WODDEN PALLET LOCAL-79X51 | PACKING MATERIAL | PACKING | LW-PALLET-79X51 | REPUTED | _ | NA | Nos |  | Inventory | WODDEN PALLET LOCAL-79X51
10517 | WODDEN PALLET LOCAL-79X55 | PACKING MATERIAL | PACKING | LW-PALLET-79X55 | REPUTED | _ | NA | Nos |  | Inventory | WODDEN PALLET LOCAL-79X55
10518 | WOODEN PALLET LOCAL 81X35 | PACKING MATERIAL | PACKING | LW-PALLET-81X35 | REPUTED | - | - | Nos |  | Inventory | WOODEN PALLET LOCAL 81X35
10519 | WOODEN PALLET LOCAL 83X28 | PACKING MATERIAL | PACKING | LW-PALLET-83X28 | REPUTED | _ | NA | Nos |  | Inventory | WOODEN PALLET LOCAL 83X28
10520 | WOODEN PALLET LOCAL 83X30 | PACKING MATERIAL | PACKING | LW-PALLET-83X30 | REPUTED | _ | NA | Nos |  | Inventory | WOODEN PALLET LOCAL 83X30
10521 | WOODEN PALLET LOCAL 83X32 | PACKING MATERIAL | PACKING | LW-PALLET-83X32 | REPUTED | _ | NA | Nos |  | Inventory | WOODEN PALLET LOCAL 83X32
10522 | WOODEN PALLET LOCAL 83X35 | PACKING MATERIAL | PACKING | LW-PALLET-83X35 | REPUTED | _ | NA | Nos |  | Inventory | WOODEN PALLET LOCAL 83X35
10523 | WOODEN PALLET LOCAL 83X43 | PACKING MATERIAL | PACKING | LW-PALLET-83X43 | REPUTED | _ | NA | Nos |  | Inventory | WOODEN PALLET LOCAL 83X43
10524 | WOODEN PALLET LOCAL 83X52 | PACKING MATERIAL | PACKING | LW-PALLET-83X52 | REPUTED | _ | NA | Nos |  | Inventory | WOODEN PALLET LOCAL 83X52
10525 | WOODEN PALLET LOCAL-83X57 | PACKING MATERIAL | PACKING | LW-PALLET-83X57 | REPUTED | _ | NA | Nos |  | Inventory | WOODEN PALLET LOCAL-83X57
10526 | WOODEN PALLET LOCAL-83X67 | PACKING MATERIAL | PACKING | LW-PALLET-83X67 | REPUTED | _ | NA | Nos |  | Inventory | WOODEN PALLET LOCAL-83X67
10527 | WOODEN PALLET LOCAL 84"X38" | PACKING MATERIAL | PACKING | LW-PALLET-84X38 | REPUTED | - | - | Nos |  | Inventory | WOODEN PALLET LOCAL 84"X38"
10528 | WOODEN PALLET LOCAL-84X47 | PACKING MATERIAL | PACKING | LW-PALLET-84X47 | REPUTED | _ | NA | Nos |  | Inventory | WOODEN PALLET LOCAL-84X47
10529 | WOODEN PALLET LOCAL-85X55 | PACKING MATERIAL | PACKING | LW-PALLET-85X55 | REPUTED | _ | NA | Nos |  | Inventory | WOODEN PALLET LOCAL-85X55
10530 | WOODEN PALLET LOCAL 85X67 | PACKING MATERIAL | PACKING | LW-PALLET-85X67 | REPUTED | _ | NA | Nos |  | Inventory | WOODEN PALLET LOCAL 85X67
10531 | WOODEN PALLET LOCAL 87X31 | PACKING MATERIAL | PACKING | LW-PALLET-87X31 | REPUTED | _ | NA | Nos |  | Inventory | WOODEN PALLET LOCAL 87X31
10532 | WOODEN PALLET LOCAL 87X35 | PACKING MATERIAL | PACKING | LW-PALLET-87X35 | REPUTED | _ | NA | Nos |  | Inventory | WOODEN PALLET LOCAL 87X35
10533 | WOODEN PALLET LOCAL 87X39 | PACKING MATERIAL | PACKING | LW-PALLET-87X39 | REPUTED | _ | NA | Nos |  | Inventory | WOODEN PALLET LOCAL 87X39
10534 | WOODEN PALLET LOCAL 87X45 | PACKING MATERIAL | PACKING | LW-PALLET-87X45 | REPUTED | _ | NA | Nos |  | Inventory | WOODEN PALLET LOCAL 87X45
10535 | WOODEN PALLET LOCAL-87X47 | PACKING MATERIAL | PACKING | LW-PALLET-87X47 | REPUTED | _ | NA | Nos |  | Inventory | WOODEN PALLET LOCAL-87X47
10536 | WOODEN PALLET LOCAL 87X51 | PACKING MATERIAL | PACKING | LW-PALLET-87X51 | REPUTED | _ | NA | Nos |  | Inventory | WOODEN PALLET LOCAL 87X51
10537 | WOODEN PALLET LOCAL 87X57 | PACKING MATERIAL | PACKING | LW-PALLET-87X57 | REPUTED | _ | NA | Nos |  | Inventory | WOODEN PALLET LOCAL 87X57
10538 | WOODEN PALLET LOCAL 87X63 | PACKING MATERIAL | PACKING | LW-PALLET-87X63 | REPUTED | _ | NA | Nos |  | Inventory | WOODEN PALLET LOCAL 87X63
10539 | WOODEN PALLET LOCAL 87X65 | PACKING MATERIAL | PACKING | LW-PALLET-87X65 | REPUTED | _ | NA | Nos |  | Inventory | WOODEN PALLET LOCAL 87X65
10540 | WOODEN PALLET LOCAL 87X71 | PACKING MATERIAL | PACKING | LW-PALLET-87X71 | REPUTED | _ | NA | Nos |  | Inventory | WOODEN PALLET LOCAL 87X71
10541 | WOODEN PALLET LOCAL-90X75 | PACKING MATERIAL | PACKING | LW-PALLET-90X75 | REPUTED | _ | NA | Nos |  | Inventory | WOODEN PALLET LOCAL-90X75
10542 | WOODEN PALLET LOCAL-91X31 | PACKING MATERIAL | PACKING | LW-PALLET-91X31 | REPUTED | _ | NA | Nos |  | Inventory | WOODEN PALLET LOCAL-91X31
10543 | WOODEN PALLET LOCAL-91X35 | PACKING MATERIAL | PACKING | LW-PALLET-91X35 | REPUTED | _ | NA | Nos |  | Inventory | WOODEN PALLET LOCAL-91X35
10544 | WOODEN PALLET LOCAL-91X43 | PACKING MATERIAL | PACKING | LW-PALLET-91X43 | REPUTED | _ | NA | Nos |  | Inventory | WOODEN PALLET LOCAL-91X43
10545 | WOODEN PALLET LOCAL-91X47 | PACKING MATERIAL | PACKING | LW-PALLET-91X47 | REPUTED | - | - | Nos |  | - | WOODEN PALLET LOCAL-91X47
10546 | WOODEN PALLET LOCAL 91X50 | PACKING MATERIAL | PACKING | LW-PALLET-91X50 | REPUTED | _ | NA | Nos |  | Inventory | WOODEN PALLET LOCAL 91X50
10547 | WOODEN PALLET LOCAL-91X51 | PACKING MATERIAL | PACKING | LW-PALLET-91X51 | REPUTED | - | - | Nos |  | - | WOODEN PALLET LOCAL-91X51
10548 | WOODEN PALLET LOCAL 91X55 | PACKING MATERIAL | PACKING | LW-PALLET-91X55 | REPUTED | _ | NA | Nos |  | Inventory | WOODEN PALLET LOCAL 91X55
10549 | WOODEN PALLET LOCAL-91X75 | PACKING MATERIAL | PACKING | LW-PALLET-91X75 | REPUTED | _ | NA | Nos |  | Inventory | WOODEN PALLET LOCAL-91X75
10550 | WOODEN PALLET LOCAL-92X65 | PACKING MATERIAL | PACKING | LW-PALLET-92X65 | REPUTED | _ | NA | Nos |  | Inventory | WOODEN PALLET LOCAL-92X65
10551 | WOODEN PALLET LOCAL-94X31 | PACKING MATERIAL | PACKING | LW-PALLET-94X31 | REPUTED | _ | NA | Nos |  | Inventory | WOODEN PALLET LOCAL-94X31
10552 | WOODEN PALLET LOCAL-94X35 | PACKING MATERIAL | PACKING | LW-PALLET-94X35 | REPUTED | _ | NA | Nos |  | Inventory | WOODEN PALLET LOCAL-94X35
10553 | WOODEN PALLET LOCAL-94X37 | PACKING MATERIAL | PACKING | LW-PALLET-94X37 | REPUTED | _ | NA | Nos |  | Inventory | WOODEN PALLET LOCAL-94X37
10554 | WOODEN PALLET LOCAL-94X51 | PACKING MATERIAL | PACKING | LW-PALLET-94X51 | REPUTED | _ | NA | Nos |  | Inventory | WOODEN PALLET LOCAL-94X51
10555 | WOODEN PALLET LOCAL-95X49 | PACKING MATERIAL | PACKING | LW-PALLET-95X49 | REPUTED | _ | NA | Nos |  | Inventory | WOODEN PALLET LOCAL-95X49
10556 | WOODEN PALLET LOCAL-98X28 | PACKING MATERIAL | PACKING | LW-PALLET-98X28 | REPUTED | _ | NA | Nos |  | Inventory | WOODEN PALLET LOCAL-98X28
10557 | WOODEN PALLET LOCAL-98X31 | PACKING MATERIAL | PACKING | LW-PALLET-98X31 | REPUTED | _ | NA | Nos |  | Inventory | WOODEN PALLET LOCAL-98X31
10558 | WOODEN PALLET LOCAL-98X35 | PACKING MATERIAL | PACKING | LW-PALLET-98X35 | REPUTED | _ | NA | Nos |  | Inventory | WOODEN PALLET LOCAL-98X35
10559 | WOODEN PALLET LOCAL-98X39 | PACKING MATERIAL | PACKING | LW-PALLET-98X39 | REPUTED | _ | NA | Nos |  | Inventory | WOODEN PALLET LOCAL-98X39
10560 | WOODEN PALLET LOCAL-98X45 | PACKING MATERIAL | PACKING | LW-PALLET-98X45 | REPUTED | _ | NA | Nos |  | Inventory | WOODEN PALLET LOCAL-98X45
10561 | WOODEN PALLET LOCAL 98X47 | PACKING MATERIAL | PACKING | LW-PALLET-98X47 | REPUTED | _ | NA | Nos |  | Inventory | WOODEN PALLET LOCAL 98X47
10562 | WOODEN PALLET LOCAL-98X48 | PACKING MATERIAL | PACKING | LW-PALLET-98X48 | REPUTED | _ | NA | Nos |  | Inventory | WOODEN PALLET LOCAL-98X48
10563 | WOODEN PALLET LOCAL-98X51 | PACKING MATERIAL | PACKING | LW-PALLET-98X51 | REPUTED | _ | NA | Nos |  | Inventory | WOODEN PALLET LOCAL-98X51
10564 | WOODEN PALLET LOCAL-98X55 | PACKING MATERIAL | PACKING | LW-PALLET-98X55 | REPUTED | _ | NA | Nos |  | Inventory | WOODEN PALLET LOCAL-98X55
10565 | WOODEN PALLET LOCAL 98X63 | PACKING MATERIAL | PACKING | LW-PALLET-98X63 | REPUTED | _ | NA | Nos |  | Inventory | WOODEN PALLET LOCAL 98X63
10566 | WOODEN PALLET LOCAL 98X71 | PACKING MATERIAL | PACKING | LW-PALLET-98X71 | REPUTED | _ | NA | Nos |  | Inventory | WOODEN PALLET LOCAL 98X71
10567 | WOODEN PALLET LOCAL-98X72 | PACKING MATERIAL | PACKING | LW-PALLET-98X72 | REPUTED | _ | NA | Nos |  | Inventory | WOODEN PALLET LOCAL-98X72
10568 | Contactor coil 1NO built-in auxiliary contact, 110V AC for LC1F265, LC1F330, Type TeSys F | Contactor Accessories | LV_Switchgear | LX1FH1102 | SCHNEIDER | 0 | Contactor Coil | Nos. | None | Inventory | Contactor coil 1NO built-in auxiliary contact, 110V AC for LC1F265, LC1F330, Type TeSys F
10569 | Contactor coil 1NO built-in auxiliary contact, 220V AC for LC1F265, LC1F330, Type TeSys F | Contactor Accessories | LV_Switchgear | LX1FH2202 | SCHNEIDER | 0 | Contactor Coil | Nos. | None | Inventory | Contactor coil 1NO built-in auxiliary contact, 220V AC for LC1F265, LC1F330, Type TeSys F
10570 | Contactor coil 1NO built-in auxiliary contact, 415V AC for LC1F265, LC1F330, Type TeSys F | Contactor Accessories | LV_Switchgear | LX1FH3802 | SCHNEIDER | 0 | Contactor Coil | Nos. | None | Inventory | Contactor coil 1NO built-in auxiliary contact, 415V AC for LC1F265, LC1F330, Type TeSys F
10571 | Contactor coil 1NO built-in auxiliary contact, 110V AC for LC1F400, Type TeSys F | Contactor Accessories | LV_Switchgear | LX1FJ110 | SCHNEIDER | 0 | Contactor Coil | Nos. | None | Inventory | Contactor coil 1NO built-in auxiliary contact, 110V AC for LC1F400, Type TeSys F
10572 | Contactor coil 1NO built-in auxiliary contact, 220V AC for LC1F400, Type TeSys F | Contactor Accessories | LV_Switchgear | LX1FJ220 | SCHNEIDER | 0 | Contactor Coil | Nos. | None | Inventory | Contactor coil 1NO built-in auxiliary contact, 220V AC for LC1F400, Type TeSys F
10573 | Contactor coil 1NO built-in auxiliary contact, 415V AC for LC1F400, Type TeSys F | Contactor Accessories | LV_Switchgear | LX1FJ415 | SCHNEIDER | 0 | Contactor Coil | Nos. | None | Inventory | Contactor coil 1NO built-in auxiliary contact, 415V AC for LC1F400, Type TeSys F
10574 | Contactor coil 1NO built-in auxiliary contact, 110V AC for LC1F500, Type TeSys F | Contactor Accessories | LV_Switchgear | LX1FK110 | SCHNEIDER | 0 | Contactor Coil | Nos. | None | Inventory | Contactor coil 1NO built-in auxiliary contact, 110V AC for LC1F500, Type TeSys F
10575 | Contactor coil 1NO built-in auxiliary contact, 220V AC for LC1F500, Type TeSys F | Contactor Accessories | LV_Switchgear | LX1FK220 | SCHNEIDER | 0 | Contactor Coil | Nos. | None | Inventory | Contactor coil 1NO built-in auxiliary contact, 220V AC for LC1F500, Type TeSys F
10576 | Contactor coil 1NO built-in auxiliary contact, 415V AC for LC1F500, Type TeSys F | Contactor Accessories | LV_Switchgear | LX1FK415 | SCHNEIDER | 0 | Contactor Coil | Nos. | None | Inventory | Contactor coil 1NO built-in auxiliary contact, 415V AC for LC1F500, Type TeSys F
10577 | Contactor coil 1NO built-in auxiliary contact, 110V AC for LC1F1000, Type TeSys F, 2 Set. | Contactor Accessories | LV_Switchgear | LX1FK55 | SCHNEIDER | 0 | Contactor Coil | Nos. | None | Inventory | Contactor coil 1NO built-in auxiliary contact, 110V AC for LC1F1000, Type TeSys F, 2 Set.
10578 | Contactor coil 1NO built-in auxiliary contact, 110V AC for LC1F1700, LC1F2100, Type TeSys F, 2 Set. | Contactor Accessories | LV_Switchgear | LX1FK65 | SCHNEIDER | 0 | Contactor Coil | Nos. | None | Inventory | Contactor coil 1NO built-in auxiliary contact, 110V AC for LC1F1700, LC1F2100, Type TeSys F, 2 Set.
10579 | Contactor coil 1NO built-in auxiliary contact, 110V AC for LC1F630, Type TeSys F | Contactor Accessories | LV_Switchgear | LX1FL110 | SCHNEIDER | 0 | Contactor Coil | Nos. | None | Inventory | Contactor coil 1NO built-in auxiliary contact, 110V AC for LC1F630, Type TeSys F
10580 | Contactor coil 1NO built-in auxiliary contact, 220V AC for LC1F630, Type TeSys F | Contactor Accessories | LV_Switchgear | LX1FL220 | SCHNEIDER | 0 | Contactor Coil | Nos. | None | Inventory | Contactor coil 1NO built-in auxiliary contact, 220V AC for LC1F630, Type TeSys F
10581 | Contactor coil 1NO built-in auxiliary contact, 415V AC for LC1F630, Type TeSys F | Contactor Accessories | LV_Switchgear | LX1FL415 | SCHNEIDER | 0 | Contactor Coil | Nos. | None | Inventory | Contactor coil 1NO built-in auxiliary contact, 415V AC for LC1F630, Type TeSys F
10582 | Contactor coil 1NO built-in auxiliary contact, 110V AC for LC1F2600, Type TeSys F, 2 Set. | Contactor Accessories | LV_Switchgear | LX1FL65 | SCHNEIDER | 0 | Contactor Coil | Nos. | None | Inventory | Contactor coil 1NO built-in auxiliary contact, 110V AC for LC1F2600, Type TeSys F, 2 Set.
10583 | Contactor coil 1NO built-in auxiliary contact, 110V DC for LC1F800, Type TeSys F | Contactor Accessories | LV_Switchgear | LX4F8FW | SCHNEIDER | 0 | Contactor Coil | Nos. | None | Inventory | Contactor coil 1NO built-in auxiliary contact, 110V DC for LC1F800, Type TeSys F
10584 | Contactor coil 1NO built-in auxiliary contact, 220V DC for LC1F800, Type TeSys F | Contactor Accessories | LV_Switchgear | LX4F8MW | SCHNEIDER | 0 | Contactor Coil | Nos. | None | Inventory | Contactor coil 1NO built-in auxiliary contact, 220V DC for LC1F800, Type TeSys F
10585 | Contactor coil 1NO built-in auxiliary contact, 110V DC for LC1F115, LC1F150, Type TeSys F | Contactor Accessories | LV_Switchgear | LX4FF110 | SCHNEIDER | 0 | Contactor Coil | Nos. | None | Inventory | Contactor coil 1NO built-in auxiliary contact, 110V DC for LC1F115, LC1F150, Type TeSys F
10586 | Contactor coil 1NO built-in auxiliary contact, 220V DC for LC1F115, LC1F150, Type TeSys F | Contactor Accessories | LV_Switchgear | LX4FF220 | SCHNEIDER | 0 | Contactor Coil | Nos. | None | Inventory | Contactor coil 1NO built-in auxiliary contact, 220V DC for LC1F115, LC1F150, Type TeSys F
10587 | Contactor coil 1NO built-in auxiliary contact, 24V AC for LC1F115, LC1F150, Type TeSys F | Contactor Accessories | LV_Switchgear | LX4FF24 | SCHNEIDER | 0 | Contactor Coil | Nos. | None | Inventory | Contactor coil 1NO built-in auxiliary contact, 24V AC for LC1F115, LC1F150, Type TeSys F
10588 | Contactor coil 1NO built-in auxiliary contact, 110V DC for LC1F185, LC1F225, Type TeSys F | Contactor Accessories | LV_Switchgear | LX4FG110 | SCHNEIDER | 0 | Contactor Coil | Nos. | None | Inventory | Contactor coil 1NO built-in auxiliary contact, 110V DC for LC1F185, LC1F225, Type TeSys F
10589 | Contactor coil 1NO built-in auxiliary contact, 220V DC for LC1F185, LC1F225, Type TeSys F | Contactor Accessories | LV_Switchgear | LX4FG220 | SCHNEIDER | 0 | Contactor Coil | Nos. | None | Inventory | Contactor coil 1NO built-in auxiliary contact, 220V DC for LC1F185, LC1F225, Type TeSys F
10590 | Contactor coil 1NO built-in auxiliary contact, 24V DC for LC1F185, LC1F225, Type TeSys F | Contactor Accessories | LV_Switchgear | LX4FG24 | SCHNEIDER | 0 | Contactor Coil | Nos. | None | Inventory | Contactor coil 1NO built-in auxiliary contact, 24V DC for LC1F185, LC1F225, Type TeSys F
10591 | Contactor coil 1NO built-in auxiliary contact, 110V DC for LC1F265, LC1F330, Type TeSys F | Contactor Accessories | LV_Switchgear | LX4FH110 | SCHNEIDER | 0 | Contactor Coil | Nos. | None | Inventory | Contactor coil 1NO built-in auxiliary contact, 110V DC for LC1F265, LC1F330, Type TeSys F
10592 | Contactor coil 1NO built-in auxiliary contact, 220V DC for LC1F265, LC1F330, Type TeSys F | Contactor Accessories | LV_Switchgear | LX4FH220 | SCHNEIDER | 0 | Contactor Coil | Nos. | None | Inventory | Contactor coil 1NO built-in auxiliary contact, 220V DC for LC1F265, LC1F330, Type TeSys F
10593 | Contactor coil 1NO built-in auxiliary contact, 24V DC for LC1F265, LC1F330, Type TeSys F | Contactor Accessories | LV_Switchgear | LX4FH24 | SCHNEIDER | 0 | Contactor Coil | Nos. | None | Inventory | Contactor coil 1NO built-in auxiliary contact, 24V DC for LC1F265, LC1F330, Type TeSys F
10594 | Contactor coil 1NO built-in auxiliary contact, 110V DC for LC1F400, Type TeSys F | Contactor Accessories | LV_Switchgear | LX4FJ110 | SCHNEIDER | 0 | Contactor Coil | Nos. | None | Inventory | Contactor coil 1NO built-in auxiliary contact, 110V DC for LC1F400, Type TeSys F
10595 | Contactor coil 1NO built-in auxiliary contact, 220V DC for LC1F400, Type TeSys F | Contactor Accessories | LV_Switchgear | LX4FJ220 | SCHNEIDER | 0 | Contactor Coil | Nos. | None | Inventory | Contactor coil 1NO built-in auxiliary contact, 220V DC for LC1F400, Type TeSys F
10596 | Contactor coil 1NO built-in auxiliary contact, 110V DC for LC1F500, Type TeSys F | Contactor Accessories | LV_Switchgear | LX4FK110 | SCHNEIDER | 0 | Contactor Coil | Nos. | None | Inventory | Contactor coil 1NO built-in auxiliary contact, 110V DC for LC1F500, Type TeSys F
10597 | Contactor coil 1NO built-in auxiliary contact, 220V DC for LC1F500, Type TeSys F | Contactor Accessories | LV_Switchgear | LX4FK220 | SCHNEIDER | 0 | Contactor Coil | Nos. | None | Inventory | Contactor coil 1NO built-in auxiliary contact, 220V DC for LC1F500, Type TeSys F
10598 | Contactor coil 1NO built-in auxiliary contact, 110V DC for LC1F630, Type TeSys F | Contactor Accessories | LV_Switchgear | LX4FL110 | SCHNEIDER | 0 | Contactor Coil | Nos. | None | Inventory | Contactor coil 1NO built-in auxiliary contact, 110V DC for LC1F630, Type TeSys F
10599 | Contactor coil 1NO built-in auxiliary contact, 220V DC for LC1F630, Type TeSys F | Contactor Accessories | LV_Switchgear | LX4FL220 | SCHNEIDER | 0 | Contactor Coil | Nos. | None | Inventory | Contactor coil 1NO built-in auxiliary contact, 220V DC for LC1F630, Type TeSys F
10600 | Contactor coil 1NO built-in auxiliary contact, 110V DC for LC1F780, Type TeSys F, 2 Set. | Contactor Accessories | LV_Switchgear | LX4FX110 | SCHNEIDER | 0 | Contactor Coil | Nos. | None | Inventory | Contactor coil 1NO built-in auxiliary contact, 110V DC for LC1F780, Type TeSys F, 2 Set.
10601 | Contactor coil 1NO built-in auxiliary contact, 220V DC for LC1F780, Type TeSys F, 2 Set. | Contactor Accessories | LV_Switchgear | LX4FX220 | SCHNEIDER | 0 | Contactor Coil | Nos. | None | Inventory | Contactor coil 1NO built-in auxiliary contact, 220V DC for LC1F780, Type TeSys F, 2 Set.
10602 | Contactor coil 1NO built-in auxiliary contact, 110V AC for LC1F115, LC1F150, Type TeSys F | Contactor Accessories | LV_Switchgear | LX9FF110 | SCHNEIDER | 0 | Contactor Coil | Nos. | None | Inventory | Contactor coil 1NO built-in auxiliary contact, 110V AC for LC1F115, LC1F150, Type TeSys F
10603 | Contactor coil 1NO built-in auxiliary contact, 220V AC for LC1F115, LC1F150, Type TeSys F | Contactor Accessories | LV_Switchgear | LX9FF220 | SCHNEIDER | 0 | Contactor Coil | Nos. | None | Inventory | Contactor coil 1NO built-in auxiliary contact, 220V AC for LC1F115, LC1F150, Type TeSys F
10604 | Contactor coil 1NO built-in auxiliary contact, 415V AC for LC1F115, LC1F150, Type TeSys F | Contactor Accessories | LV_Switchgear | LX9FF415 | SCHNEIDER | 0 | Contactor Coil | Nos. | None | Inventory | Contactor coil 1NO built-in auxiliary contact, 415V AC for LC1F115, LC1F150, Type TeSys F
10605 | Contactor coil 1NO built-in auxiliary contact, 110V AC for LC1F185, LC1F225, Type TeSys F | Contactor Accessories | LV_Switchgear | LX9FG110 | SCHNEIDER | 0 | Contactor Coil | Nos. | None | Inventory | Contactor coil 1NO built-in auxiliary contact, 110V AC for LC1F185, LC1F225, Type TeSys F
10606 | Contactor coil 1NO built-in auxiliary contact, 220V AC for LC1F185, LC1F225, Type TeSys F | Contactor Accessories | LV_Switchgear | LX9FG220 | SCHNEIDER | 0 | Contactor Coil | Nos. | None | Inventory | Contactor coil 1NO built-in auxiliary contact, 220V AC for LC1F185, LC1F225, Type TeSys F
10607 | Contactor coil 1NO built-in auxiliary contact, 415V AC for LC1F185, LC1F225, Type TeSys F | Contactor Accessories | LV_Switchgear | LX9FG415 | SCHNEIDER | 0 | Contactor Coil | Nos. | None | Inventory | Contactor coil 1NO built-in auxiliary contact, 415V AC for LC1F185, LC1F225, Type TeSys F
10608 | M-TYPE-NEOPRENE-WHITE-GASKET-MAKE-POLYRUB | Gasket | ACCESSORIES | M-TYPE-NEOPRENE-WHITE-GASKET | POLYTEX | _ | NA | MTRS |  | Inventory | M-TYPE-NEOPRENE-WHITE-GASKET-MAKE-POLYRUB
10609 | M.S STRIP-150X6 | HR | METAL | M.S-150X6 | REPUTED | - | - | KGS |  | Inventory | M.S STRIP-150X6
10610 | M.S STRIP-150X8 | HR | METAL | M.S-150X8 | REPUTED | - | - | KGS |  | Inventory | M.S STRIP-150X8
10611 | M.S STRIP-20X5 | HR | METAL | M.S-20X5 | REPUTED | - | - | KGS |  | Inventory | M.S STRIP-20X5
10612 | M.S STRIP-40X5 | HR | METAL | M.S-40X5 | REPUTED | - | - | KGS |  | Inventory | M.S STRIP-40X5
10613 | M.S-FLAT-12MM-THK | HR | METAL | M.S-FLAT-12MM-THK | REPUTED | - | - | KGS |  | Inventory | M.S-FLAT-12MM-THK
10614 | - MS HARD - | MS HARD | HARDWARE & ACCESSORIES | M10X35_PANHEAD-ALLEN_KEY_BOLT | REPUTED | - | - | Nos |  | Inventory | - MS HARD -
10615 | M20 Anchor bolt | LABOUR | ACCESSORIES | M20 ANCHOR BOLT | REPUTED | _ | NA | Nos | None | Inventory | M20 Anchor bolt
10616 | M365 Business Basic period 23rd Feb21 to 14th Jan22 | OWN USE ITEMS | ACCESSORIES | M365-BASIC | REPUTED | - | - | Year |  | Non Inventory | M365 Business Basic period 23rd Feb21 to 14th Jan22
10617 | M365 Business Standard, period 23rd Feb21 to 14th Jan22 | OWN USE ITEMS | ACCESSORIES | M365-STANDARD | REPUTED | - | - | Year |  | Non Inventory | M365 Business Standard, period 23rd Feb21 to 14th Jan22
10618 | MACHINING CHARGES WITH MATERIALS | LABOUR | ACCESSORIES | MACHINING CHARGES | REPUTED | _ | NA | Nos | None | Inventory | MACHINING CHARGES WITH MATERIALS
3513 | MCB 4POLE,2A AC | MCB | SWITCHGEAR | 408687 | LEGRAND | 2 | NA | Nos |  | Inventory | 4POLE,2A AC Make : LEGRAND
3514 | MCB 4POLE,4A AC | MCB | SWITCHGEAR | 408689 | LEGRAND | 4 | NA | Nos |  | Inventory | 4POLE,4A AC Make : LEGRAND
3515 | MCB 4POLE,6A AC | MCB | SWITCHGEAR | 408691 | LEGRAND | 6 | NA | Nos. |  | Inventory | 4POLE,6A AC Make : LEGRAND
3516 | FP C32A AC MCB, | MCB | SWITCHGEAR | 408699 | LEGRAND | 32 | NA | Nos | None | Inventory | FP C32A AC MCB,
3517 | FP C63A AC MCB, | MCB | SWITCHGEAR | 408702 | LEGRAND | 63 | NA | Nos | None | Inventory | FP C63A AC MCB,
3518 | MCB 2POLE,2A DC | MCB | SWITCHGEAR | 408818 | LEGRAND | 2 | NA | Nos. |  | Inventory | 2POLE,2A DC Make : LEGRAND
10625 | (Inclusive of Migration Tool) | OWN USE ITEMS | ACCESSORIES | MAIL-MIGRATION | REPUTED | - | - | Nos |  | Non Inventory | (Inclusive of Migration Tool)
10626 | Mallet 30MM (1 inch) with steel handle rubber grip | SHOP | TOOLS | MALET-30MM | Taparia | _ | NA | Nos | None | Inventory | Mallet 30MM (1 inch) with steel handle rubber grip
10627 | Mallet 30MM (1 inch) with wooden handle | SHOP | TOOLS | MALET-30MM-WOODEN | Taparia | _ | NA | Nos |  | Inventory | Mallet 30MM (1 inch) with wooden handle
10628 | DUST MASK | Welding ACC | ACCESSORIES | MASK | REPUTED | _ | NA | Nos | None | Inventory | DUST MASK
10629 | MASK V500 Venus with 7500 Cartridge Combo | Welding ACC | ACCESSORIES | MASK-V500 | REPUTED | _ | NA | Nos |  | Inventory | MASK V500 Venus with 7500 Cartridge Combo
10630 | BLACK OIL PAINT MAT FINISH | PAINT | ACCESSORIES | MAT-BLACK-PAINT | REPUTED | _ | NA | LTRS |  | Inventory | BLACK OIL PAINT MAT FINISH
3519 | MCB 2POLE,4A DC | MCB | SWITCHGEAR | 408820 | LEGRAND | 4 | NA | Nos. |  | Inventory | 2POLE,4A DC Make : LEGRAND
3520 | MCB 2POLE,6A DC | MCB | SWITCHGEAR | 408821 | LEGRAND | 6 | NA | Nos. |  | Inventory | 2POLE,6A DC Make : LEGRAND
3521 | MCB 2POLE,10A DC | MCB | SWITCHGEAR | 408823 | LEGRAND | 10 | NA | Nos. |  | Inventory | 2POLE,10A DC Make : LEGRAND
3522 | MCB 2POLE,16A DC | MCB | SWITCHGEAR | 408825 | LEGRAND | 16 | NA | Nos. |  | Inventory | 2POLE,16A DC Make : LEGRAND
3523 | MCB 2POLE,25A DC | MCB | SWITCHGEAR | 408827 | LEGRAND | 25 | NA | Nos |  | Inventory | 2POLE,25A DC Make : LEGRAND
3524 | MCB 2POLE,32A DC | MCB | SWITCHGEAR | 408828 | LEGRAND | 32 | NA | Nos |  | Inventory | 2POLE,32A DC Make : LEGRAND
3527 | DP RCBO 32A,100MA, | MCB | SWITCHGEAR | 411333 | LEGRAND | 32 | NA | Nos | None | Inventory | DP RCBO 32A,100MA,
3586 | 63A panel mounted angle socket, 200/250V, 2P+E, IP66/IP67 | Indus Socket | SWITCHGEAR | 555584 | LEGRAND | 63A | - | Nos |  | Inventory | 63A panel mounted angle socket, 200/250V, 2P+E, IP66/IP67
14226 | 12 KV SF6 INSULATED 1WAY EXTENSIBLE OUTDOOR TYPE RMU COMPRISING OF 1 VCB, TYPE- VCE- LUCY MAKE | RMU | SWITCHGEAR | RMU-VCE | LUCY | - | - | Nos |  | Inventory | 12 KV SF6 INSULATED 1WAY EXTENSIBLE OUTDOOR TYPE RMU COMPRISING OF 1 VCB, TYPE- VCE- LUCY MAKE
10619 | INDOOR TYPE SURGE PROTECTION CAPACITOR , 10.5KV,0.25 µf,1 PHASE, 50HZ. SINGLE BUSHING, INDOOR TYPE, ALL PP IMPREGNATED WITH NON-TOXIC OIL,INTERNAL DISCHRAGE RESISTORS, TEMP. CATEGORY: 50 DEGREE CENT . | CAPACITOR | SWITCHGEAR | MAD-SURG-CAPACIATOR-10.5KV,0.25 | MADHAV | - | - | Nos. |  | Inventory | INDOOR TYPE SURGE PROTECTION CAPACITOR , 10.5KV,0.25 µf,1 PHASE, 50HZ. SINGLE BUSHING, INDOOR TYPE, ALL PP IMPREGNATED WITH NON-TOXIC OIL,INTERNAL DISCHRAGE RESISTORS, TEMP. CATEGORY: 50 DEGREE CENT .
10620 | SURGE CAPASITOR, 1 PHASE, HIGHEST SYSTEM VOLTAGE-12kV, SURGE CAPACITOR RATING 0.25µF, 18kV/39kVrms/100kVp | CAPACITOR | SWITCHGEAR | MAD-SURG-CAPACIATOR-12KV,0.25 | MADHAV | - | - | Nos. |  | Inventory | SURGE CAPASITOR, 1 PHASE, HIGHEST SYSTEM VOLTAGE-12kV, SURGE CAPACITOR RATING 0.25µF, 18kV/39kVrms/100kVp
10621 | INDOOR TYPE SURGE PROTECTION CAPACITOR , 6.3KV,0.25 µf,1 PHASE, 50HZ. SINGLE BUSHING, INDOOR TYPE, ALL PP IMPREGNATED WITH NON-TOXIC OIL,INTERNAL DISCHRAGE RESISTORS, TEMP. CATEGORY: 50 DEGREE CENT . | CAPACITOR | SWITCHGEAR | MAD-SURG-CAPACIATOR-6.3KV,0.25 | MADHAV | - | - | Nos. |  | Inventory | INDOOR TYPE SURGE PROTECTION CAPACITOR , 6.3KV,0.25 µf,1 PHASE, 50HZ. SINGLE BUSHING, INDOOR TYPE, ALL PP IMPREGNATED WITH NON-TOXIC OIL,INTERNAL DISCHRAGE RESISTORS, TEMP. CATEGORY: 50 DEGREE CENT .
10622 | INDOOR TYPE SURGE PROTECTION CAPACITOR , 7.2KV, 0.25 µf, 1 PHASE, 50HZ. SINGLE BUSHING, INDOOR TYPE, ALL PP IMPREGNATED WITH NON-TOXIC OIL,INTERNAL DISCHRAGE RESISTORS, TEMP. CATEGORY: 50 DEG. CENT | CAPACITOR | SWITCHGEAR | MAD-SURG-CAPACIATOR-7.2KV,0.25 | MADHAV | - | - | Nos. |  | Inventory | INDOOR TYPE SURGE PROTECTION CAPACITOR , 7.2KV, 0.25 µf, 1 PHASE, 50HZ. SINGLE BUSHING, INDOOR TYPE, ALL PP IMPREGNATED WITH NON-TOXIC OIL,INTERNAL DISCHRAGE RESISTORS, TEMP. CATEGORY: 50 DEG. CENT
3683 | TEMPERATURE SCANNER 8 CHANNEL, 8 IN, 4 RELAY OUTPUT, Aux.Supply-85-265V AC/110-300V DC, Suitable for PT-100 | RELAY | SWITCHGEAR | 8208-9-U1-N | MASIBUS | _ | NA | Nos |  | Inventory | TEMPERATURE SCANNER 8 CHANNEL, 8 IN, 4 RELAY OUTPUT, Aux.Supply-85-265V AC/110-300V DC, Suitable for PT-100
10706 | 16 CHANNEL DIGITAL INPUT MODULE, | RELAY | SWITCHGEAR | MINT DI 16 | MASIBUS | _ | NA | Nos | None | Inventory | 16 CHANNEL DIGITAL INPUT MODULE,
10646 | SURGE SUPPRESSOR, MAKE-OBO, MCD 50, RATED VOLTAGE-480V AC, CLASS-CL-1, DISCHARGE CURRENT-100KA, (MCD 50-B OS) | SPD | LV_Switchgear | MCD-50-B-OS | OBO | - | - | Nos |  | Inventory | SURGE SUPPRESSOR, MAKE-OBO, MCD 50, RATED VOLTAGE-480V AC, CLASS-CL-1, DISCHARGE CURRENT-100KA, (MCD 50-B OS)
10647 | SPD, TYPE-1, 125KA | SPD | LV_Switchgear | MCD 125-B NPE | OBO | - | - | Nos |  | Inventory | SPD, TYPE-1, 125KA
10648 | SPD, TYPE-1+2, 50KA | SPD | LV_Switchgear | MCD 50-B-OS-320 | OBO | - | - | Nos |  | Inventory | SPD, TYPE-1+2, 50KA
10649 | UNINYVIN CABLE UN-2, Overall Diameter 11mm, Voltage 1.5kV, FRLS, Suitable for 200A, Type, Make : Tony Cables | WIRE | WIRE & ACCESSORIES | MCIPLU0002 | Miracle | _ | NA | MTRS |  | Inventory | UNINYVIN CABLE UN-2, Overall Diameter 11mm, Voltage 1.5kV, FRLS, Suitable for 200A, Type, Make : Tony Cables
15610 | MULTIFUNCTION TRANSDUCER 3PHASE 3 WIRE ACC CLASS : 0.5, CTR : 400/1A, AUX VOLTAGE : 230VAC, WITH SINGLE ANALOG OUTPUT (4-20mA), CONNECTED IN R,Y,B PHASE | RELAY | SWITCHGEAR | TRANSDUCER-3-PHASE-3WIRE-CLASS:0.5 | MASIBUS | _ | NA | Nos |  | Inventory | MULTIFUNCTION TRANSDUCER 3PHASE 3 WIRE ACC CLASS : 0.5, CTR : 400/1A, AUX VOLTAGE : 230VAC, WITH SINGLE ANALOG OUTPUT (4-20mA), CONNECTED IN R,Y,B PHASE
15611 | MULTIFUNCTION TRANSDUCER 3PHASE 3 WIRE ACC CLASS : 0.5, CTR : 400/5A, AUX VOLTAGE : 230VAC, WITH SINGLE ANALOG OUTPUT (4-20mA), CONNECTED IN R,Y,B PHASE | RELAY | SWITCHGEAR | TRANSDUCER-3-PHASE-3WIRE-CLASS:0.5_CTR:400/5A | MASIBUS | _ | NA | Nos |  | Inventory | MULTIFUNCTION TRANSDUCER 3PHASE 3 WIRE ACC CLASS : 0.5, CTR : 400/5A, AUX VOLTAGE : 230VAC, WITH SINGLE ANALOG OUTPUT (4-20mA), CONNECTED IN R,Y,B PHASE
10631 | 2NC LIMIT S/W | LIMIT SWITCH | SWITCHGEAR | MATH-LIMIT-SW-2NC | MATHURA | _ | NA | Nos |  | Inventory | 2NC LIMIT S/W
10632 | 2NO LIMIT S/W | LIMIT SWITCH | SWITCHGEAR | MATH-LIMIT-SW-2NO | MATHURA | _ | NA | Nos |  | Inventory | 2NO LIMIT S/W
10633 | 4NC LIMIT S/W | LIMIT SWITCH | SWITCHGEAR | MATH-LIMIT-SW-4NC | MATHURA | _ | NA | Nos | None | Inventory | 4NC LIMIT S/W
10634 | 4NO LIMIT S/W | LIMIT SWITCH | SWITCHGEAR | MATH-LIMIT-SW-4NO | MATHURA | _ | NA | Nos | None | Inventory | 4NO LIMIT S/W
5395 | DIGITAL CLAMP METER, | METER | SWITCHGEAR | CLAMP-METER-27-AUTO | MECO-G | - | - | Nos. |  | Non Inventory | DIGITAL CLAMP METER,
10661 | 3PHASE DIGITAL AMMETER WITH BUILT IN SELECTOR SWITCH, CTR:PROGRAMMBLE,CLASS-0.5,SIZE 96X96,AUX VOLTAGE- 230VAC; MAKE :MECO | METER | SWITCHGEAR | MECO-3PH-3A-0.5 | MECO-G | _ | NA | Nos |  | Inventory | 3PHASE DIGITAL AMMETER WITH BUILT IN SELECTOR SWITCH, CTR:PROGRAMMBLE,CLASS-0.5,SIZE 96X96,AUX VOLTAGE- 230VAC; MAKE :MECO
10662 | 3PHASE DIGITAL VOLTMETER WITH BUILT IN SELECTOR SWITCH, PTR:PROGRAMMBLE,CLASS-0.5,SIZE 96X96,AUX VOLTAGE- 230VAC; MAKE :MECO | METER | SWITCHGEAR | MECO-3PH-3V-0.5 | MECO-G | _ | NA | Nos |  | Inventory | 3PHASE DIGITAL VOLTMETER WITH BUILT IN SELECTOR SWITCH, PTR:PROGRAMMBLE,CLASS-0.5,SIZE 96X96,AUX VOLTAGE- 110VDC; MAKE :MECO
10659 | MEASURE TAPE 3MTR | SHOP | TOOLS | MEASURE TAPE 3MTR | REPUTED | _ | NA | Nos | None | Inventory | MEASURE TAPE 3MTR
10660 | MEASURE TAPE 5MTR | SHOP | TOOLS | MEASURE TAPE 5MTR | REPUTED | _ | NA | Nos | None | Inventory | MEASURE TAPE 5MTR
13910 | DIGITAL CLAMP METER, AC/DC VOLTAGE: 6V/60V/600V, AC/DC CURRENT: 6A/60A/600A | METER | SWITCHGEAR | R-2070D | MECO-G | - | - | Nos. |  | Inventory | DIGITAL CLAMP METER, AC/DC VOLTAGE: 6V/60V/600V, AC/DC CURRENT: 6A/60A/600A
10663 | 110kV,SINGLE PHASE OIL COOLED CVT 3-CORE, 110kV/v3/110V/v3/110V/v3/110V/v3, HSV : 145kV, CREEPAGE DISTANCE : 4495 mm, CORE - 1 : CLASS 0.2, 100VA, CORE - 2 : CLASS 3P, 100VA, CORE - 3 : CLASS 3P, 100VA. | CAPACITOR VOLTAGE TRANSFORMER | SWITCHGEAR | MEH-CVT-110-3C-100/0.2-100/3P-100/3P | MEHRU | - | - | Nos |  | Inventory | 110kV,SINGLE PHASE OIL COOLED CVT 3-CORE, 110kV/v3/110V/v3/110V/v3/110V/v3, HSV : 145kV, CREEPAGE DISTANCE : 4495 mm, CORE - 1 : CLASS 0.2, 100VA, CORE - 2 : CLASS 3P, 100VA, CORE - 3 : CLASS 3P, 100VA.
2491 | Fuse base NH Type Knife Blade,100 A, SIZE-000 Fuse Link suitable for 1000V AC. | FUSE BASE | SWITCHGEAR | 2138601 | Mersen | 100A | NA | Nos |  | Inventory | Fuse base NH Type Knife Blade,100 A, SIZE-000 Fuse Link suitable for 1000V AC.
10664 | - SHOP - | SHOP | TOOLS | METAL-BARREL-200L | Atom Alloys | - | - | Nos |  | Inventory | - SHOP -
3732 | 6A FUSE, 1000V DC / 1500V AC AT 100kA, 20x127mm ceramic cylindrical body, Cat No. - 1051 CP GLB 20,127 6 | FUSE | SWITCHGEAR | A076613J | Mersen | 6A | - | Nos |  | Inventory | 6A FUSE, 1000V DC / 1500V AC AT 100kA, 20x127mm ceramic cylindrical body, Cat No. - 1051 CP GLB 20,127 6
8408 | 1000V DC Fuses | FUSE | SWITCHGEAR | HP10M15 | Mersen | - | - | Nos |  | Inventory | 1000V DC Fuses
15676 | 30A Fuse base suitable for 800V AC/1000V DC for Size-10X38mm fuse. | FUSE BASE | SWITCHGEAR | USM1 | Mersen | 30A | NA | Nos |  | Inventory | 30A Fuse base suitable for 800V AC/1000V DC for Size-10X38mm fuse.
15677 | 32A Fuse base suitable for 1000V DC for Size-10X38mm fuse. | FUSE BASE | SWITCHGEAR | USM1HEL | Mersen | 32A | NA | Nos |  | Inventory | 32A Fuse base suitable for 1000V DC for Size-10X38mm fuse.
15678 | 1000V DC Fuses base | FUSE BASE | SWITCHGEAR | USM1HEL-1000VDC | Mersen | - | - | Nos |  | Inventory | 1000V DC Fuses base
16554 | 1000V DC / 1500V AC Fuse base, Cat. No - PS I 20,127 | FUSE BASE | SWITCHGEAR | X097310C | Mersen | - | - | Nos |  | Inventory | 1000V DC / 1500V AC Fuse base, Cat. No - PS I 20,127
4459 | PHASE FAILURE RELAY, TYPE-ALV D2 , AUX. 230V AC, UV/OV SEETING , 2 C/O RELAY OUTPUT, MOUNTING DIN RAIL , | RELAY | SWITCHGEAR | ALVD2-230VAC | MINILEC | _ | NA | Nos |  | Inventory | PHASE FAILURE RELAY, TYPE-ALV D2 , AUX. 230V AC, UV/OV SEETING , 2 C/O RELAY OUTPUT, MOUNTING DIN RAIL ,
4460 | Under Voltage & Over Voltage Relay (LVM), Aux supply 230V AC, System Voltage 380V AC ±20% 50 / 60 Hz,2C/O | RELAY | SWITCHGEAR | ALVD2-230VAC-SV380VAC | MINILEC | _ | NA | Nos |  | Inventory | Under Voltage & Over Voltage Relay (LVM), Aux supply 230V AC, System Voltage 380V AC ±20% 50 / 60 Hz,2C/O
6362 | 3-Phase 3-Wire and 3-Phase 4-Wire (selectable) Under & Over voltage, 2 CO output relay (or selectable 1CO for UV, 1CO for OV) Failsafe-non-failsafe selectable, For 100-120V AC: 75-115V AC (Variable), Trip Time Delay1-10 Sec (Variable) UV/OV/NF, Power on Delay 1-10 Sec (Variable), Mounting (L x W) 67 x 46 / 35 mm rail Mounting, | RELAY | SWITCHGEAR | D2 VCT1- 110V AC | MINILEC | _ | NA | Nos | None | Inventory | 3-Phase 3-Wire and 3-Phase 4-Wire (selectable) Under & Over voltage, 2 CO output relay (or selectable 1CO for UV, 1CO for OV) Failsafe-non-failsafe selectable, For 100-120V AC: 75-115V AC (Variable), Trip Time Delay1-10 Sec (Variable) UV/OV/NF, Power on Delay 1-10 Sec (Variable), Mounting (L x W) 67 x 46 / 35 mm rail Mounting,
6363 | U/V O/V RELAY - 67 x 46 / 35 mm rail Mounting,WITH INDEPENDENT SETTINGS, RATED VOLTAGE: 100-120V AC, u< = 75-115V AC (Variable) ph-ph, , & u> = 105-145V AC (Variable) ph-ph, tu< = 1-10 Sec (Variable) UV/OV/NF, | RELAY | SWITCHGEAR | D2VCT1 | MINILEC | _ | NA | Nos | None | Inventory | U/V O/V RELAY - 67 x 46 / 35 mm rail Mounting,WITH INDEPENDENT SETTINGS, RATED VOLTAGE: 100-120V AC, u< = 75-115V AC (Variable) ph-ph, , & u> = 105-145V AC (Variable) ph-ph, tu< = 1-10 Sec (Variable) UV/OV/NF,
6364 | 3-Phase 3-Wire and 3-Phase 4-Wire (selectable) Under & Over voltage, 2 CO output relay (or selectable 1CO for UV, 1CO for OV) Failsafe-non-failsafe selectable, System Supply-100-120/220-240/380-440V AC -25%+20%,48-63 Hz, Mounting (L x W) 67 x 46 / 35 mm rail Mounting | RELAY | SWITCHGEAR | D2VCT1-230VAC | MINILEC | _ | NA | Nos |  | Inventory | 3-Phase 3-Wire and 3-Phase 4-Wire (selectable) Under & Over voltage, 2 CO output relay (or selectable 1CO for UV, 1CO for OV) Failsafe-non-failsafe selectable, System Supply-100-120/220-240/380-440V AC -25%+20%,48-63 Hz, Mounting (L x W) 67 x 46 / 35 mm rail Mounting
7833 | Earth Fault Relay Flush Mounting, Input-5A, Aux. Supply 220-240V AC Output Relay Contact- 2 C/O, Size-96x96 sq.mm | RELAY | SWITCHGEAR | F3-EFR1 | MINILEC | _ | NA | Nos |  | Inventory | Earth Fault Relay Flush Mounting, Input-5A, Aux. Supply 220-240V AC Output Relay Contact- 2 C/O, Size-96x96 sq.mm
10635 | 10W ANN.20-60V AC/DC | ANNUNCIATOR | SWITCHGEAR | MBAS 0600 | MINILEC | _ | NA | Nos | None | Inventory | 10W ANN.20-60V AC/DC
10636 | 16W ANN.20-60V AC/DC | ANNUNCIATOR | SWITCHGEAR | MBAS 12 | MINILEC | _ | NA | Nos | None | Inventory | 16W ANN.20-60V AC/DC
10677 | 12-WINDOW ALARM ANNUNCIATOR, (30), FOR BOTH TRIP & NONTRIP ALARM,AUX. VOLTAGE: 88-250 AC/ DC, WITH BUILT IN ACCEPT, RESET, TEST PUSH BUTTONS | ANNUNCIATOR | SWITCHGEAR | MI-AN-12W-88-285V | MINILEC | _ | NA | Nos |  | Inventory | 12-WINDOW ALARM ANNUNCIATOR, (30), FOR BOTH TRIP & NONTRIP ALARM,AUX. VOLTAGE: 88-250 AC/ DC, WITH BUILT IN ACCEPT, RESET, TEST PUSH BUTTONS
10678 | 12WINDOW ANNUNCIATOR 88-285V AC/DC WITH DC FAIL/AC FAIL | ANNUNCIATOR | SWITCHGEAR | MI-AN-12W-88-285V-WI-ADF | MINILEC | _ | NA | Nos | None | Inventory | 12WINDOW ANNUNCIATOR 88-285V AC/DC WITH DC FAIL/AC FAIL
10679 | 12WINDOW ANNUNCIATOR 88-285V AC/DC , WITH DC FAIL | ANNUNCIATOR | SWITCHGEAR | MI-AN-12W-88-285V-WI-DF | MINILEC | _ | NA | Nos | None | Inventory | 12WINDOW ANNUNCIATOR 88-285V AC/DC , WITH DC FAIL
10680 | 16 WINDOW ANNUNCIATOR, AUX. VOLTAGE: 88-285V AC/DC, WITH RS485 | ANNUNCIATOR | SWITCHGEAR | MI-AN-16W-88-285V-RS485 | MINILEC | - | - | Nos. |  | Inventory | 16 WINDOW ANNUNCIATOR, AUX. VOLTAGE: 88-285V AC/DC, WITH RS485
10681 | 20WINDOW ANNUNCIATOR, 88-285V AC/DC, | ANNUNCIATOR | SWITCHGEAR | MI-AN-20W-88-285V | MINILEC | _ | NA | Nos | None | Inventory | 20WINDOW ANNUNCIATOR, 88-285V AC/DC,
10682 | 20 WINDOW ANNUNCIATOR, AUX. VOLTAGE: 88-285V AC/DC, WITH RS485 PORT | ANNUNCIATOR | SWITCHGEAR | MI-AN-20W-88-285V-RS485 | MINILEC | - | - | Nos. |  | Inventory | 20 WINDOW ANNUNCIATOR, AUX. VOLTAGE: 88-285V AC/DC, WITH RS485 PORT
10683 | 24 WINDOW ANNUNCIATOR, AUX. VOLTAGE: 88-285V AC/DC | ANNUNCIATOR | SWITCHGEAR | MI-AN-24W-88-285V | MINILEC | - | - | Nos. |  | Inventory | 24 WINDOW ANNUNCIATOR, AUX. VOLTAGE: 88-285V AC/DC
10684 | 6 WINDOW ALARM ANNUNCIATOR (SMALL), WITH ALARM O/P, WITH BUILT IN, ACCEPT, RESET, TEST PUSH BUTTONS, AUX. VOLTAGE: 230V AC, SIZE-1D | ANNUNCIATOR | SWITCHGEAR | MI-AN-6W-1D-230VAC-10B6SP0 | MINILEC | - | - | Nos. |  | Inventory | 6 WINDOW ALARM ANNUNCIATOR (SMALL), WITH ALARM O/P, WITH BUILT IN, ACCEPT, RESET, TEST PUSH BUTTONS, AUX. VOLTAGE: 230V AC, SIZE-1D
10685 | 06-WINDOW ALARM ANNUNCIATOR (30), FOR BOTH TRIP & NONTRIP ALARM, WITH BUILT IN, ACCEPT, RESET, TEST PUSH BUTTONS, AUX. VOLTAGE: 110V DC. | ANNUNCIATOR | SWITCHGEAR | MI-AN-6W-88-285V | MINILEC | - | - | Nos. |  | Inventory | 06-WINDOW ALARM ANNUNCIATOR (30), FOR BOTH TRIP & NONTRIP ALARM, WITH BUILT IN, ACCEPT, RESET, TEST PUSH BUTTONS, AUX. VOLTAGE: 110V DC.
10686 | 8 WINDOW ANNUNCIATOR, 20-60V AC/DC, WITH RS485 PORT | ANNUNCIATOR | SWITCHGEAR | MI-AN-8W-20-60V-RS485 | MINILEC | - | - | Nos. |  | Inventory | 8 WINDOW ANNUNCIATOR, 20-60V AC/DC, WITH RS485 PORT
10687 | 8 WINDOW ANNUNCIATOR, AUX. VOLTAGE: 88-285V AC/DC | ANNUNCIATOR | SWITCHGEAR | MI-AN-8W-88-285V | MINILEC | - | - | Nos. |  | Inventory | 8 WINDOW ANNUNCIATOR, AUX. VOLTAGE: 88-285V AC/DC
10688 | EFR CBCT for PRIMARY CURRENT 125A, Tape wound, Rectangular type CBCT ID=200x50mm | CBCT | SWITCHGEAR | MI-EFR-CBCT-125A-ID-200X50MM | MINILEC | - | - | Nos |  | Inventory | EFR CBCT for PRIMARY CURRENT 125A, Tape wound, Rectangular type CBCT ID=200x50mm
10689 | EFR CBCT for PRIMARY CURRENT 160A, Tape wound, Rectangular type CBCT ID=200x50mm | CBCT | SWITCHGEAR | MI-EFR-CBCT-160A-ID-200X50MM | MINILEC | - | - | Nos |  | Inventory | EFR CBCT for PRIMARY CURRENT 160A, Tape wound, Rectangular type CBCT ID=200x50mm
10690 | EFR CBCT for PRIMARY CURRENT 200A, Tape wound, rectangular type CBCT ID=200x50mm | CBCT | SWITCHGEAR | MI-EFR-CBCT-200A-ID-200X50MM | MINILEC | - | - | Nos |  | Inventory | EFR CBCT for PRIMARY CURRENT 200A, Tape wound, rectangular type CBCT ID=200x50mm
10691 | EFR CBCT for PRIMARY CURRENT 250A, Tape wound, rectangular type CBCT ID=200x50mm | CBCT | SWITCHGEAR | MI-EFR-CBCT-250A-ID-200X50MM | MINILEC | - | - | Nos |  | Inventory | EFR CBCT for PRIMARY CURRENT 250A, Tape wound, rectangular type CBCT ID=200x50mm
10694 | 0.8 MM MIG WELDING WIRE | Welding ACC | ACCESSORIES | MIG WELDING WIRE 0.8MM | REPUTED | _ | NA | KGS | None | Inventory | 0.8 MM MIG WELDING WIRE
10695 | 1.2 MM MIG WELDING WIRE | Welding ACC | ACCESSORIES | MIG WELDING WIRE 1.2MM | REPUTED | _ | NA | KGS | None | Inventory | 1.2 MM MIG WELDING WIRE
10696 | 0-150MM, MIMIC ALUMINIUM | MIMIC | ACCESSORIES | MIMIC 0-150MM | REPUTED | _ | NA | Nos | None | Inventory | 0-150MM, MIMIC ALUMINIUM
10697 | 150-300MM, MIMIC ALUMINIUM | MIMIC | ACCESSORIES | MIMIC 150-300MM | REPUTED | _ | NA | Nos | None | Inventory | 150-300MM, MIMIC ALUMINIUM
10698 | 300-400MM, MIMIC ALUMINIUM | MIMIC | ACCESSORIES | MIMIC 300-400MM | REPUTED | _ | NA | Nos | None | Inventory | 300-400MM, MIMIC ALUMINIUM
10699 | ABOVE 400MM, MIMIC ALUMINIUM | MIMIC | ACCESSORIES | MIMIC 400MM ABOVE | REPUTED | _ | NA | Nos | None | Inventory | ABOVE 400MM, MIMIC ALUMINIUM
10700 | 82x28MM, MIMIC ALUMINIUM | MIMIC | ACCESSORIES | MIMIC 82X28MM | REPUTED | _ | NA | Nos | None | Inventory | 82x28MM, MIMIC ALUMINIUM
10701 | MIMIC ARROW ALUMINIUM | MIMIC | ACCESSORIES | MIMIC ARROW | REPUTED | _ | NA | Nos | None | Inventory | MIMIC ARROW ALUMINIUM
10702 | MIMIC CROSS SYSMBOL | MIMIC | ACCESSORIES | MIMIC CROSS SYMBOL | REPUTED | _ | NA | Nos | None | Inventory | MIMIC CROSS SYSMBOL
10703 | MIMIC TRAFO 2 CIRCLE ALUMINIUM | MIMIC | ACCESSORIES | MIMIC TRAFO SYMBOL 2CIRCLE | REPUTED | _ | NA | Nos | None | Inventory | MIMIC TRAFO 2 CIRCLE ALUMINIUM
10704 | MIMIC TRAFO 3 CIRCLE ALUMINIU | MIMIC | ACCESSORIES | MIMIC TRAFO SYMBOL 3CIRCLE | REPUTED | _ | NA | Nos | None | Inventory | MIMIC TRAFO 3 CIRCLE ALUMINIU
10705 | GREEN TAPE/PAINT FOR MIMIC SLD | MIMIC | ACCESSORIES | MIMIC-GREEN-TAPE | REPUTED | _ | NA | Nos |  | Inventory | GREEN TAPE/PAINT FOR MIMIC SLD
10692 | EFR CBCT for PRIMARY CURRENT 320A, Tape wound, rectangular type CBCT ID=300x50mm | CBCT | SWITCHGEAR | MI-EFR-CBCT-320A-ID-300X50MM | MINILEC | - | - | Nos |  | Inventory | EFR CBCT for PRIMARY CURRENT 320A, Tape wound, rectangular type CBCT ID=300x50mm
10707 | Miscellaneous Item | OWN USE ITEMS | ACCESSORIES | MISC.ITEMS | - | - | - | SET |  | Non Inventory | Miscellaneous Item
10708 | Miscellaneous Item 12% | OWN USE ITEMS | ACCESSORIES | MISC.ITEMS-12% | - | - | - | SET |  | Non Inventory | Miscellaneous Item 12%
10709 | Miscellaneous Item NIL | OWN USE ITEMS | ACCESSORIES | MISC.ITEMS-NIL | - | - | - | SET |  | Non Inventory | Miscellaneous Item NIL
14278 | PHASE FAILURE RELAY, TYPE-S2VMR3, AUX. 110V AC, UV/OV SEETING , 2 C/O RELAY OUTPUT, MOUNTING DIN RAIL , | RELAY | SWITCHGEAR | S2VMR3 - 110V AC | MINILEC | _ | NA | Nos | None | Inventory | PHASE FAILURE RELAY, TYPE-S2VMR3, AUX. 110V AC, UV/OV SEETING , 2 C/O RELAY OUTPUT, MOUNTING DIN RAIL ,
14279 | PHASE FAILURE RELAY, TYPE-S2VMR3, AUX. 415V AC, UV/OV SEETING , 2 C/O RELAY OUTPUT, MOUNTING DIN RAIL , | RELAY | SWITCHGEAR | S2VMR3 - 415V AC | MINILEC | _ | NA | Nos | None | Inventory | PHASE FAILURE RELAY, TYPE-S2VMR3, AUX. 415V AC, UV/OV SEETING , 2 C/O RELAY OUTPUT, MOUNTING DIN RAIL ,
14280 | THERMISTOR MOTOR PROTECTION RELAY , TYPE-S2WTR1 , AUX. 240V AC, 2 C/O CONTACT, DIN RAIL MOUNTING | RELAY | SWITCHGEAR | S2WTR1-240VAC | MINILEC | _ | NA | Nos |  | Inventory | THERMISTOR MOTOR PROTECTION RELAY , TYPE-S2WTR1 , AUX. 240V AC, 2 C/O CONTACT, DIN RAIL MOUNTING
16250 | PHASE FAILURE RELAY, TYPE-VMR D2 , AUX. 230V AC, UV/OV SEETING , 2 C/O RELAY OUTPUT, MOUNTING DIN RAIL , | RELAY | SWITCHGEAR | VMR D2 - 230V AC | MINILEC | _ | NA | Nos | None | Inventory | PHASE FAILURE RELAY, TYPE-VMR D2 , AUX. 230V AC, UV/OV SEETING , 2 C/O RELAY OUTPUT, MOUNTING DIN RAIL ,
16251 | PHASE FAILURE RELAY, TYPE-VMR D2 , AUX. 380V AC, UV/OV SEETING , 2 C/O RELAY OUTPUT, MOUNTING DIN RAIL , | RELAY | SWITCHGEAR | VMR D2 - 380V | MINILEC | _ | NA | Nos | None | Inventory | PHASE FAILURE RELAY, TYPE-VMR D2 , AUX. 380V AC, UV/OV SEETING , 2 C/O RELAY OUTPUT, MOUNTING DIN RAIL ,
16252 | PHASE FAILURE RELAY, TYPE-VMR D2 , AUX. 230V AC, SYSTEM VTG - 415V AC, UV/OV SEETING , 2 C/O RELAY OUTPUT, MOUNTING DIN RAIL | RELAY | SWITCHGEAR | VMRD2-AC-AUX230V-SV415V | MINILEC | _ | NA | Nos |  | Inventory | PHASE FAILURE RELAY, TYPE-VMR D2 , AUX. 230V AC, SYSTEM VTG - 415V AC, UV/OV SEETING , 2 C/O RELAY OUTPUT, MOUNTING DIN RAIL
16271 | Phase Sequence Relay, din rail mounting, AUX.Supply-230V AC, 50Hz, 1 C/O output | RELAY | SWITCHGEAR | VSP-D1 | MINILEC | _ | NA | Nos |  | Inventory | Phase Sequence Relay, din rail mounting, AUX.Supply-230V AC, 50Hz, 1 C/O output
16272 | Phase Sequence Relay, din rail mounting, AUX.Supply-230V AC, 50Hz, 2 C/O output, Reset mode-Auto/Manual/Remote | RELAY | SWITCHGEAR | VSP-D2 | MINILEC | _ | NA | Nos |  | Inventory | Phase Sequence Relay, din rail mounting, AUX.Supply-230V AC, 50Hz, 2 C/O output, Reset mode-Auto/Manual/Remote
16273 | SINGLE PHASING PREVENTER , TYPE-VSP2 , SUPPLY 415V AC, 1 NO CONTACT, PANEL MOUNTING | RELAY | SWITCHGEAR | VSP2-415VAC | MINILEC | _ | NA | Nos |  | Inventory | SINGLE PHASING PREVENTER , TYPE-VSP2 , SUPPLY 415V AC, 1 NO CONTACT, PANEL MOUNTING
54 | 110V/35A FC & 50A FCBC ,3PH, BATTERY CHARGER WITH INTEGRA DCDB | BATTERY CHARGER | SWITCHGEAR | 110V/35A-BATTERY-CHARGER-SYSTEM | MMAXPOWER | - | - | Nos |  | Inventory | 110V/35A FC & 50A FCBC ,3PH, BATTERY CHARGER WITH INTEGRA DCDB
55 | 110VDC-BATTERY-CHARGER-SYSTEM-->A. BATTERY CHARGER WITH INTEGRAL DC BD (110VDC) SUITABLE FOR 100AH BATTERIES, QTY: 1 SET; B. 100AH,110VDC,BATTERY BANK FOR ABOVE CHARGER,QTY: 1 SET; C. STAND FOR ABOVE BATTERIES, QTY: 1 SET; 110VDC,25A,1 PHASE,FLOAT CUM BOOST CHARGER | BATTERY CHARGER | SWITCHGEAR | 110VDC-BATTERY-CHARGER-SYSTEM | MMAXPOWER | - | - | Nos |  | Inventory | 110VDC-BATTERY-CHARGER-SYSTEM-->A. BATTERY CHARGER WITH INTEGRAL DC BD (110VDC) SUITABLE FOR 100AH BATTERIES, QTY: 1 SET; B. 100AH,110VDC,BATTERY BANK FOR ABOVE CHARGER,QTY: 1 SET; C. STAND FOR ABOVE BATTERIES, QTY: 1 SET; 110VDC,25A,1 PHASE,FLOAT CUM BOOST CHARGER
56 | 55 CELLS OF 2V/200AH VRLA BATTERY BANK OF EXIDE MAKE | BATTERY CHARGER | SWITCHGEAR | 110VDC_50A_BATTERY_BANK_EXIDE | MMAXPOWER | - | - | Nos |  | Inventory | 55 CELLS OF 2V/200AH VRLA BATTERY BANK OF EXIDE MAKE
10722 | 11KV, EPOXY CAST RESIN MONOBLOCK FOR 1250A, SUITABLE FOR UNISAFE TYPE PANEL FOR 1250A | BUSHING | ACCESSORIES | MONOBLOCK-1250A | FIBERTECH | _ | NA | Nos |  | Inventory | 11KV, EPOXY CAST RESIN MONOBLOCK FOR 1250A, SUITABLE FOR UNISAFE TYPE PANEL FOR 1250A
10723 | Azure infrastructure (paid on monthly basis) | OWN USE ITEMS | ACCESSORIES | MONTHLY-CAHRGES | REPUTED | - | - | Nos |  | Non Inventory | Azure infrastructure (paid on monthly basis)
57 | 415V+/-10% 50HZ +/- 5% 110VDC/50A, 3PHASE FCBC BATTERY CHARGER WITH INTEGRAL DCDB OF MMAX POWER MAKE. DCDB:1NO,100A DP MCCB AS INCOMER; OUTGOING FEEDERES:2 NOs. 32A DP MCB; 2 NOs. 25A DP MCB; 10NOs. 16A DP MCB; | BATTERY CHARGER | SWITCHGEAR | 110VDC_50A_BATTERY_CHARGER | MMAXPOWER | - | - | Nos |  | Inventory | 415V+/-10% 50HZ +/- 5% 110VDC/50A, 3PHASE FCBC BATTERY CHARGER WITH INTEGRAL DCDB OF MMAX POWER MAKE. DCDB:1NO,100A DP MCCB AS INCOMER; OUTGOING FEEDERES:2 NOs. 32A DP MCB; 2 NOs. 25A DP MCB; 10NOs. 16A DP MCB;
3528 | 415V ±10% AC 50 Hz±5% 24V DC / 50A 3Phase Dual FCBC Battery Charger of MMAX POWER Make. Along with 2Nos. SMF Batteries of EXIDE Make | BATTERY CHARGER | SWITCHGEAR | 415V±10%AC_24VDC_50A_BATTERY_CHARGER | MMAXPOWER | - | - | Nos |  | Inventory | 415V ±10% AC 50 Hz±5% 24V DC / 50A 3Phase Dual FCBC Battery Charger of MMAX POWER Make. Along with 2Nos. SMF Batteries of EXIDE Make
10623 | POWER PACK, I/P 230V AC, O/P 110V DC/17AH, 100W, Backup: 30mins., @100W, | POWER PACK | SWITCHGEAR | MAH-PP-230/110VDC-30MIN | MMAXPOWER | _ | NA | Nos | None | Inventory | POWER PACK, I/P 230V AC, O/P 110V DC/17AH, 100W, Backup: 30mins., @100W,
10624 | POWER PACK, I/P 230V AC, O/P 24V DC/17AH, 100W, Backup: 30mins., @100W, | POWER PACK | SWITCHGEAR | MAH-PP-230/24VDC-30MIN | MMAXPOWER | _ | NA | Nos | None | Inventory | POWER PACK, I/P 230V AC, O/P 24V DC/17AH, 100W, Backup: 30mins., @100W,
10712 | POWERPACK I/P 230V AC, O/P 110V DC BATTERU BACKUP - 30Min | POWER PACK | SWITCHGEAR | MM-PP-230VAC/110VDC | MMAXPOWER | _ | NA | Nos | None | Inventory | POWERPACK I/P 230V AC, O/P 110V DC BATTERU BACKUP - 30Min
10713 | POWERPACK I/P 48V AC, O/P 24V DC BATTERU BACKUP - 10-15Min | POWER PACK | SWITCHGEAR | MM-PP-48VDC/24VDC | MMAXPOWER | _ | NA | Nos | None | Inventory | POWERPACK I/P 48V AC, O/P 24V DC BATTERU BACKUP - 10-15Min
11936 | DOOR LIMIT SWITCH WITH 1NC ELEMENT, 2A, 230V AC FOR PANEL ILLUMINATION | LIMIT SWITCH | SWITCHGEAR | NAV-LS-1NO+1NC | NAVAGO | - | - | Nos. |  | Inventory | DOOR LIMIT SWITCH WITH 1NC ELEMENT, 2A, 230V AC FOR PANEL ILLUMINATION
11946 | 6 Fan, Aux Voltage 230VAC | FAN | SWITCHGEAR | NEO-6-230V-FAN | NEO TECH | _ | NA | Nos |  | Inventory | 6 Fan, Aux Voltage 230VAC
11947 | 6" Square Fan FREQ: 60Hz. | FAN | SWITCHGEAR | NEO-J-17255 B2 | NEO TECH | _ | NA | Nos | None | Inventory | 6" Square Fan FREQ: 60Hz.
11948 | 4" SLEEV BEARING Fan FREQ: 60Hz. | FAN | SWITCHGEAR | NEO-J-22038-S2 | NEO TECH | _ | NA | Nos | None | Inventory | 4" SLEEV BEARING Fan FREQ: 60Hz.
10748 | RELAY TEST TERMINAL BLOCK, WITH FLUSH MOUNTING, NON DRAWOUT CASE. (FOR PROTECTION). | TTB | SWITCHGEAR | MPG | NESTLER | - | - | Nos. |  | Inventory | RELAY TEST TERMINAL BLOCK, WITH FLUSH MOUNTING, NON DRAWOUT CASE. (FOR PROTECTION).
11950 | CONTROL TRANSFORMER, RATING:1KVA, 1PH, TAPE WOUND,PRIMARY VOLT:AC 415V,SECONDARY VOLT:AC 230V, SHORT TIME RATING:2kVA | CONTROL TRANSFORMER | SWITCHGEAR | NEW-1KVA-415/230V-1PH | NEWTEK | - | - | Nos |  | Inventory | CONTROL TRANSFORMER, RATING:1KVA, 1PH, TAPE WOUND,PRIMARY VOLT:AC 415V,SECONDARY VOLT:AC 230V, SHORT TIME RATING:2kVA
11951 | CONTROL TRANSFORMER, RATING:250VA, 1PH, TAPE WOUND,PRIMARY VOLT:AC 415V,SECONDARY VOLT:AC 230V, SHORT TIME RATING:500VA | CONTROL TRANSFORMER | SWITCHGEAR | NEW-250VA-415/230V-1PH | NEWTEK | - | - | Nos |  | Inventory | CONTROL TRANSFORMER, RATING:250VA, 1PH, TAPE WOUND,PRIMARY VOLT:AC 415V,SECONDARY VOLT:AC 230V, SHORT TIME RATING:500VA
11952 | Current Transformer 160/5A, CL-1, 10VA, ID-[---], OD----, Nylon Casing, Terminals on longer side | LT CT | SWITCHGEAR | NEW-LT-ABC-160/5A-CL1 | NEWTEK | _ | NA | Nos |  | Inventory | Current Transformer 160/5A, CL-1, 10VA, ID-[---], OD----, Nylon Casing, Terminals on longer side
11953 | Current Transformer 160/5A, CL-1, 15VA, ID-[---], OD----, Nylon Casing, Terminals on longer side, Bus Bar - 25 x 10 x 1 AL | LT CT | SWITCHGEAR | NEW-LT-ABC-160/5A-CL1-15VA | NEWTEK | _ | NA | Nos |  | Inventory | Current Transformer 160/5A, CL-1, 15VA, ID-[---], OD----, Nylon Casing, Terminals on longer side, Bus Bar - 25 x 10 x 1 AL
11954 | Current Transformer 5000/5A, CL-5P10, 15VA, ID-[----], OD----, Nylon Casing, Terminals on longer side | LT CT | SWITCHGEAR | NEW-LT-ABC-5000/5A-CL-5P10 | NEWTEK | _ | NA | Nos |  | Inventory | Current Transformer 5000/5A, CL-5P10, 15VA, ID-[----], OD----, Nylon Casing, Terminals on longer side
11955 | Current Transformer 1250/5A, CL-1, 15VA, ID-[Ø85][101X31][84X64][54X86], OD-131X144X30, Nylon Casing, Terminals on longer side | LT CT | SWITCHGEAR | NEW-LT-NE1030H-1250/5A-CL1 | NEWTEK | _ | NA | Nos |  | Inventory | Current Transformer 1250/5A, CL-1, 15VA, ID-[Ø85][101X31][84X64][54X86], OD-131X144X30, Nylon Casing, Terminals on longer side
11956 | Current Transformer 1250/5A, CL-1, 15VA, ID-[Ø85][101X31][84X64][54X86], OD-131X144X30, Nylon Casing, Terminals on shorter side | LT CT | SWITCHGEAR | NEW-LT-NE1030H-1250/5A-CL1-S | NEWTEK | _ | NA | Nos |  | Inventory | Current Transformer 1250/5A, CL-1, 15VA, ID-[Ø85][101X31][84X64][54X86], OD-131X144X30, Nylon Casing, Terminals on shorter side
11957 | Current Transformer 1600/5A, CL-1, 15VA, ID-[Ø85][101X31][84X64][54X86], OD-131X144X30, Nylon Casing, Terminals on longer side | LT CT | SWITCHGEAR | NEW-LT-NE1030H-1600/5A-CL1 | NEWTEK | _ | NA | Nos |  | Inventory | Current Transformer 1600/5A, CL-1, 15VA, ID-[Ø85][101X31][84X64][54X86], OD-131X144X30, Nylon Casing, Terminals on longer side
11958 | Current Transformer 1600/5A, CL-1, 15VA, ID-[Ø85][101X31][84X64][54X86], OD-131X144X30, Nylon Casing, Terminals on Shorter side, | LT CT | SWITCHGEAR | NEW-LT-NE1030H-1600/5A-CL1-S | NEWTEK | _ | NA | Nos |  | Inventory | Current Transformer 1600/5A, CL-1, 15VA, ID-[Ø85][101X31][84X64][54X86], OD-131X144X30, Nylon Casing, Terminals on Shorter side,
11959 | Current Transformer 1250/5A, CL-1, 10VA, ID-[101X56], OD-131X160X30, Nylon Casing, Terminals on longer side | LT CT | SWITCHGEAR | NEW-LT-NE1056-1250/5A-CL1 | NEWTEK | _ | NA | Nos |  | Inventory | Current Transformer 1250/5A, CL-1, 10VA, ID-[101X56], OD-131X160X30, Nylon Casing, Terminals on longer side
11960 | Current Transformer 2000/5A, CL-1, 15VA, ID-[127X62], OD-181X129X40, Nylon Casing, Terminals on Shorter side | LT CT | SWITCHGEAR | NEW-LT-NE1256V-2000/5A-CL1 | NEWTEK | _ | NA | Nos |  | Inventory | Current Transformer 2000/5A, CL-1, 15VA, ID-[127X62], OD-181X129X40, Nylon Casing, Terminals on Shorter side
11961 | Current Transformer 800/5A, CL-1, 15VA, ID-[127X62], OD-181X129X40, Nylon Casing, Terminals on shorter side | LT CT | SWITCHGEAR | NEW-LT-NE1256V-800/5A-CL1-15VA | NEWTEK | _ | NA | Nos |  | Inventory | Current Transformer 800/5A, CL-1, 15VA, ID-[127X62], OD-181X129X40, Nylon Casing, Terminals on shorter side
11962 | Current Transformer 2500/5A, CL-1, 15VA, ID-[167X93], OD-223X171X35, Nylon Casing, Terminals on longer side | LT CT | SWITCHGEAR | NEW-LT-NE1659H-2500/5A-CL1 | NEWTEK | _ | NA | Nos |  | Inventory | Current Transformer 2500/5A, CL-1, 15VA, ID-[167X93], OD-223X171X35, Nylon Casing, Terminals on longer side
11963 | Current Transformer 3200/5A, CL-1, 15VA, ID-[167X93], OD-223X171X35, Nylon Casing, Terminals on longer side | LT CT | SWITCHGEAR | NEW-LT-NE1659H-3200/5A-CL1 | NEWTEK | _ | NA | Nos |  | Inventory | Current Transformer 3200/5A, CL-1, 15VA, ID-[167X93], OD-223X171X35, Nylon Casing, Terminals on longer side
10749 | 1-2.75A MPR200nX Electronic Motor Protection Relay , Aux. Supply: 110 V AC , Device code 49, 51LR, 37, 46, Type MPR200nX | MPR | LV_Switchgear | MPR200BB010 | L&T | 1-2.75A | MPR | Nos. | None | Inventory | 1-2.75A MPR200nX Electronic Motor Protection Relay , Aux. Supply: 110 V AC , Device code 49, 51LR, 37, 46, Type MPR200nX
10750 | 1-2.75A MPR200nX Electronic Motor Protection Relay , Aux. Supply: 240 V AC , Device code 49, 51LR, 37, 46, Type MPR200nX | MPR | LV_Switchgear | MPR200BE010 | L&T | 1-2.75A | MPR | Nos. | None | Inventory | 1-2.75A MPR200nX Electronic Motor Protection Relay , Aux. Supply: 240 V AC , Device code 49, 51LR, 37, 46, Type MPR200nX
10751 | 2-5.5A MPR200nX Electronic Motor Protection Relay , Aux. Supply: 110 V AC , Device code 49, 51LR, 37, 46, Type MPR200nX | MPR | LV_Switchgear | MPR201BB020 | L&T | 2-5.5A | MPR | Nos. | None | Inventory | 2-5.5A MPR200nX Electronic Motor Protection Relay , Aux. Supply: 110 V AC , Device code 49, 51LR, 37, 46, Type MPR200nX
10752 | 2-5.5A MPR200nX Electronic Motor Protection Relay , Aux. Supply: 240 V AC , Device code 49, 51LR, 37, 46, Type MPR200nX | MPR | LV_Switchgear | MPR201BE020 | L&T | 2-5.5A | MPR | Nos. | None | Inventory | 2-5.5A MPR200nX Electronic Motor Protection Relay , Aux. Supply: 240 V AC , Device code 49, 51LR, 37, 46, Type MPR200nX
10753 | 4-11A MPR200nX Electronic Motor Protection Relay , Aux. Supply: 110 V AC , Device code 49, 51LR, 37, 46, Type MPR200nX | MPR | LV_Switchgear | MPR202BB040 | L&T | 4-11A | MPR | Nos. | None | Inventory | 4-11A MPR200nX Electronic Motor Protection Relay , Aux. Supply: 110 V AC , Device code 49, 51LR, 37, 46, Type MPR200nX
10754 | 4-11A MPR200nX Electronic Motor Protection Relay , Aux. Supply: 240 V AC , Device code 49, 51LR, 37, 46, Type MPR200nX | MPR | LV_Switchgear | MPR202BE040 | L&T | 4-11A | MPR | Nos. | None | Inventory | 4-11A MPR200nX Electronic Motor Protection Relay , Aux. Supply: 240 V AC , Device code 49, 51LR, 37, 46, Type MPR200nX
10755 | 8-22A MPR200nX Electronic Motor Protection Relay , Aux. Supply: 110 V AC , Device code 49, 51LR, 37, 46, Type MPR200nX | MPR | LV_Switchgear | MPR203BB080 | L&T | 8-22A | MPR | Nos. | None | Inventory | 8-22A MPR200nX Electronic Motor Protection Relay , Aux. Supply: 110 V AC , Device code 49, 51LR, 37, 46, Type MPR200nX
10756 | 8-22A MPR200nX Electronic Motor Protection Relay , Aux. Supply: 240 V AC , Device code 49, 51LR, 37, 46, Type MPR200nX | MPR | LV_Switchgear | MPR203BE080 | L&T | 8-22A | MPR | Nos. | None | Inventory | 8-22A MPR200nX Electronic Motor Protection Relay , Aux. Supply: 240 V AC , Device code 49, 51LR, 37, 46, Type MPR200nX
10757 | 16-44A MPR200nX Electronic Motor Protection Relay , Aux. Supply: 110 V AC , Device code 49, 51LR, 37, 46, Type MPR200nX | MPR | LV_Switchgear | MPR204BB160 | L&T | 16-44A | MPR | Nos. | None | Inventory | 16-44A MPR200nX Electronic Motor Protection Relay , Aux. Supply: 110 V AC , Device code 49, 51LR, 37, 46, Type MPR200nX
10758 | 16-44A MPR200nX Electronic Motor Protection Relay , Aux. Supply: 240 V AC , Device code 49, 51LR, 37, 46, Type MPR200nX | MPR | LV_Switchgear | MPR204BE160 | L&T | 16-44A | MPR | Nos. | None | Inventory | 16-44A MPR200nX Electronic Motor Protection Relay , Aux. Supply: 240 V AC , Device code 49, 51LR, 37, 46, Type MPR200nX
10759 | 32-88A MPR200nX Electronic Motor Protection Relay , Aux. Supply: 110 V AC , Device code 49, 51LR, 37, 46, Type MPR200nX | MPR | LV_Switchgear | MPR205BB320 | L&T | 32-88A | MPR | Nos. | None | Inventory | 32-88A MPR200nX Electronic Motor Protection Relay , Aux. Supply: 110 V AC , Device code 49, 51LR, 37, 46, Type MPR200nX
10760 | 32-88A MPR200nX Electronic Motor Protection Relay , Aux. Supply: 240 V AC , Device code 49, 51LR, 37, 46, Type MPR200nX | MPR | LV_Switchgear | MPR205BE320 | L&T | 32-88A | MPR | Nos. | None | Inventory | 32-88A MPR200nX Electronic Motor Protection Relay , Aux. Supply: 240 V AC , Device code 49, 51LR, 37, 46, Type MPR200nX
10761 | 1-2.75A MPR300 Electronic Motor Protection Relay , Aux. Supply: 110 V AC ,Type MPR300 | MPR | LV_Switchgear | MPR300BB010 | L&T | 1-2.75A | MPR | Nos. | None | Inventory | 1-2.75A MPR300 Electronic Motor Protection Relay , Aux. Supply: 110 V AC ,Type MPR300
10762 | 1-2.75A MPR300 Electronic Motor Protection Relay , Aux. Supply: 240 V AC ,Type MPR300 | MPR | LV_Switchgear | MPR300BE010 | L&T | 1-2.75A | MPR | Nos. | None | Inventory | 1-2.75A MPR300 Electronic Motor Protection Relay , Aux. Supply: 240 V AC ,Type MPR300
10763 | 2-5.5A MPR300 Electronic Motor Protection Relay , Aux. Supply: 110 V AC ,Type MPR300 | MPR | LV_Switchgear | MPR301BB020 | L&T | 2-5.5A | MPR | Nos. | None | Inventory | 2-5.5A MPR300 Electronic Motor Protection Relay , Aux. Supply: 110 V AC ,Type MPR300
10764 | 2-5.5A MPR300 Electronic Motor Protection Relay , Aux. Supply: 240 V AC ,Type MPR300 | MPR | LV_Switchgear | MPR301BE020 | L&T | 2-5.5A | MPR | Nos. | None | Inventory | 2-5.5A MPR300 Electronic Motor Protection Relay , Aux. Supply: 240 V AC ,Type MPR300
10765 | 4-11A MPR300 Electronic Motor Protection Relay , Aux. Supply: 110 V AC ,Type MPR300 | MPR | LV_Switchgear | MPR302BB040 | L&T | 4-11A | MPR | Nos. | None | Inventory | 4-11A MPR300 Electronic Motor Protection Relay , Aux. Supply: 110 V AC ,Type MPR300
10766 | 4-11A MPR300 Electronic Motor Protection Relay , Aux. Supply: 240 V AC ,Type MPR300 | MPR | LV_Switchgear | MPR302BE040 | L&T | 4-11A | MPR | Nos. | None | Inventory | 4-11A MPR300 Electronic Motor Protection Relay , Aux. Supply: 240 V AC ,Type MPR300
10767 | 8-22A MPR300 Electronic Motor Protection Relay , Aux. Supply: 110 V AC ,Type MPR300 | MPR | LV_Switchgear | MPR303BB080 | L&T | 8-22A | MPR | Nos. | None | Inventory | 8-22A MPR300 Electronic Motor Protection Relay , Aux. Supply: 110 V AC ,Type MPR300
10768 | 8-22A MPR300 Electronic Motor Protection Relay , Aux. Supply: 240 V AC ,Type MPR300 | MPR | LV_Switchgear | MPR303BE080 | L&T | 8-22A | MPR | Nos. | None | Inventory | 8-22A MPR300 Electronic Motor Protection Relay , Aux. Supply: 240 V AC ,Type MPR300
10769 | 16-44A MPR300 Electronic Motor Protection Relay , Aux. Supply: 110 V AC ,Type MPR300 | MPR | LV_Switchgear | MPR304BB160 | L&T | 16-44A | MPR | Nos. | None | Inventory | 16-44A MPR300 Electronic Motor Protection Relay , Aux. Supply: 110 V AC ,Type MPR300
10770 | 16-44A MPR300 Electronic Motor Protection Relay , Aux. Supply: 240 V AC ,Type MPR300 | MPR | LV_Switchgear | MPR304BE160 | L&T | 16-44A | MPR | Nos. | None | Inventory | 16-44A MPR300 Electronic Motor Protection Relay , Aux. Supply: 240 V AC ,Type MPR300
10771 | 32-88A MPR300 Electronic Motor Protection Relay , Aux. Supply: 110 V AC ,Type MPR300 | MPR | LV_Switchgear | MPR305BB320 | L&T | 32-88A | MPR | Nos. | None | Inventory | 32-88A MPR300 Electronic Motor Protection Relay , Aux. Supply: 110 V AC ,Type MPR300
10772 | 32-88A MPR300 Electronic Motor Protection Relay , Aux. Supply: 240 V AC ,Type MPR300 | MPR | LV_Switchgear | MPR305BE320 | L&T | 32-88A | MPR | Nos. | None | Inventory | 32-88A MPR300 Electronic Motor Protection Relay , Aux. Supply: 240 V AC ,Type MPR300
11964 | Current Transformer 5000/1A, CL-1, 15VA, ID-[167X93], OD-223X171X35, Nylon Casing, Terminals on longer side | LT CT | SWITCHGEAR | NEW-LT-NE1659H-5000/1A-CL1 | NEWTEK | _ | NA | Nos |  | Inventory | Current Transformer 5000/1A, CL-1, 15VA, ID-[167X93], OD-223X171X35, Nylon Casing, Terminals on longer side
11965 | Current Transformer 200/5A, CL-1, 10VA, ID-[Ø26][31.5X13][23X23], OD-68X87X40, Nylon Casing, Terminals on longer side | LT CT | SWITCHGEAR | NEW-LT-NE4B312-200/5A-CL1 | NEWTEK | _ | NA | Nos |  | Inventory | Current Transformer 200/5A, CL-1, 10VA, ID-[Ø26][31.5X13][23X23], OD-68X87X40, Nylon Casing, Terminals on longer side
11966 | Current Transformer 250/5A, CL-1, 15VA, ID-[Ø26][31.5X13][23X23], OD-68X87X40, Nylon Casing, Terminals on longer side | LT CT | SWITCHGEAR | NEW-LT-NE4B312-250/5A-CL1-15VA | NEWTEK | _ | NA | Nos |  | Inventory | Current Transformer 250/5A, CL-1, 15VA, ID-[Ø26][31.5X13][23X23], OD-68X87X40, Nylon Casing, Terminals on longer side
11967 | Current Transformer 400/5A, CL-1, 15VA, ID-50mm, Type - NE5R50, Nylon Casing, Terminals on shorter side | LT CT | SWITCHGEAR | NEW-LT-NE5R50-400/5A-CL1-ID50MM | NEWTEK | _ | NA | Nos |  | Inventory | Current Transformer 400/5A, CL-1, 15VA, ID-50mm, Type - NE5R50, Nylon Casing, Terminals on shorter side
10777 | 12X25 ALLEN CSK | MS HARD | HARDWARE & ACCESSORIES | MS ALLEN-CSK-12X25 | REPUTED | CSK | NA | Nos | None | Inventory | 12X25 ALLEN CSK
10778 | 16X40 ALLEN CSK | MS HARD | HARDWARE & ACCESSORIES | MS ALLEN-CSK-16X40 | REPUTED | CSK | NA | Nos | None | Inventory | 16X40 ALLEN CSK
10779 | 8X50 ALLEN CSK | MS HARD | HARDWARE & ACCESSORIES | MS ALLEN-CSK-8X50 | REPUTED | CSK | NA | Nos | None | Inventory | 8X50 ALLEN CSK
10780 | 10X25 ALLEN KEY BOLT | MS HARD | HARDWARE & ACCESSORIES | MS ALLEN-KEY-10X25 | REPUTED | BOLT | NA | Nos | None | Inventory | 10X25 ALLEN KEY BOLT
10781 | 10X30 ALLEN KEY BOLT | MS HARD | HARDWARE & ACCESSORIES | MS ALLEN-KEY-10X30 | REPUTED | BOLT | NA | Nos | None | Inventory | 10X30 ALLEN KEY BOLT
10782 | 12X110 ALLEN KEY BOLT | MS HARD | HARDWARE & ACCESSORIES | MS ALLEN-KEY-12X110 | REPUTED | BOLT | NA | Nos | None | Inventory | 12X110 ALLEN KEY BOLT
10783 | 12X120 ALLEN KEY BOLT | MS HARD | HARDWARE & ACCESSORIES | MS ALLEN-KEY-12X120 | REPUTED | BOLT | NA | Nos | None | Inventory | 12X120 ALLEN KEY BOLT
10784 | 12X80 ALLEN KEY BOLT | MS HARD | HARDWARE & ACCESSORIES | MS ALLEN-KEY-12X80 | REPUTED | BOLT | NA | Nos | None | Inventory | 12X80 ALLEN KEY BOLT
10785 | 20X110 ALLEN KEY BOLT | MS HARD | HARDWARE & ACCESSORIES | MS ALLEN-KEY-20X110 | REPUTED | BOLT | NA | Nos | None | Inventory | 20X110 ALLEN KEY BOLT
10786 | 20X120 ALLEN KEY BOLT | MS HARD | HARDWARE & ACCESSORIES | MS ALLEN-KEY-20X120 | REPUTED | BOLT | NA | Nos | None | Inventory | 20X120 ALLEN KEY BOLT
10787 | 20X60 ALLEN KEY BOLT | MS HARD | HARDWARE & ACCESSORIES | MS ALLEN-KEY-20X60 | REPUTED | BOLT | NA | Nos | None | Inventory | 20X60 ALLEN KEY BOLT
10788 | 20X70 ALLEN KEY BOLT | MS HARD | HARDWARE & ACCESSORIES | MS ALLEN-KEY-20X70 | REPUTED | BOLT | NA | Nos | None | Inventory | 20X70 ALLEN KEY BOLT
10789 | 20X80 ALLEN KEY BOLT | MS HARD | HARDWARE & ACCESSORIES | MS ALLEN-KEY-20X80 | REPUTED | BOLT | NA | Nos | None | Inventory | 20X80 ALLEN KEY BOLT
10790 | 20X90 ALLEN KEY BOLT | MS HARD | HARDWARE & ACCESSORIES | MS ALLEN-KEY-20X90 | REPUTED | BOLT | NA | Nos | None | Inventory | 20X90 ALLEN KEY BOLT
10791 | 8X40 ALLEN KEY BOLT | MS HARD | HARDWARE & ACCESSORIES | MS ALLEN-KEY-8X40 | REPUTED | BOLT | NA | Nos | None | Inventory | 8X40 ALLEN KEY BOLT
10792 | 20X2 CONICAL WASHER | MS HARD | HARDWARE & ACCESSORIES | MS CONICAL WASHER 20X2 | REPUTED | WASHER | NA | Nos | None | Inventory | 20X2 CONICAL WASHER
10793 | 6X10 FULL THREAD BOLT | MS HARD | HARDWARE & ACCESSORIES | MS FULL-THERAD-6X10 | REPUTED | BOLT | NA | Nos | None | Inventory | 6X10 FULL THREAD BOLT
10794 | 12X10 HAFT THREAD BOLT | MS HARD | HARDWARE & ACCESSORIES | MS HALF-THREAD-12X10 | REPUTED | BOLT | NA | Nos | None | Inventory | 12X10 HAFT THREAD BOLT
10795 | 12X100 HAFT THREAD BOLT, GRADE 10.9, | MS HARD | HARDWARE & ACCESSORIES | MS HALF-THREAD-12X100 | REPUTED | BOLT | NA | Nos | None | Inventory | 12X100 HAFT THREAD BOLT, GRADE 10.9,
10796 | 12X80 HAFT THREAD BOLT | MS HARD | HARDWARE & ACCESSORIES | MS HALF-THREAD-12X80 | REPUTED | BOLT | NA | Nos | None | Inventory | 12X80 HAFT THREAD BOLT
10797 | 12X90 HAFT THREAD BOLT | MS HARD | HARDWARE & ACCESSORIES | MS HALF-THREAD-12X90 | REPUTED | BOLT | NA | Nos | None | Inventory | 12X90 HAFT THREAD BOLT
10798 | 16X100 HAFT THREAD BOLT | MS HARD | HARDWARE & ACCESSORIES | MS HALF-THREAD-16X100 | REPUTED | BOLT | NA | Nos | None | Inventory | 16X100 HAFT THREAD BOLT
10799 | 16X110 HAFT THREAD BOLT | MS HARD | HARDWARE & ACCESSORIES | MS HALF-THREAD-16X110 | REPUTED | BOLT | NA | Nos | None | Inventory | 16X110 HAFT THREAD BOLT
10800 | 16X30 HAFT THREAD BOLT | MS HARD | HARDWARE & ACCESSORIES | MS HALF-THREAD-16X30 | REPUTED | BOLT | NA | Nos | None | Inventory | 16X30 HAFT THREAD BOLT
10801 | 16X50 HAFT THREAD BOLT | MS HARD | HARDWARE & ACCESSORIES | MS HALF-THREAD-16X50 | REPUTED | BOLT | NA | Nos | None | Inventory | 16X50 HAFT THREAD BOLT
10802 | 16X80 HAFT THREAD BOLT | MS HARD | HARDWARE & ACCESSORIES | MS HALF-THREAD-16X80 | REPUTED | BOLT | NA | Nos | None | Inventory | 16X80 HAFT THREAD BOLT
10803 | 16X90 HAFT THREAD BOLT | MS HARD | HARDWARE & ACCESSORIES | MS HALF-THREAD-16X90 | REPUTED | BOLT | NA | Nos | None | Inventory | 16X90 HAFT THREAD BOLT
10804 | MS HINGE BUSH 5X10X14 FOR WELDING. | MS HARD | HARDWARE & ACCESSORIES | MS HINGE BUSH 5X10X14 | REPUTED | BUSH | NA | Nos | None | Inventory | MS HINGE BUSH 5X10X14 FOR WELDING.
10805 | MS 10MM LOCK NUT | MS HARD | HARDWARE & ACCESSORIES | MS LOCK NUT 10MM | REPUTED | NUT | NA | Nos | None | Inventory | MS 10MM LOCK NUT
10806 | MS 12MM LOCK NUT | MS HARD | HARDWARE & ACCESSORIES | MS LOCK NUT 12MM | REPUTED | NUT | NA | Nos | None | Inventory | MS 12MM LOCK NUT
10807 | M10 NUT | MS HARD | HARDWARE & ACCESSORIES | MS M10 | REPUTED | NUT | NA | Nos | None | Inventory | M10 NUT
10808 | M12 NUT | MS HARD | HARDWARE & ACCESSORIES | MS M12 | REPUTED | NUT | NA | Nos | None | Inventory | M12 NUT
10809 | M16 NUT | MS HARD | HARDWARE & ACCESSORIES | MS M16 | REPUTED | NUT | NA | Nos | None | Inventory | M16 NUT
10810 | M20 NUT | MS HARD | HARDWARE & ACCESSORIES | MS M20 | REPUTED | NUT | NA | Nos | None | Inventory | M20 NUT
10811 | 10X20 PLAIN WASHER | MS HARD | HARDWARE & ACCESSORIES | MS PLAIN 10X20 | REPUTED | WASHER | NA | Nos | None | Inventory | 10X20 PLAIN WASHER
10812 | 12X32X2MM PLAIN WASHER | MS HARD | HARDWARE & ACCESSORIES | MS PLAIN 12X32X2MM | REPUTED | WASHER | NA | Nos | None | Inventory | 12X32X2MM PLAIN WASHER
10813 | 16X38 PLAIN WASHER | MS HARD | HARDWARE & ACCESSORIES | MS PLAIN 16X38 | REPUTED | WASHER | NA | Nos | None | Inventory | 16X38 PLAIN WASHER
10814 | 4X12 PLAIN WASHER | MS HARD | HARDWARE & ACCESSORIES | MS PLAIN 4X12 | REPUTED | WASHER | NA | Nos | None | Inventory | 4X12 PLAIN WASHER
10815 | 5X12 PLAIN WASHER | MS HARD | HARDWARE & ACCESSORIES | MS PLAIN 5X12 | REPUTED | WASHER | NA | Nos | None | Inventory | 5X12 PLAIN WASHER
10816 | 8X32 PLAIN WASHER | MS HARD | HARDWARE & ACCESSORIES | MS PLAIN 8X32 | REPUTED | WASHER | NA | Nos | None | Inventory | 8X32 PLAIN WASHER
10817 | 4X100 CHEASE HEAD SCREW | MS HARD | HARDWARE & ACCESSORIES | MS SCREW-CHE-4X100 | REPUTED | CHEASE HEAD | NA | Nos | None | Inventory | 4X100 CHEASE HEAD SCREW
10818 | 4X20 CHEASE HEAD SCREW | MS HARD | HARDWARE & ACCESSORIES | MS SCREW-CHE-4X20 | REPUTED | CHEASE HEAD | NA | Nos | None | Inventory | 4X20 CHEASE HEAD SCREW
10819 | 6X25 CHEASE HEAD SCREW | MS HARD | HARDWARE & ACCESSORIES | MS SCREW-CHE-6X25 | REPUTED | CHEASE HEAD | NA | Nos | None | Inventory | 6X25 CHEASE HEAD SCREW
10820 | M12 SPRING WASHER | MS HARD | HARDWARE & ACCESSORIES | MS SPRING M12 | REPUTED | WASHER | NA | Nos | None | Inventory | M12 SPRING WASHER
10821 | M16 SPRING WASHER | MS HARD | HARDWARE & ACCESSORIES | MS SPRING M16 | REPUTED | WASHER | NA | Nos | None | Inventory | M16 SPRING WASHER
10822 | M20 SPRING WASHER | MS HARD | HARDWARE & ACCESSORIES | MS SPRING M20 | REPUTED | WASHER | NA | Nos | None | Inventory | M20 SPRING WASHER
10823 | 16X30 ALLEN CSK | MS HARD | HARDWARE & ACCESSORIES | MS-ALLEN-CSK-16X30 | REPUTED | CSK | NA | Nos |  | Inventory | 16X30 ALLEN CSK
10824 | 16X60 ALLEN CSK | MS HARD | HARDWARE & ACCESSORIES | MS-ALLEN-CSK-16X60 | REPUTED | CSK | NA | Nos |  | Inventory | 16X60 ALLEN CSK
10825 | 8x12 ALLEN CSK | MS HARD | HARDWARE & ACCESSORIES | MS-ALLEN-CSK-8X12 | REPUTED | CSK | NA | Nos |  | Inventory | 8x12 ALLEN CSK
10826 | 8X30 ALLEN CSK | MS HARD | HARDWARE & ACCESSORIES | MS-ALLEN-CSK-8X30 | REPUTED | CSK | NA | Nos |  | Inventory | 8X30 ALLEN CSK
10827 | 8X40 ALLEN CSK | MS HARD | HARDWARE & ACCESSORIES | MS-ALLEN-CSK-8X40 | REPUTED | CSK | NA | Nos |  | Inventory | 8X40 ALLEN CSK
10828 | 12X40 ALLEN KEY BOLT | MS HARD | HARDWARE & ACCESSORIES | MS-ALLEN-KEY-12X40 | REPUTED | BOLT | NA | Nos |  | Inventory | 12X40 ALLEN KEY BOLT
10829 | 12X70 ALLEN KEY BOLT | MS HARD | HARDWARE & ACCESSORIES | MS-ALLEN-KEY-12X70 | REPUTED | BOLT | NA | Nos |  | Inventory | 12X70 ALLEN KEY BOLT
10830 | 12X90 ALLEN KEY BOLT | MS HARD | HARDWARE & ACCESSORIES | MS-ALLEN-KEY-12X90 | REPUTED | BOLT | NA | Nos |  | Inventory | 12X90 ALLEN KEY BOLT
10831 | 20X130 ALLEN KEY BOLT | MS HARD | HARDWARE & ACCESSORIES | MS-ALLEN-KEY-20X130 | REPUTED | BOLT | NA | Nos |  | Inventory | 20X130 ALLEN KEY BOLT
10832 | MS BENDING CHARGES | CRCA | METAL | MS-BENDING-CHARGES | REPUTED | - | - | KGS |  | Non Inventory | MS BENDING CHARGES
10833 | MS BENDING CHARGES-12% | CRCA | METAL | MS-BENDING-CHARGES-12% | REPUTED | - | - | KGS |  | Non Inventory | MS BENDING CHARGES-12%
10834 | 12x30 BUTTON HEAD HIGHTENSILE FULL THREAD BOLT | MS HARD | HARDWARE & ACCESSORIES | MS-BUTTON-HEAD-12X30 | REPUTED | BOLT | NA | Nos |  | Inventory | 12x30 BUTTON HEAD HIGHTENSILE FULL THREAD BOLT
10835 | CAGE-NUT-6MM | MS HARD | HARDWARE & ACCESSORIES | MS-CAGE-NUT-6MM | REPUTED | NUT | NA | Nos |  | Inventory | CAGE-NUT-6MM
10836 | CAGE-NUT-8MM | MS HARD | HARDWARE & ACCESSORIES | MS-CAGE-NUT-8MM | REPUTED | NUT | NA | Nos |  | Inventory | CAGE-NUT-8MM
10837 | CAP NUT 8MM | MS HARD | HARDWARE & ACCESSORIES | MS-CAP-NUT-8MM | REPUTED | NUT | NA | Nos |  | Inventory | CAP NUT 8MM
10838 | 10x60 COUNTERSUNK SCREW - CSK | MS HARD | HARDWARE & ACCESSORIES | MS-CSK-10X60 | REPUTED | CSK | NA | Nos |  | Inventory | 10x60 COUNTERSUNK SCREW - CSK
10839 | 4x10 COUNTERSUNK SCREW - CSK | MS HARD | HARDWARE & ACCESSORIES | MS-CSK-4X10 | REPUTED | CSK | NA | Nos |  | Inventory | 4x10 COUNTERSUNK SCREW - CSK
10840 | 4x15 COUNTERSUNK SCREW - CSK | MS HARD | HARDWARE & ACCESSORIES | MS-CSK-4X15 | REPUTED | CSK | NA | Nos |  | Inventory | 4x15 COUNTERSUNK SCREW - CSK
10841 | 4x20 COUNTERSUNK SCREW - CSK | MS HARD | HARDWARE & ACCESSORIES | MS-CSK-4X20 | REPUTED | CSK | NA | Nos |  | Inventory | 4x20 COUNTERSUNK SCREW - CSK
10842 | 4x25 COUNTERSUNK SCREW - CSK | MS HARD | HARDWARE & ACCESSORIES | MS-CSK-4X25 | REPUTED | - | - | Nos |  | Inventory | 4x25 COUNTERSUNK SCREW - CSK
10843 | 5x10 COUNTERSUNK SCREW - CSK | MS HARD | HARDWARE & ACCESSORIES | MS-CSK-5X10 | REPUTED | CSK | NA | Nos |  | Inventory | 5x10 COUNTERSUNK SCREW - CSK
10844 | 5x15 COUNTERSUNK SCREW - CSK | MS HARD | HARDWARE & ACCESSORIES | MS-CSK-5X15 | REPUTED | CSK | NA | Nos |  | Inventory | 5x15 COUNTERSUNK SCREW - CSK
10845 | 5X20 COUNTERSUNK SCREW - CSK | MS HARD | HARDWARE & ACCESSORIES | MS-CSK-5X20 | REPUTED | - | - | Nos |  | Inventory | 5X20 COUNTERSUNK SCREW - CSK
10846 | 5X30 COUNTERSUNK SCREW - CSK | MS HARD | HARDWARE & ACCESSORIES | MS-CSK-5X30 | REPUTED | - | - | Nos |  | Inventory | 5X30 COUNTERSUNK SCREW - CSK
10847 | 6x15 COUNTERSUNK SCREW - CSK | MS HARD | HARDWARE & ACCESSORIES | MS-CSK-6X15 | REPUTED | CSK | NA | Nos |  | Inventory | 6x15 COUNTERSUNK SCREW - CSK
10848 | MS-CSK-6X20 | MS HARD | HARDWARE & ACCESSORIES | MS-CSK-6X20 | REPUTED | CSK | - | Nos |  | Inventory | MS-CSK-6X20
10849 | 6x25 COUNTERSUNK SCREW - CSK | MS HARD | HARDWARE & ACCESSORIES | MS-CSK-6X25 | REPUTED | CSK | NA | Nos |  | Inventory | 6x25 COUNTERSUNK SCREW - CSK
10850 | MS-CSK-6X30 | MS HARD | HARDWARE & ACCESSORIES | MS-CSK-6X30 | REPUTED | CSK | - | Nos |  | Inventory | MS-CSK-6X30
10851 | 8x20 COUNTERSUNK SCREW - CSK | MS HARD | HARDWARE & ACCESSORIES | MS-CSK-8X20 | REPUTED | CSK | NA | Nos |  | Inventory | 8x20 COUNTERSUNK SCREW - CSK
10852 | 8x25 COUNTERSUNK SCREW - CSK | MS HARD | HARDWARE & ACCESSORIES | MS-CSK-8X25 | REPUTED | CSK | NA | Nos |  | Inventory | 8x25 COUNTERSUNK SCREW - CSK
10853 | 12X24X3MM CUP WASHER | MS HARD | HARDWARE & ACCESSORIES | MS-CUPWASHER-12X24X3 | REPUTED | WASHER | NA | Nos |  | Inventory | 12X24X3MM CUP WASHER
10854 | 12X28X3MM CUP WASHER | MS HARD | HARDWARE & ACCESSORIES | MS-CUPWASHER-12X28X3 | REPUTED | WASHER | NA | Nos |  | Inventory | 12X28X3MM CUP WASHER
10855 | MS CUTTING CHARGES | CRCA | METAL | MS-CUTTING-CHARGES | REPUTED | - | - | KGS |  | Non Inventory | MS CUTTING CHARGES
10856 | MS CUTTING CHARGES-12% | CRCA | METAL | MS-CUTTING-CHARGES-12% | REPUTED | - | - | KGS |  | Non Inventory | MS CUTTING CHARGES-12%
10857 | MS FLANGE DIA 225MM X 6MM THK | BROUGHTOUT | ACCESSORIES | MS-FLANGE | REPUTED | - | - | Nos |  | Inventory | MS FLANGE DIA 225MM X 6MM THK
10858 | MS-FLAT-100X10_MS_HARD | CRCA | METAL | MS-FLAT-100X10 | REPUTED | _ | NA | KGS |  | Inventory | MS-FLAT-100X10_MS_HARD
10859 | MS-FLAT-120X20_MS_HARD | CRCA | METAL | MS-FLAT-120X20 | REPUTED | _ | NA | KGS |  | Inventory | MS-FLAT-120X20_MS_HARD
10860 | MS-FLAT-50X8_MS_HARD | CRCA | METAL | MS-FLAT-50X8 | REPUTED | _ | NA | KGS |  | Inventory | MS-FLAT-50X8_MS_HARD
10861 | 10X100 FULL THREAD BOLT | MS HARD | HARDWARE & ACCESSORIES | MS-FULL-THREAD-10X10 | REPUTED | BOLT | NA | Nos | None | Inventory | 10X100 FULL THREAD BOLT
10862 | 10X100 FULL THREAD BOLT MS | MS HARD | HARDWARE & ACCESSORIES | MS-FULL-THREAD-10X100 | REPUTED | BOLT | NA | Nos |  | Inventory | 10X100 FULL THREAD BOLT MS
10863 | 10X125 FULL THREAD BOLT | MS HARD | HARDWARE & ACCESSORIES | MS-FULL-THREAD-10X125 | REPUTED | BOLT | NA | Nos | None | Inventory | 10X125 FULL THREAD BOLT
10864 | 10X15 FULL THREAD BOLT | MS HARD | HARDWARE & ACCESSORIES | MS-FULL-THREAD-10X15 | REPUTED | BOLT | NA | Nos | None | Inventory | 10X15 FULL THREAD BOLT
10865 | 10X20 FULL THREAD BOLT, | MS HARD | HARDWARE & ACCESSORIES | MS-FULL-THREAD-10X20 | REPUTED | BOLT | NA | Nos |  | Inventory | 10X20 FULL THREAD BOLT,
10866 | 10X25 FULL THREAD BOLT | MS HARD | HARDWARE & ACCESSORIES | MS-FULL-THREAD-10X25 | REPUTED | BOLT | NA | Nos | None | Inventory | 10X25 FULL THREAD BOLT
10867 | 10X30 FULL THREAD BOLT | MS HARD | HARDWARE & ACCESSORIES | MS-FULL-THREAD-10X30 | REPUTED | BOLT | NA | Nos | None | Inventory | 10X30 FULL THREAD BOLT
10868 | 10X40 FULL THREAD BOLT | MS HARD | HARDWARE & ACCESSORIES | MS-FULL-THREAD-10X40 | REPUTED | BOLT | NA | Nos | None | Inventory | 10X40 FULL THREAD BOLT
10869 | 10X50 FULL THREAD BOLT | MS HARD | HARDWARE & ACCESSORIES | MS-FULL-THREAD-10X50 | REPUTED | BOLT | NA | Nos | None | Inventory | 10X50 FULL THREAD BOLT
10870 | 10X55mm FULL THREAD BOLT MS | MS HARD | HARDWARE & ACCESSORIES | MS-FULL-THREAD-10X55 | REPUTED | BOLT | NA | Nos | None | Inventory | 10X55mm FULL THREAD BOLT MS
10871 | 10X60 FULL THREAD BOLT | MS HARD | HARDWARE & ACCESSORIES | MS-FULL-THREAD-10X60 | REPUTED | BOLT | NA | Nos | None | Inventory | 10X60 FULL THREAD BOLT
10872 | 10X65 FULL THREAD BOLT | MS HARD | HARDWARE & ACCESSORIES | MS-FULL-THREAD-10X65 | REPUTED | BOLT | NA | Nos |  | Inventory | 10X65 FULL THREAD BOLT
10873 | 10X75 FULL THREAD BOLT | MS HARD | HARDWARE & ACCESSORIES | MS-FULL-THREAD-10X75 | REPUTED | BOLT | NA | Nos | None | Inventory | 10X75 FULL THREAD BOLT
10874 | 10X90 FULL THREAD BOLT MS | MS HARD | HARDWARE & ACCESSORIES | MS-FULL-THREAD-10X90 | REPUTED | BOLT | NA | Nos | None | Inventory | 10X90 FULL THREAD BOLT MS
10875 | 10X95 FULL THREAD BOLT MS | MS HARD | HARDWARE & ACCESSORIES | MS-FULL-THREAD-10X95 | REPUTED | BOLT | NA | Nos |  | Inventory | 10X95 FULL THREAD BOLT MS
10876 | 12X105mm FULL THREAD BOLT MS | MS HARD | HARDWARE & ACCESSORIES | MS-FULL-THREAD-12X105 | REPUTED | BOLT | NA | Nos |  | Inventory | 12X105mm FULL THREAD BOLT MS
10877 | 12X110mm FULL THREAD BOLT MS | MS HARD | HARDWARE & ACCESSORIES | MS-FULL-THREAD-12X110 | REPUTED | BOLT | NA | Nos | None | Inventory | 12X110mm FULL THREAD BOLT MS
10878 | 12X120 FULL THREAD BOLT | MS HARD | HARDWARE & ACCESSORIES | MS-FULL-THREAD-12X120 | REPUTED | BOLT | NA | Nos |  | Inventory | 12X120 FULL THREAD BOLT
10879 | 12X25 FULL THREAD BOLT | MS HARD | HARDWARE & ACCESSORIES | MS-FULL-THREAD-12X25 | REPUTED | BOLT | NA | Nos | None | Inventory | 12X25 FULL THREAD BOLT
10880 | 12X30 FULL THREAD BOLT | MS HARD | HARDWARE & ACCESSORIES | MS-FULL-THREAD-12X30 | REPUTED | BOLT | NA | Nos | None | Inventory | 12X30 FULL THREAD BOLT
10881 | 12X35 FULL THREAD BOLT | MS HARD | HARDWARE & ACCESSORIES | MS-FULL-THREAD-12X35 | REPUTED | BOLT | NA | Nos | None | Inventory | 12X35 FULL THREAD BOLT
10882 | 12X40 FULL THREAD BOLT | MS HARD | HARDWARE & ACCESSORIES | MS-FULL-THREAD-12X40 | REPUTED | BOLT | NA | Nos | None | Inventory | 12X40 FULL THREAD BOLT
10883 | 12X45 FULL THREAD BOLT | MS HARD | HARDWARE & ACCESSORIES | MS-FULL-THREAD-12X45 | REPUTED | BOLT | NA | Nos |  | Inventory | 12X45 FULL THREAD BOLT
10884 | 12X50 FULL THREAD BOLT | MS HARD | HARDWARE & ACCESSORIES | MS-FULL-THREAD-12X50 | REPUTED | BOLT | NA | Nos | None | Inventory | 12X50 FULL THREAD BOLT
10885 | 12X55 FULL THREAD BOLT | MS HARD | HARDWARE & ACCESSORIES | MS-FULL-THREAD-12X55 | REPUTED | BOLT | NA | Nos | None | Inventory | 12X55 FULL THREAD BOLT
10886 | 12X60 FULL THREAD BOLT | MS HARD | HARDWARE & ACCESSORIES | MS-FULL-THREAD-12X60 | REPUTED | BOLT | NA | Nos | None | Inventory | 12X60 FULL THREAD BOLT
10887 | 12X65 FULL THREAD BOLT | MS HARD | HARDWARE & ACCESSORIES | MS-FULL-THREAD-12X65 | REPUTED | BOLT | NA | Nos |  | Inventory | 12X65 FULL THREAD BOLT
10888 | 12X70 FULL THREAD BOLT | MS HARD | HARDWARE & ACCESSORIES | MS-FULL-THREAD-12X70 | REPUTED | BOLT | NA | Nos | None | Inventory | 12X70 FULL THREAD BOLT
10889 | 12X75mm FULL THREAD BOLT MS | MS HARD | HARDWARE & ACCESSORIES | MS-FULL-THREAD-12X75 | REPUTED | BOLT | NA | Nos | None | Inventory | 12X75mm FULL THREAD BOLT MS
10890 | 12X85 FULL THREAD BOLT | MS HARD | HARDWARE & ACCESSORIES | MS-FULL-THREAD-12X85 | REPUTED | BOLT | NA | Nos | None | Inventory | 12X85 FULL THREAD BOLT
10891 | 12X95mm FULL THREAD BOLT MS | MS HARD | HARDWARE & ACCESSORIES | MS-FULL-THREAD-12X95 | REPUTED | BOLT | NA | Nos |  | Inventory | 12X95mm FULL THREAD BOLT MS
10892 | 16X40 FULL THREAD BOLT | MS HARD | HARDWARE & ACCESSORIES | MS-FULL-THREAD-16X40 | REPUTED | BOLT | NA | Nos | None | Inventory | 16X40 FULL THREAD BOLT
10893 | 16X90 FULL THREAD BOLT MS | MS HARD | HARDWARE & ACCESSORIES | MS-FULL-THREAD-16X90 | REPUTED | BOLT | NA | Nos | None | Inventory | 16X90 FULL THREAD BOLT MS
10894 | 20X50 FULL THREAD BOLT MS | MS HARD | HARDWARE & ACCESSORIES | MS-FULL-THREAD-20X50 | REPUTED | BOLT | NA | Nos | None | Inventory | 20X50 FULL THREAD BOLT MS
10895 | 24X50 FULL THREAD BOLT | MS HARD | HARDWARE & ACCESSORIES | MS-FULL-THREAD-24X50 | REPUTED | BOLT | NA | Nos |  | Inventory | 24X50 FULL THREAD BOLT
10896 | 6X15 FULL THREAD BOLT | MS HARD | HARDWARE & ACCESSORIES | MS-FULL-THREAD-6X15 | REPUTED | BOLT | NA | Nos | None | Inventory | 6X15 FULL THREAD BOLT
10897 | 6X20 FULL THREAD BOLT | MS HARD | HARDWARE & ACCESSORIES | MS-FULL-THREAD-6X20 | REPUTED | BOLT | NA | Nos | None | Inventory | 6X20 FULL THREAD BOLT
10898 | 6X25 FULL THREAD BOLT | MS HARD | HARDWARE & ACCESSORIES | MS-FULL-THREAD-6X25 | REPUTED | BOLT | NA | Nos | None | Inventory | 6X25 FULL THREAD BOLT
10899 | 6X30 FULL THREAD BOLT | MS HARD | HARDWARE & ACCESSORIES | MS-FULL-THREAD-6X30 | REPUTED | BOLT | NA | Nos | None | Inventory | 6X30 FULL THREAD BOLT
10900 | 6X40 FULL THREAD BOLT | MS HARD | HARDWARE & ACCESSORIES | MS-FULL-THREAD-6X40 | REPUTED | BOLT | NA | Nos | None | Inventory | 6X40 FULL THREAD BOLT
10901 | 6X50 FULL THREAD BOLT MS | MS HARD | HARDWARE & ACCESSORIES | MS-FULL-THREAD-6X50 | REPUTED | BOLT | NA | Nos | None | Inventory | 6X50 FULL THREAD BOLT MS
10902 | 6X80 FULL THREAD BOLT | MS HARD | HARDWARE & ACCESSORIES | MS-FULL-THREAD-6X80 | REPUTED | BOLT | NA | Nos | None | Inventory | 6X80 FULL THREAD BOLT
10903 | 8X10 FULL THREAD BOLT | MS HARD | HARDWARE & ACCESSORIES | MS-FULL-THREAD-8X10 | REPUTED | BOLT | NA | Nos | None | Inventory | 8X10 FULL THREAD BOLT
10904 | 8X100 FULL THREAD BOLT | MS HARD | HARDWARE & ACCESSORIES | MS-FULL-THREAD-8X100 | REPUTED | BOLT | NA | Nos |  | Inventory | 8X100 FULL THREAD BOLT
10905 | 8X15 FULL THREAD BOLT | MS HARD | HARDWARE & ACCESSORIES | MS-FULL-THREAD-8X15 | REPUTED | BOLT | NA | Nos | None | Inventory | 8X15 FULL THREAD BOLT
10906 | 8X20 FULL THREAD BOLT | MS HARD | HARDWARE & ACCESSORIES | MS-FULL-THREAD-8X20 | REPUTED | BOLT | NA | Nos | None | Inventory | 8X20 FULL THREAD BOLT
10907 | 8X25 FULL THREAD BOLT | MS HARD | HARDWARE & ACCESSORIES | MS-FULL-THREAD-8X25 | REPUTED | BOLT | NA | Nos | None | Inventory | 8X25 FULL THREAD BOLT
10908 | 8X25mm FULL THREAD BOLT MS | MS HARD | HARDWARE & ACCESSORIES | MS-FULL-THREAD-8X25MM | REPUTED | BOLT | NA | Nos | None | Inventory | 8X25mm FULL THREAD BOLT MS
10909 | 8X30 FULL THREAD BOLT | MS HARD | HARDWARE & ACCESSORIES | MS-FULL-THREAD-8X30 | REPUTED | BOLT | NA | Nos | None | Inventory | 8X30 FULL THREAD BOLT
10910 | 8X35 FULL THREAD BOLT | MS HARD | HARDWARE & ACCESSORIES | MS-FULL-THREAD-8X35 | REPUTED | BOLT | NA | Nos | None | Inventory | 8X35 FULL THREAD BOLT
10911 | 8X40 FULL THREAD BOLT | MS HARD | HARDWARE & ACCESSORIES | MS-FULL-THREAD-8X40 | REPUTED | BOLT | NA | Nos | None | Inventory | 8X40 FULL THREAD BOLT
10912 | 8X50 FULL THREAD BOLT | MS HARD | HARDWARE & ACCESSORIES | MS-FULL-THREAD-8X50 | REPUTED | BOLT | NA | Nos | None | Inventory | 8X50 FULL THREAD BOLT
10913 | 8X60 FULL THREAD BOLT | MS HARD | HARDWARE & ACCESSORIES | MS-FULL-THREAD-8X60 | REPUTED | BOLT | NA | Nos | None | Inventory | 8X60 FULL THREAD BOLT
10914 | 8X70 FULL THREAD BOLT | MS HARD | HARDWARE & ACCESSORIES | MS-FULL-THREAD-8X70 | REPUTED | BOLT | NA | Nos | None | Inventory | 8X70 FULL THREAD BOLT
10915 | 8X80 FULL THREAD BOLT | MS HARD | HARDWARE & ACCESSORIES | MS-FULL-THREAD-8X80 | REPUTED | BOLT | NA | Nos |  | Inventory | 8X80 FULL THREAD BOLT
10916 | 8X90 FULL THREAD BOLT | MS HARD | HARDWARE & ACCESSORIES | MS-FULL-THREAD-8X90 | REPUTED | BOLT | NA | Nos | None | Inventory | 8X90 FULL THREAD BOLT
10917 | 6X20 FULL THREAD FLANGE BOLT | MS HARD | HARDWARE & ACCESSORIES | MS-FULLTHREAD-FLANGE-6X20 | REPUTED | BOLT | NA | Nos |  | Inventory | 6X20 FULL THREAD FLANGE BOLT
10918 | 8X20 FULL THREAD FLANGE BOLT | MS HARD | HARDWARE & ACCESSORIES | MS-FULLTHREAD-FLANGE-8X20 | REPUTED | BOLT | NA | Nos |  | Inventory | 8X20 FULL THREAD FLANGE BOLT
10919 | 10X100 HAFT THREAD BOLT | MS HARD | HARDWARE & ACCESSORIES | MS-HALF-THREAD-10X00 | REPUTED | BOLT | NA | Nos |  | Inventory | 10X100 HAFT THREAD BOLT
10920 | 10X100 HALF THREAD BOLT, GRADE 10.9, | MS HARD | HARDWARE & ACCESSORIES | MS-HALF-THREAD-10X100 | REPUTED | BOLT | NA | Nos |  | Inventory | 10X100 HALF THREAD BOLT, GRADE 10.9,
10921 | 10X105mm HALF THREAD BOLT MS | MS HARD | HARDWARE & ACCESSORIES | MS-HALF-THREAD-10X105 | REPUTED | BOLT | NA | Nos |  | Inventory | 10X105mm HALF THREAD BOLT MS
10922 | 10X110 HALF THREAD BOLT, GRADE 10.9, | MS HARD | HARDWARE & ACCESSORIES | MS-HALF-THREAD-10X110 | REPUTED | BOLT | NA | Nos |  | Inventory | 10X110 HALF THREAD BOLT, GRADE 10.9,
10923 | 10X65mm HALF THREAD BOLT MS | MS HARD | HARDWARE & ACCESSORIES | MS-HALF-THREAD-10X65 | REPUTED | BOLT | NA | Nos |  | Inventory | 10X65mm HALF THREAD BOLT MS
10924 | 10X90mm HALF THREAD BOLT MS | MS HARD | HARDWARE & ACCESSORIES | MS-HALF-THREAD-10X90 | REPUTED | BOLT | NA | Nos |  | Inventory | 10X90mm HALF THREAD BOLT MS
10925 | 12X100 HAFT THREAD BOLT | MS HARD | HARDWARE & ACCESSORIES | MS-HALF-THREAD-12X100 | REPUTED | BOLT | NA | Nos |  | Inventory | 12X100 HAFT THREAD BOLT
10926 | 12X105mm HALF THREAD BOLT MS | MS HARD | HARDWARE & ACCESSORIES | MS-HALF-THREAD-12X105 | REPUTED | BOLT | NA | Nos |  | Inventory | 12X105mm HALF THREAD BOLT MS
10927 | 12X110mm HALF THREAD BOLT MS | MS HARD | HARDWARE & ACCESSORIES | MS-HALF-THREAD-12X110 | REPUTED | BOLT | NA | Nos | None | Inventory | 12X110mm HALF THREAD BOLT MS
10928 | 12x140 HAFT THREAD BOLT | MS HARD | HARDWARE & ACCESSORIES | MS-HALF-THREAD-12X140 | REPUTED | BOLT | NA | Nos |  | Inventory | 12x140 HAFT THREAD BOLT
10929 | 12X65mm HALF THREAD BOLT MS | MS HARD | HARDWARE & ACCESSORIES | MS-HALF-THREAD-12X65 | REPUTED | BOLT | NA | Nos |  | Inventory | 12X65mm HALF THREAD BOLT MS
10930 | 12X75mm HALF THREAD BOLT MS | MS HARD | HARDWARE & ACCESSORIES | MS-HALF-THREAD-12X75 | REPUTED | BOLT | NA | Nos |  | Inventory | 12X75mm HALF THREAD BOLT MS
10931 | 12X85mm HALF THREAD BOLT MS | MS HARD | HARDWARE & ACCESSORIES | MS-HALF-THREAD-12X85 | REPUTED | BOLT | NA | Nos |  | Inventory | 12X85mm HALF THREAD BOLT MS
10932 | 12X95mm HALF THREAD BOLT MS | MS HARD | HARDWARE & ACCESSORIES | MS-HALF-THREAD-12X95 | REPUTED | BOLT | NA | Nos |  | Inventory | 12X95mm HALF THREAD BOLT MS
10933 | 16X100mm HALF THREAD BOLT MS GRADE - 10.9 | MS HARD | HARDWARE & ACCESSORIES | MS-HALF-THREAD-16X100 | REPUTED | BOLT | NA | Nos |  | Inventory | 16X100mm HALF THREAD BOLT MS GRADE - 10.9
10934 | 16X110mm HALF THREAD BOLT MS GRADE - 10.9 | MS HARD | HARDWARE & ACCESSORIES | MS-HALF-THREAD-16X110 | REPUTED | BOLT | NA | Nos |  | Inventory | 16X110mm HALF THREAD BOLT MS
10935 | 16X60 HAFT THREAD BOLT GRADE - 10.9 | MS HARD | HARDWARE & ACCESSORIES | MS-HALF-THREAD-16X60 | REPUTED | BOLT | NA | Nos |  | Inventory | 16X60 HAFT THREAD BOLT GRADE - 10.9
10936 | 16X70mm HALF THREAD BOLT MS | MS HARD | HARDWARE & ACCESSORIES | MS-HALF-THREAD-16X70 | REPUTED | BOLT | NA | Nos | None | Inventory | 16X70mm HALF THREAD BOLT MS
10937 | 16X90 HALF THREAD BOLT MS | MS HARD | HARDWARE & ACCESSORIES | MS-HALF-THREAD-16X90 | REPUTED | BOLT | NA | Nos | None | Inventory | 16X90 HALF THREAD BOLT MS
10938 | 8X120 HALF THREAD BOLT MS | MS HARD | HARDWARE & ACCESSORIES | MS-HALF-THREAD-8X120 | REPUTED | BOLT | NA | Nos | None | Inventory | 8X120 HALF THREAD BOLT MS
10939 | 4x10 HEXAGONAL SCREW | MS HARD | HARDWARE & ACCESSORIES | MS-HEXA-4X10 | REPUTED | - | NA | Nos |  | Inventory | 4x10 HEXAGONAL SCREW
10940 | NYLOCK NUT 4MM | MS HARD | HARDWARE & ACCESSORIES | MS-LOCK-NUT-4MM | REPUTED | NUT | NA | Nos |  | Inventory | NYLOCK NUT 4MM
10941 | MS 6MM LOCK NUT | MS HARD | HARDWARE & ACCESSORIES | MS-LOCK-NUT-6MM | REPUTED | NUT | NA | Nos |  | Inventory | MS 6MM LOCK NUT
10942 | MS 8MM LOCK NUT | MS HARD | HARDWARE & ACCESSORIES | MS-LOCK-NUT8MM | REPUTED | NUT | NA | Nos |  | Inventory | MS 8MM LOCK NUT
10943 | M4 NUT | MS HARD | HARDWARE & ACCESSORIES | MS-M4-NUT | REPUTED | NUT | NA | Nos |  | Inventory | M4 NUT
10944 | M5 NUT | MS HARD | HARDWARE & ACCESSORIES | MS-M5-NUT | REPUTED | NUT | NA | Nos |  | Inventory | M5 NUT
10945 | MS M6 FLANGE NUT | MS HARD | HARDWARE & ACCESSORIES | MS-M6-FLANGE-NUT | REPUTED | NUT | NA | Nos |  | Inventory | MS M6 FLANGE NUT
10946 | M6 NUT | MS HARD | HARDWARE & ACCESSORIES | MS-M6-NUT | REPUTED | NUT | NA | Nos |  | Inventory | M6 NUT
10947 | MS M8 FLANGE NUT | MS HARD | HARDWARE & ACCESSORIES | MS-M8-FLANGE-NUT | REPUTED | NUT | NA | Nos |  | Inventory | MS M8 FLANGE NUT
10948 | M8 NUT | MS HARD | HARDWARE & ACCESSORIES | MS-M8-NUT | REPUTED | NUT | NA | Nos |  | Inventory | M8 NUT
10949 | DIN982 | AR2K | HARDWARE & ACCESSORIES | MS-NYLOCK-LOCK-NUT-10MM | REPUTED | NUT | NA | Nos |  | Inventory | DIN982
10950 | 12X24 PLAIN WASHER, thickness 1mm. | MS HARD | HARDWARE & ACCESSORIES | MS-PLAIN-12X24X1MM | REPUTED | WASHER | NA | Nos |  | Inventory | 12X24 PLAIN WASHER, thickness 1mm.
10951 | 20X47 PLAIN WASHER, THICKMNESS 3MM | MS HARD | HARDWARE & ACCESSORIES | MS-PLAIN-20X47X3MM | REPUTED | WASHER | NA | Nos |  | Inventory | 20X47 PLAIN WASHER, THICKMNESS 3MM
10952 | 26X44 PLAIN WASHER, thickness 1mm. | MS HARD | HARDWARE & ACCESSORIES | MS-PLAIN-26X44X4MM | REPUTED | WASHER | NA | Nos |  | Inventory | 26X44 PLAIN WASHER, thickness 1mm.
10953 | 10X25 PLAIN WASHER | MS HARD | HARDWARE & ACCESSORIES | MS-PLAIN-WASHER-10X25 | REPUTED | WASHER | NA | Nos |  | Inventory | 10X25 PLAIN WASHER
10954 | 10X32X3MM PLAIN WASHER | MS HARD | HARDWARE & ACCESSORIES | MS-PLAIN-WASHER-10X32X3MM | REPUTED | WASHER | NA | Nos |  | Inventory | 10X32X3MM PLAIN WASHER
10955 | 12X32X3MM PLAIN WASHER | MS HARD | HARDWARE & ACCESSORIES | MS-PLAIN-WASHER-12X32X3MM | REPUTED | WASHER | NA | Nos |  | Inventory | 12X32X3MM PLAIN WASHER
10956 | 16x32 PLAIN WASHE, thickness 3mm | MS HARD | HARDWARE & ACCESSORIES | MS-PLAIN-WASHER-16X32 | REPUTED | WASHER | NA | Nos |  | Inventory | 16x32 PLAIN WASHE, thickness 3mm
10957 | 8X16 PLAIN WASHER | MS HARD | HARDWARE & ACCESSORIES | MS-PLAIN-WASHER-8X16 | REPUTED | WASHER | NA | Nos |  | Inventory | 8X16 PLAIN WASHER
10958 | 8X22 PLAIN WASHER | MS HARD | HARDWARE & ACCESSORIES | MS-PLAIN-WASHER-8X22 | REPUTED | WASHER | NA | Nos |  | Inventory | 8X22 PLAIN WASHER
10959 | MS-PLATE | CRCA | METAL | MS-PLATE-1250X2500X6 | REPUTED | _ | NA | KGS |  | Inventory | MS-PLATE
10960 | MS PUNCHING & BENDING CHARGES | CRCA | METAL | MS-PUN-CRG-BEND-CRG | REPUTED | - | - | KGS |  | Non Inventory | MS PUNCHING & BENDING CHARGES
10961 | MS PUNCHING & BENDING CHARGES 12% gst | CRCA | METAL | MS-PUN-CRG-BEND-CRG-12% | REPUTED | - | - | KGS |  | Non Inventory | MS PUNCHING & BENDING CHARGES 12% gst
10962 | 4X30 CHEASE HEAD SCREW | MS HARD | HARDWARE & ACCESSORIES | MS-SCRE-CHE-4X30 | REPUTED | CHEASE HEAD | NA | Nos |  | Inventory | 4X30 CHEASE HEAD SCREW
10963 | 4X10 CHEASE HEAD SCREW | MS HARD | HARDWARE & ACCESSORIES | MS-SCREW-CHE-4X10 | REPUTED | CHEASE HEAD | NA | Nos |  | Inventory | 4X10 CHEASE HEAD SCREW
10964 | 4X15 CHEASE HEAD SCREW | MS HARD | HARDWARE & ACCESSORIES | MS-SCREW-CHE-4X15 | REPUTED | CHEASE HEAD | NA | Nos |  | Inventory | 4X15 CHEASE HEAD SCREW
10965 | 4X25 CHEASE HEAD SCREW | MS HARD | HARDWARE & ACCESSORIES | MS-SCREW-CHE-4X25 | REPUTED | CHEASE HEAD | NA | Nos |  | Inventory | 4X25 CHEASE HEAD SCREW
10966 | 4X40 CHEASE HEAD SCREW | MS HARD | HARDWARE & ACCESSORIES | MS-SCREW-CHE-4X40 | REPUTED | CHEASE HEAD | NA | Nos |  | Inventory | 4X40 CHEASE HEAD SCREW
10967 | 4X60 CHEASE HEAD SCREW | MS HARD | HARDWARE & ACCESSORIES | MS-SCREW-CHE-4X60 | REPUTED | CHEASE HEAD | NA | Nos |  | Inventory | 4X60 CHEASE HEAD SCREW
10968 | 5X10 CHEASE HEAD SCREW | MS HARD | HARDWARE & ACCESSORIES | MS-SCREW-CHE-5X10 | REPUTED | CHEASE HEAD | NA | Nos |  | Inventory | 5X10 CHEASE HEAD SCREW
10969 | 5X15 CHEASE HEAD SCREW | MS HARD | HARDWARE & ACCESSORIES | MS-SCREW-CHE-5X15 | REPUTED | CHEASE HEAD | NA | Nos |  | Inventory | 5X15 CHEASE HEAD SCREW
10970 | 5X20 CHEASE HEAD SCREW | MS HARD | HARDWARE & ACCESSORIES | MS-SCREW-CHE-5X20 | REPUTED | CHEASE HEAD | NA | Nos |  | Inventory | 5X20 CHEASE HEAD SCREW
10971 | 5X25 CHEASE HEAD SCREW | MS HARD | HARDWARE & ACCESSORIES | MS-SCREW-CHE-5X25 | REPUTED | CHEASE HEAD | NA | Nos |  | Inventory | 5X25 CHEASE HEAD SCREW
10972 | 6X10 CHEASE HEAD SCREW | MS HARD | HARDWARE & ACCESSORIES | MS-SCREW-CHE-6X10 | REPUTED | CHEASE HEAD | NA | Nos |  | Inventory | 6X10 CHEASE HEAD SCREW
10973 | 6X15 CHEASE HEAD SCREW | MS HARD | HARDWARE & ACCESSORIES | MS-SCREW-CHE-6X15 | REPUTED | CHEASE HEAD | NA | Nos |  | Inventory | 6X15 CHEASE HEAD SCREW
10974 | 6X20 CHEASE HEAD SCREW | MS HARD | HARDWARE & ACCESSORIES | MS-SCREW-CHE-6X20 | REPUTED | CHEASE HEAD | NA | Nos |  | Inventory | 6X20 CHEASE HEAD SCREW
10975 | M10 SPRING WASHER | MS HARD | HARDWARE & ACCESSORIES | MS-SPRING-WASHER-M10 | REPUTED | WASHER | NA | Nos |  | Inventory | M10 SPRING WASHER
10976 | MS-SPRING-WASHER-M12 | MS HARD | HARDWARE & ACCESSORIES | MS-SPRING-WASHER-M12 | REPUTED | WASHER | - | Nos |  | Inventory | MS-SPRING-WASHER-M12
10977 | M24 SPRING WASHER | AR2K | HARDWARE & ACCESSORIES | MS-SPRING-WASHER-M24 | REPUTED | WASHER | NA | Nos |  | Inventory | M24 SPRING WASHER
10978 | M4 SPRING WASHER | MS HARD | HARDWARE & ACCESSORIES | MS-SPRING-WASHER-M4 | REPUTED | WASHER | NA | Nos |  | Inventory | M4 SPRING WASHER
10979 | M5 SPRING WASHER | MS HARD | HARDWARE & ACCESSORIES | MS-SPRING-WASHER-M5 | REPUTED | WASHER | NA | Nos |  | Inventory | M5 SPRING WASHER
10980 | M6 SPRING WASHER | MS HARD | HARDWARE & ACCESSORIES | MS-SPRING-WASHER-M6 | REPUTED | WASHER | NA | Nos |  | Inventory | M6 SPRING WASHER
10981 | MS-SPRING-WASHER-M8 | MS HARD | HARDWARE & ACCESSORIES | MS-SPRING-WASHER-M8 | REPUTED | WASHER | - | Nos |  | Inventory | MS-SPRING-WASHER-M8
10982 | 6X100 ALLEN KEY BOLT | MS HARD | HARDWARE & ACCESSORIES | MS_ALLEN-KEY-6X100 | REPUTED | BOLT | NA | Nos |  | Inventory | 6X100 ALLEN KEY BOLT
10983 | 6x20 COUNTERSUNK SCREW - CSK | MS HARD | HARDWARE & ACCESSORIES | MS_CSK-6X20 | REPUTED | CSK | NA | Nos |  | Inventory | 6x20 COUNTERSUNK SCREW - CSK
10984 | 16X120 FULL THREAD BOLT | MS HARD | HARDWARE & ACCESSORIES | MS_FULL-THERAD-16X120 | REPUTED | BOLT | NA | Nos |  | Inventory | 16X120 FULL THREAD BOLT
10985 | 10X32 PLAIN WASHER | MS HARD | HARDWARE & ACCESSORIES | MS_PLAIN_10X32 | REPUTED | WASHER | NA | Nos |  | Inventory | 10X32 PLAIN WASHER
10986 | 6X16 PLAIN WASHER | MS HARD | HARDWARE & ACCESSORIES | MS_PLAIN_6X16 | REPUTED | WASHER | NA | Nos |  | Inventory | 6X16 PLAIN WASHER
10987 | M8 SPRING WASHER | MS HARD | HARDWARE & ACCESSORIES | MS_SPRING_M8 | REPUTED | WASHER | NA | Nos |  | Inventory | M8 SPRING WASHER
10988 | LOCK WITHOUT KET, PART NO - MS324-2 | DOOR LOCK | ACCESSORIES | MS324-2 | ARIHANT | _ | NA | Nos |  | Inventory | LOCK WITHOUT KET, PART NO - MS324-2
10989 | IP 65 LOCK, H :25 MM, PART NO - MS705 | DOOR LOCK | ACCESSORIES | MS705-25MM | ARIHANT | _ | NA | Nos |  | Inventory | IP 65 LOCK, H :25 MM, PART NO - MS705
10990 | IP 65 LOCK, H :40 MM, PART NO - MS705 | DOOR LOCK | ACCESSORIES | MS705-40MM | ARIHANT | _ | NA | Nos |  | Inventory | IP 65 LOCK, H :40 MM, PART NO - MS705
10991 | IP 65 LOCK, H :50 MM, PART NO - MS705 | DOOR LOCK | ACCESSORIES | MS705-50MM | ARIHANT | _ | NA | Nos |  | Inventory | IP 65 LOCK, H :50 MM, PART NO - MS705
10992 | IP 65 LOCK, H :50 MM, PART NO - MS705(S.S MATERIAL) | DOOR LOCK | ACCESSORIES | MS705-50MM-SS | ARIHANT | _ | NA | Nos |  | Inventory | IP 65 LOCK, H :50 MM, PART NO - MS705(S.S MATERIAL)
10993 | CAM STOP QUARTER TURN OPENING OR CLOSING, PAD LOCKABLE | DOOR LOCK | ACCESSORIES | MS772 | ARIHANT | _ | NA | Nos | None | Inventory | CAM STOP QUARTER TURN OPENING OR CLOSING, PAD LOCKABLE
10994 | MS832-1P FOR METERING DOOR. | DOOR LOCK | ACCESSORIES | MS832-1P | ARIHANT | _ | NA | Nos |  | Inventory | MS832-1P FOR METERING DOOR.
10995 | ArTu K front outer door lock PART NO -MS 853-3 | DOOR LOCK | ACCESSORIES | MS853-3 | ARIHANT | _ | NA | Nos |  | Inventory | ArTu K front outer door lock PART NO -MS 853-3
10996 | MS857 | DOOR LOCK | ACCESSORIES | MS857 | ARIHANT | _ | NA | Nos | None | Inventory | MS857
10997 | MS875-1A | DOOR LOCK | ACCESSORIES | MS875-1A | ARIHANT | _ | NA | Nos | None | Inventory | MS875-1A
11968 | Current Transformer 200/5A, CL-1, 10VA, ID-[Ø42][41X31][51.5X13], OD-96X121X30, Nylon Casing, Terminals on longer side | LT CT | SWITCHGEAR | NEW-LT-NE6B512-200/5A-CL1 | NEWTEK | _ | NA | Nos |  | Inventory | Current Transformer 200/5A, CL-1, 10VA, ID-[Ø42][41X31][51.5X13], OD-96X121X30, Nylon Casing, Terminals on longer side
11969 | Current Transformer 800/5A, CL-1, 10VA, ID-[Ø65], OD-96X121X30, Nylon Casing, Terminals on top side | LT CT | SWITCHGEAR | NEW-LT-NE6R65-800/5A-CL1 | NEWTEK | _ | NA | Nos |  | Inventory | Current Transformer 800/5A, CL-1, 10VA, ID-[Ø65], OD-96X121X30, Nylon Casing, Terminals on top side
11000 | YELLOW GREASE | GREASE | ACCESSORIES | MULTIPURPOSE GREASE | REPUTED | _ | NA | KGS | None | Inventory | YELLOW GREASE
11001 | MULTITEK WIRE CUTTER | SHOP | TOOLS | MULTITEK WIRE CUTTER | Taparia | _ | NA | Nos | None | Inventory | MULTITEK WIRE CUTTER
11002 | 11KV VCB PANEL 1600 AMP WITH 2IC+11OG VCB+BPT+B/C+ADOPTER, BOQ ANNEXURE - I, TECHNICAL DETAILS ANNEXURE II | MV PANEL | MV PANEL | MV-PANELS | SIEMENS | - | - | SET |  | Inventory | 11KV VCB PANEL 1600 AMP WITH 2IC+11OG VCB+BPT+B/C+ADOPTER, BOQ ANNEXURE - I, TECHNICAL DETAILS ANNEXURE II
11970 | Current Transformer 1250/5A, CL-1, 15VA, ID-[Ø70][53X64][64X60][81X31], OD-105X116X30, Nylon Casing, Terminals on shorter side | LT CT | SWITCHGEAR | NEW-LT-NE830H-1250/5A-CL1-S | NEWTEK | _ | NA | Nos |  | Inventory | Current Transformer 1250/5A, CL-1, 15VA, ID-[Ø70][53X64][64X60][81X31], OD-105X116X30, Nylon Casing, Terminals on shorter side
11971 | Current Transformer 630/5A, CL-1, 10VA, ID-[Ø70][53X64][64X60][81X31], OD-105X116X30, Nylon Casing, Terminals on longer side | LT CT | SWITCHGEAR | NEW-LT-NE830H-630/5A-CL1 | NEWTEK | _ | NA | Nos |  | Inventory | Current Transformer 630/5A, CL-1, 10VA, ID-[Ø70][53X64][64X60][81X31], OD-105X116X30, Nylon Casing, Terminals on longer side
11972 | Current Transformer 400/5A, CL-1, 10VA, ID-[Ø61][54X54][64X44], OD-105X132X30, Nylon Casing, Terminals on longer side | LT CT | SWITCHGEAR | NEW-LT-NE8B640-400/5A-CL1 | NEWTEK | _ | NA | Nos |  | Inventory | Current Transformer 400/5A, CL-1, 10VA, ID-[Ø61][54X54][64X44], OD-105X132X30, Nylon Casing, Terminals on longer side
11973 | Current Transformer 125/5A, CL-1, 10VA, ID-[Ø26][31.5X13][23X23], OD-75X100X45, Nylon Casing, Terminals on longer side | LT CT | SWITCHGEAR | NEW-LT-NEM5B312-125/5A-CL1 | NEWTEK | _ | NA | Nos |  | Inventory | Current Transformer 125/5A, CL-1, 10VA, ID-[Ø26][31.5X13][23X23], OD-75X100X45, Nylon Casing, Terminals on longer side
11974 | Current Transformer 250/5A, CL-1, 10VA, ID-[Ø33][31X31][42X13], OD-75X100X45, Nylon Casing, Terminals on longer side | LT CT | SWITCHGEAR | NEW-LT-NEM5B412-250/5A-CL1 | NEWTEK | _ | NA | Nos |  | Inventory | Current Transformer 250/5A, CL-1, 10VA, ID-[Ø33][31X31][42X13], OD-75X100X45, Nylon Casing, Terminals on longer side
11975 | Current Transformer 250/5A, CL-1, 15VA, ID-[Ø33][31X31][42X13], OD-75X100X45, Nylon Casing, Terminals on longer side | LT CT | SWITCHGEAR | NEW-LT-NEM5B412-250/5A-CL1-15VA | NEWTEK | _ | NA | Nos |  | Inventory | Current Transformer 250/5A, CL-1, 15VA, ID-[Ø33][31X31][42X13], OD-75X100X45, Nylon Casing, Terminals on longer side
11009 | 800A TP 50kA MDO MVS ACB without Release, Frame size 1, Ics=Icu=50kA@440V AC, Icw=50kA for 1s | ACB | LV_Switchgear | MVS08N3MW0D | SCHNEIDER | 800A | 50kA | Nos. | None | Inventory | 800A TP 50kA MDO MVS ACB without Release, Frame size 1, Ics=Icu=50kA@440V AC, Icw=50kA for 1s
11010 | 800A TP 50kA MDO MVS ACB with O/C,S/C protection, Microprocessor based Release ET2A, Frame size 1, Ics=Icu=50kA@440V AC, Icw=50kA for 1s | ACB | LV_Switchgear | MVS08N3MW2A | SCHNEIDER | 800A | 50kA | Nos. | None | Inventory | 800A TP 50kA MDO MVS ACB with O/C,S/C protection, Microprocessor based Release ET2A, Frame size 1, Ics=Icu=50kA@440V AC, Icw=50kA for 1s
11011 | 800A TP 50kA MDO MVS ACB with O/C,S/C protection, Microprocessor based Release ET2L, Frame size 1, Ics=Icu=50kA@440V AC, Icw=50kA for 1s | ACB | LV_Switchgear | MVS08N3MW2L | SCHNEIDER | 800A | 50kA | Nos. | None | Inventory | 800A TP 50kA MDO MVS ACB with O/C,S/C protection, Microprocessor based Release ET2L, Frame size 1, Ics=Icu=50kA@440V AC, Icw=50kA for 1s
11012 | 800A TP 50kA MDO MVS ACB with O/C,S/C protection, Microprocessor based Release ET2V, Frame size 1, Ics=Icu=50kA@440V AC, Icw=50kA for 1s | ACB | LV_Switchgear | MVS08N3MW2V | SCHNEIDER | 800A | 50kA | Nos. | None | Inventory | 800A TP 50kA MDO MVS ACB with O/C,S/C protection, Microprocessor based Release ET2V, Frame size 1, Ics=Icu=50kA@440V AC, Icw=50kA for 1s
11013 | 800A TP 50kA MDO MVS ACB with O/C,S/C,E/F protection, Microprocessor based Release ET6A, Frame size 1, Ics=Icu=50kA@440V AC, Icw=50kA for 1s | ACB | LV_Switchgear | MVS08N3MW6A | SCHNEIDER | 800A | 50kA | Nos. | None | Inventory | 800A TP 50kA MDO MVS ACB with O/C,S/C,E/F protection, Microprocessor based Release ET6A, Frame size 1, Ics=Icu=50kA@440V AC, Icw=50kA for 1s
11014 | 800A TP 50kA MDO MVS ACB with O/C,S/C,E/F protection, Microprocessor based Release ET6G, Frame size 1, Ics=Icu=50kA@440V AC, Icw=50kA for 1s | ACB | LV_Switchgear | MVS08N3MW6L | SCHNEIDER | 800A | 50kA | Nos. | None | Inventory | 800A TP 50kA MDO MVS ACB with O/C,S/C,E/F protection, Microprocessor based Release ET6G, Frame size 1, Ics=Icu=50kA@440V AC, Icw=50kA for 1s
11015 | 800A TP 50kA MDO MVS ACB with O/C,S/C,E/F protection, Microprocessor based Release ET6V, Frame size 1, Ics=Icu=50kA@440V AC, Icw=50kA for 1s | ACB | LV_Switchgear | MVS08N3MW6V | SCHNEIDER | 800A | 50kA | Nos. | None | Inventory | 800A TP 50kA MDO MVS ACB with O/C,S/C,E/F protection, Microprocessor based Release ET6V, Frame size 1, Ics=Icu=50kA@440V AC, Icw=50kA for 1s
11016 | 800A TP 50kA EDO MVS ACB without Release & 110V AC Motor, 110V AC Closing, 110V AC Shunt, Frame size 1, Isc=Icu=50kA@440V AC, Icw=50kA for 1s | ACB | LV_Switchgear | MVS08N3NW0D_110VAC-M_110VAC-CC_110VAC-ST | SCHNEIDER | 800A | 50kA | Nos. | None | Inventory | 800A TP 50kA EDO MVS ACB without Release & 110V AC Motor, 110V AC Closing, 110V AC Shunt, Frame size 1, Isc=Icu=50kA@440V AC, Icw=50kA for 1s
11017 | 800A TP 50kA EDO MVS ACB without Release & 110V DC Motor, 110V DC Closing, 110V DC Shunt, Frame size 1, Isc=Icu=50kA@440V AC, Icw=50kA for 1s | ACB | LV_Switchgear | MVS08N3NW0D_110VDC-M_110VDC-CC_110VDC-ST | SCHNEIDER | 800A | 50kA | Nos. | None | Inventory | 800A TP 50kA EDO MVS ACB without Release & 110V DC Motor, 110V DC Closing, 110V DC Shunt, Frame size 1, Isc=Icu=50kA@440V AC, Icw=50kA for 1s
11018 | 800A TP 50kA EDO MVS ACB without Release & 240V AC Motor, 240V AC Closing, 240V AC Shunt, Frame size 1, Isc=Icu=50kA@440V AC, Icw=50kA for 1s | ACB | LV_Switchgear | MVS08N3NW0D_240VAC-M_240VAC-CC_240VAC-ST | SCHNEIDER | 800A | 50kA | Nos. | None | Inventory | 800A TP 50kA EDO MVS ACB without Release & 240V AC Motor, 240V AC Closing, 240V AC Shunt, Frame size 1, Isc=Icu=50kA@440V AC, Icw=50kA for 1s
11019 | 800A TP 50kA EDO MVS ACB without Release & 240V DC Motor, 240V DC Closing, 240V DC Shunt, Frame size 1, Isc=Icu=50kA@440V AC, Icw=50kA for 1s | ACB | LV_Switchgear | MVS08N3NW0D_240VDC-M_240VDC-CC_240VDC-ST | SCHNEIDER | 800A | 50kA | Nos. | None | Inventory | 800A TP 50kA EDO MVS ACB without Release & 240V DC Motor, 240V DC Closing, 240V DC Shunt, Frame size 1, Isc=Icu=50kA@440V AC, Icw=50kA for 1s
11020 | 800A TP 50kA EDO MVS ACB without Release & 24V DC Motor, 24V DC Closing, 24V DC Shunt, Frame size 1, Isc=Icu=50kA@440V AC, Icw=50kA for 1s | ACB | LV_Switchgear | MVS08N3NW0D_24VDC-M_24VDC-CC_24VDC-ST | SCHNEIDER | 800A | 50kA | Nos. | None | Inventory | 800A TP 50kA EDO MVS ACB without Release & 24V DC Motor, 24V DC Closing, 24V DC Shunt, Frame size 1, Isc=Icu=50kA@440V AC, Icw=50kA for 1s
11021 | 800A TP 50kA EDO MVS ACB without Release & 415V AC Motor, 415V AC Closing, 415V AC Shunt, Frame size 1, Isc=Icu=50kA@440V AC, Icw=50kA for 1s | ACB | LV_Switchgear | MVS08N3NW0D_415VAC-M_415VAC-CC_415VAC-ST | SCHNEIDER | 800A | 50kA | Nos. | None | Inventory | 800A TP 50kA EDO MVS ACB without Release & 415V AC Motor, 415V AC Closing, 415V AC Shunt, Frame size 1, Isc=Icu=50kA@440V AC, Icw=50kA for 1s
11022 | 800A TP 50kA EDO MVS ACB without Release & 48V DC Motor, 48V DC Closing, 48V DC Shunt, Frame size 1, Isc=Icu=50kA@440V AC, Icw=50kA for 1s | ACB | LV_Switchgear | MVS08N3NW0D_48VDC-M_48VDC-CC_48VDC-ST | SCHNEIDER | 800A | 50kA | Nos. | None | Inventory | 800A TP 50kA EDO MVS ACB without Release & 48V DC Motor, 48V DC Closing, 48V DC Shunt, Frame size 1, Isc=Icu=50kA@440V AC, Icw=50kA for 1s
11023 | 800A TP 50kA EDO MVS ACB with O/C,S/C protection & 110V AC Motor, 110V AC Closing, 110V AC Shunt, Microprocessor based Release ET2A, Frame size 1, Isc=Icu=50kA@440V AC, Icw=50kA for 1s | ACB | LV_Switchgear | MVS08N3NW2A_110VAC-M_110VAC-CC_110VAC-ST | SCHNEIDER | 800A | 50kA | Nos. | None | Inventory | 800A TP 50kA EDO MVS ACB with O/C,S/C protection & 110V AC Motor, 110V AC Closing, 110V AC Shunt, Microprocessor based Release ET2A, Frame size 1, Isc=Icu=50kA@440V AC, Icw=50kA for 1s
11024 | 800A TP 50kA EDO MVS ACB with O/C,S/C protection & 110V DC Motor, 110V DC Closing, 110V DC Shunt, Microprocessor based Release ET2A, Frame size 1, Isc=Icu=50kA@440V AC, Icw=50kA for 1s | ACB | LV_Switchgear | MVS08N3NW2A_110VDC-M_110VDC-CC_110VDC-ST | SCHNEIDER | 800A | 50kA | Nos. | None | Inventory | 800A TP 50kA EDO MVS ACB with O/C,S/C protection & 110V DC Motor, 110V DC Closing, 110V DC Shunt, Microprocessor based Release ET2A, Frame size 1, Isc=Icu=50kA@440V AC, Icw=50kA for 1s
11025 | 800A TP 50kA EDO MVS ACB with O/C,S/C protection & 240V AC Motor, 240V AC Closing, 240V AC Shunt, Microprocessor based Release ET2A, Frame size 1, Isc=Icu=50kA@440V AC, Icw=50kA for 1s | ACB | LV_Switchgear | MVS08N3NW2A_240VAC-M_240VAC-CC_240VAC-ST | SCHNEIDER | 800A | 50kA | Nos. | None | Inventory | 800A TP 50kA EDO MVS ACB with O/C,S/C protection & 240V AC Motor, 240V AC Closing, 240V AC Shunt, Microprocessor based Release ET2A, Frame size 1, Isc=Icu=50kA@440V AC, Icw=50kA for 1s
11026 | 800A TP 50kA EDO MVS ACB with O/C,S/C protection & 240V DC Motor, 240V DC Closing, 240V DC Shunt, Microprocessor based Release ET2A, Frame size 1, Isc=Icu=50kA@440V AC, Icw=50kA for 1s | ACB | LV_Switchgear | MVS08N3NW2A_240VDC-M_240VDC-CC_240VDC-ST | SCHNEIDER | 800A | 50kA | Nos. | None | Inventory | 800A TP 50kA EDO MVS ACB with O/C,S/C protection & 240V DC Motor, 240V DC Closing, 240V DC Shunt, Microprocessor based Release ET2A, Frame size 1, Isc=Icu=50kA@440V AC, Icw=50kA for 1s
11027 | 800A TP 50kA EDO MVS ACB with O/C,S/C protection & 24V DC Motor, 24V DC Closing, 24V DC Shunt, Microprocessor based Release ET2A, Frame size 1, Isc=Icu=50kA@440V AC, Icw=50kA for 1s | ACB | LV_Switchgear | MVS08N3NW2A_24VDC-M_24VDC-CC_24VDC-ST | SCHNEIDER | 800A | 50kA | Nos. | None | Inventory | 800A TP 50kA EDO MVS ACB with O/C,S/C protection & 24V DC Motor, 24V DC Closing, 24V DC Shunt, Microprocessor based Release ET2A, Frame size 1, Isc=Icu=50kA@440V AC, Icw=50kA for 1s
11028 | 800A TP 50kA EDO MVS ACB with O/C,S/C protection & 415V AC Motor, 415V AC Closing, 415V AC Shunt, Microprocessor based Release ET2A, Frame size 1, Isc=Icu=50kA@440V AC, Icw=50kA for 1s | ACB | LV_Switchgear | MVS08N3NW2A_415VAC-M_415VAC-CC_415VAC-ST | SCHNEIDER | 800A | 50kA | Nos. | None | Inventory | 800A TP 50kA EDO MVS ACB with O/C,S/C protection & 415V AC Motor, 415V AC Closing, 415V AC Shunt, Microprocessor based Release ET2A, Frame size 1, Isc=Icu=50kA@440V AC, Icw=50kA for 1s
11029 | 800A TP 50kA EDO MVS ACB with O/C,S/C protection & 48V DC Motor, 48V DC Closing, 48V DC Shunt, Microprocessor based Release ET2A, Frame size 1, Isc=Icu=50kA@440V AC, Icw=50kA for 1s | ACB | LV_Switchgear | MVS08N3NW2A_48VDC-M_48VDC-CC_48VDC-ST | SCHNEIDER | 800A | 50kA | Nos. | None | Inventory | 800A TP 50kA EDO MVS ACB with O/C,S/C protection & 48V DC Motor, 48V DC Closing, 48V DC Shunt, Microprocessor based Release ET2A, Frame size 1, Isc=Icu=50kA@440V AC, Icw=50kA for 1s
11030 | 800A TP 50kA EDO MVS ACB with O/C,S/C protection & 110V AC Motor, 110V AC Closing, 110V AC Shunt, Microprocessor based Release ET2L, Frame size 1, Isc=Icu=50kA@440V AC, Icw=50kA for 1s | ACB | LV_Switchgear | MVS08N3NW2L_110VAC-M_110VAC-CC_110VAC-ST | SCHNEIDER | 800A | 50kA | Nos. | None | Inventory | 800A TP 50kA EDO MVS ACB with O/C,S/C protection & 110V AC Motor, 110V AC Closing, 110V AC Shunt, Microprocessor based Release ET2L, Frame size 1, Isc=Icu=50kA@440V AC, Icw=50kA for 1s
11031 | 800A TP 50kA EDO MVS ACB with O/C,S/C protection & 110V DC Motor, 110V DC Closing, 110V DC Shunt, Microprocessor based Release ET2L, Frame size 1, Isc=Icu=50kA@440V AC, Icw=50kA for 1s | ACB | LV_Switchgear | MVS08N3NW2L_110VDC-M_110VDC-CC_110VDC-ST | SCHNEIDER | 800A | 50kA | Nos. | None | Inventory | 800A TP 50kA EDO MVS ACB with O/C,S/C protection & 110V DC Motor, 110V DC Closing, 110V DC Shunt, Microprocessor based Release ET2L, Frame size 1, Isc=Icu=50kA@440V AC, Icw=50kA for 1s
11032 | 800A TP 50kA EDO MVS ACB with O/C,S/C protection & 240V AC Motor, 240V AC Closing, 240V AC Shunt, Microprocessor based Release ET2L, Frame size 1, Isc=Icu=50kA@440V AC, Icw=50kA for 1s | ACB | LV_Switchgear | MVS08N3NW2L_240VAC-M_240VAC-CC_240VAC-ST | SCHNEIDER | 800A | 50kA | Nos. | None | Inventory | 800A TP 50kA EDO MVS ACB with O/C,S/C protection & 240V AC Motor, 240V AC Closing, 240V AC Shunt, Microprocessor based Release ET2L, Frame size 1, Isc=Icu=50kA@440V AC, Icw=50kA for 1s
11033 | 800A TP 50kA EDO MVS ACB with O/C,S/C protection & 240V DC Motor, 240V DC Closing, 240V DC Shunt, Microprocessor based Release ET2L, Frame size 1, Isc=Icu=50kA@440V AC, Icw=50kA for 1s | ACB | LV_Switchgear | MVS08N3NW2L_240VDC-M_240VDC-CC_240VDC-ST | SCHNEIDER | 800A | 50kA | Nos. | None | Inventory | 800A TP 50kA EDO MVS ACB with O/C,S/C protection & 240V DC Motor, 240V DC Closing, 240V DC Shunt, Microprocessor based Release ET2L, Frame size 1, Isc=Icu=50kA@440V AC, Icw=50kA for 1s
11034 | 800A TP 50kA EDO MVS ACB with O/C,S/C protection & 24V DC Motor, 24V DC Closing, 24V DC Shunt, Microprocessor based Release ET2L, Frame size 1, Isc=Icu=50kA@440V AC, Icw=50kA for 1s | ACB | LV_Switchgear | MVS08N3NW2L_24VDC-M_24VDC-CC_24VDC-ST | SCHNEIDER | 800A | 50kA | Nos. | None | Inventory | 800A TP 50kA EDO MVS ACB with O/C,S/C protection & 24V DC Motor, 24V DC Closing, 24V DC Shunt, Microprocessor based Release ET2L, Frame size 1, Isc=Icu=50kA@440V AC, Icw=50kA for 1s
11035 | 800A TP 50kA EDO MVS ACB with O/C,S/C protection & 415V AC Motor, 415V AC Closing, 415V AC Shunt, Microprocessor based Release ET2L, Frame size 1, Isc=Icu=50kA@440V AC, Icw=50kA for 1s | ACB | LV_Switchgear | MVS08N3NW2L_415VAC-M_415VAC-CC_415VAC-ST | SCHNEIDER | 800A | 50kA | Nos. | None | Inventory | 800A TP 50kA EDO MVS ACB with O/C,S/C protection & 415V AC Motor, 415V AC Closing, 415V AC Shunt, Microprocessor based Release ET2L, Frame size 1, Isc=Icu=50kA@440V AC, Icw=50kA for 1s
11036 | 800A TP 50kA EDO MVS ACB with O/C,S/C protection & 48V DC Motor, 48V DC Closing, 48V DC Shunt, Microprocessor based Release ET2L, Frame size 1, Isc=Icu=50kA@440V AC, Icw=50kA for 1s | ACB | LV_Switchgear | MVS08N3NW2L_48VDC-M_48VDC-CC_48VDC-ST | SCHNEIDER | 800A | 50kA | Nos. | None | Inventory | 800A TP 50kA EDO MVS ACB with O/C,S/C protection & 48V DC Motor, 48V DC Closing, 48V DC Shunt, Microprocessor based Release ET2L, Frame size 1, Isc=Icu=50kA@440V AC, Icw=50kA for 1s
11037 | 800A TP 50kA EDO MVS ACB with O/C,S/C protection & 110V AC Motor, 110V AC Closing, 110V AC Shunt, Microprocessor based Release ET2V, Frame size 1, Isc=Icu=50kA@440V AC, Icw=50kA for 1s | ACB | LV_Switchgear | MVS08N3NW2V_110VAC-M_110VAC-CC_110VAC-ST | SCHNEIDER | 800A | 50kA | Nos. | None | Inventory | 800A TP 50kA EDO MVS ACB with O/C,S/C protection & 110V AC Motor, 110V AC Closing, 110V AC Shunt, Microprocessor based Release ET2V, Frame size 1, Isc=Icu=50kA@440V AC, Icw=50kA for 1s
11038 | 800A TP 50kA EDO MVS ACB with O/C,S/C protection & 110V DC Motor, 110V DC Closing, 110V DC Shunt, Microprocessor based Release ET2V, Frame size 1, Isc=Icu=50kA@440V AC, Icw=50kA for 1s | ACB | LV_Switchgear | MVS08N3NW2V_110VDC-M_110VDC-CC_110VDC-ST | SCHNEIDER | 800A | 50kA | Nos. | None | Inventory | 800A TP 50kA EDO MVS ACB with O/C,S/C protection & 110V DC Motor, 110V DC Closing, 110V DC Shunt, Microprocessor based Release ET2V, Frame size 1, Isc=Icu=50kA@440V AC, Icw=50kA for 1s
11039 | 800A TP 50kA EDO MVS ACB with O/C,S/C protection & 240V AC Motor, 240V AC Closing, 240V AC Shunt, Microprocessor based Release ET2V, Frame size 1, Isc=Icu=50kA@440V AC, Icw=50kA for 1s | ACB | LV_Switchgear | MVS08N3NW2V_240VAC-M_240VAC-CC_240VAC-ST | SCHNEIDER | 800A | 50kA | Nos. | None | Inventory | 800A TP 50kA EDO MVS ACB with O/C,S/C protection & 240V AC Motor, 240V AC Closing, 240V AC Shunt, Microprocessor based Release ET2V, Frame size 1, Isc=Icu=50kA@440V AC, Icw=50kA for 1s
11040 | 800A TP 50kA EDO MVS ACB with O/C,S/C protection & 240V DC Motor, 240V DC Closing, 240V DC Shunt, Microprocessor based Release ET2V, Frame size 1, Isc=Icu=50kA@440V AC, Icw=50kA for 1s | ACB | LV_Switchgear | MVS08N3NW2V_240VDC-M_240VDC-CC_240VDC-ST | SCHNEIDER | 800A | 50kA | Nos. | None | Inventory | 800A TP 50kA EDO MVS ACB with O/C,S/C protection & 240V DC Motor, 240V DC Closing, 240V DC Shunt, Microprocessor based Release ET2V, Frame size 1, Isc=Icu=50kA@440V AC, Icw=50kA for 1s
11041 | 800A TP 50kA EDO MVS ACB with O/C,S/C protection & 24V DC Motor, 24V DC Closing, 24V DC Shunt, Microprocessor based Release ET2V, Frame size 1, Isc=Icu=50kA@440V AC, Icw=50kA for 1s | ACB | LV_Switchgear | MVS08N3NW2V_24VDC-M_24VDC-CC_24VDC-ST | SCHNEIDER | 800A | 50kA | Nos. | None | Inventory | 800A TP 50kA EDO MVS ACB with O/C,S/C protection & 24V DC Motor, 24V DC Closing, 24V DC Shunt, Microprocessor based Release ET2V, Frame size 1, Isc=Icu=50kA@440V AC, Icw=50kA for 1s
11042 | 800A TP 50kA EDO MVS ACB with O/C,S/C protection & 415V AC Motor, 415V AC Closing, 415V AC Shunt, Microprocessor based Release ET2V, Frame size 1, Isc=Icu=50kA@440V AC, Icw=50kA for 1s | ACB | LV_Switchgear | MVS08N3NW2V_415VAC-M_415VAC-CC_415VAC-ST | SCHNEIDER | 800A | 50kA | Nos. | None | Inventory | 800A TP 50kA EDO MVS ACB with O/C,S/C protection & 415V AC Motor, 415V AC Closing, 415V AC Shunt, Microprocessor based Release ET2V, Frame size 1, Isc=Icu=50kA@440V AC, Icw=50kA for 1s
11043 | 800A TP 50kA EDO MVS ACB with O/C,S/C protection & 48V DC Motor, 48V DC Closing, 48V DC Shunt, Microprocessor based Release ET2V, Frame size 1, Isc=Icu=50kA@440V AC, Icw=50kA for 1s | ACB | LV_Switchgear | MVS08N3NW2V_48VDC-M_48VDC-CC_48VDC-ST | SCHNEIDER | 800A | 50kA | Nos. | None | Inventory | 800A TP 50kA EDO MVS ACB with O/C,S/C protection & 48V DC Motor, 48V DC Closing, 48V DC Shunt, Microprocessor based Release ET2V, Frame size 1, Isc=Icu=50kA@440V AC, Icw=50kA for 1s
11044 | 800A TP 50kA EDO MVS ACB with O/C,S/C,E/F protection & 110V AC Motor, 110V AC Closing, 110V AC Shunt, Microprocessor based Release ET6A, Frame size 1, Isc=Icu=50kA@440V AC, Icw=50kA for 1s | ACB | LV_Switchgear | MVS08N3NW6A_110VAC-M_110VAC-CC_110VAC-ST | SCHNEIDER | 800A | 50kA | Nos. | None | Inventory | 800A TP 50kA EDO MVS ACB with O/C,S/C,E/F protection & 110V AC Motor, 110V AC Closing, 110V AC Shunt, Microprocessor based Release ET6A, Frame size 1, Isc=Icu=50kA@440V AC, Icw=50kA for 1s
11045 | 800A TP 50kA EDO MVS ACB with O/C,S/C,E/F protection & 110V DC Motor, 110V DC Closing, 110V DC Shunt, Microprocessor based Release ET6A, Frame size 1, Isc=Icu=50kA@440V AC, Icw=50kA for 1s | ACB | LV_Switchgear | MVS08N3NW6A_110VDC-M_110VDC-CC_110VDC-ST | SCHNEIDER | 800A | 50kA | Nos. | None | Inventory | 800A TP 50kA EDO MVS ACB with O/C,S/C,E/F protection & 110V DC Motor, 110V DC Closing, 110V DC Shunt, Microprocessor based Release ET6A, Frame size 1, Isc=Icu=50kA@440V AC, Icw=50kA for 1s
11046 | 800A TP 50kA EDO MVS ACB with O/C,S/C,E/F protection & 240V AC Motor, 240V AC Closing, 240V AC Shunt, Microprocessor based Release ET6A, Frame size 1, Isc=Icu=50kA@440V AC, Icw=50kA for 1s | ACB | LV_Switchgear | MVS08N3NW6A_240VAC-M_240VAC-CC_240VAC-ST | SCHNEIDER | 800A | 50kA | Nos. | None | Inventory | 800A TP 50kA EDO MVS ACB with O/C,S/C,E/F protection & 240V AC Motor, 240V AC Closing, 240V AC Shunt, Microprocessor based Release ET6A, Frame size 1, Isc=Icu=50kA@440V AC, Icw=50kA for 1s
11047 | 800A TP 50kA EDO MVS ACB with O/C,S/C,E/F protection & 240V DC Motor, 240V DC Closing, 240V DC Shunt, Microprocessor based Release ET6A, Frame size 1, Isc=Icu=50kA@440V AC, Icw=50kA for 1s | ACB | LV_Switchgear | MVS08N3NW6A_240VDC-M_240VDC-CC_240VDC-ST | SCHNEIDER | 800A | 50kA | Nos. | None | Inventory | 800A TP 50kA EDO MVS ACB with O/C,S/C,E/F protection & 240V DC Motor, 240V DC Closing, 240V DC Shunt, Microprocessor based Release ET6A, Frame size 1, Isc=Icu=50kA@440V AC, Icw=50kA for 1s
11048 | 800A TP 50kA EDO MVS ACB with O/C,S/C,E/F protection & 24V DC Motor, 24V DC Closing, 24V DC Shunt, Microprocessor based Release ET6A, Frame size 1, Isc=Icu=50kA@440V AC, Icw=50kA for 1s | ACB | LV_Switchgear | MVS08N3NW6A_24VDC-M_24VDC-CC_24VDC-ST | SCHNEIDER | 800A | 50kA | Nos. | None | Inventory | 800A TP 50kA EDO MVS ACB with O/C,S/C,E/F protection & 24V DC Motor, 24V DC Closing, 24V DC Shunt, Microprocessor based Release ET6A, Frame size 1, Isc=Icu=50kA@440V AC, Icw=50kA for 1s
11049 | 800A TP 50kA EDO MVS ACB with O/C,S/C,E/F protection & 415V AC Motor, 415V AC Closing, 415V AC Shunt, Microprocessor based Release ET6A, Frame size 1, Isc=Icu=50kA@440V AC, Icw=50kA for 1s | ACB | LV_Switchgear | MVS08N3NW6A_415VAC-M_415VAC-CC_415VAC-ST | SCHNEIDER | 800A | 50kA | Nos. | None | Inventory | 800A TP 50kA EDO MVS ACB with O/C,S/C,E/F protection & 415V AC Motor, 415V AC Closing, 415V AC Shunt, Microprocessor based Release ET6A, Frame size 1, Isc=Icu=50kA@440V AC, Icw=50kA for 1s
11050 | 800A TP 50kA EDO MVS ACB with O/C,S/C,E/F protection & 48V DC Motor, 48V DC Closing, 48V DC Shunt, Microprocessor based Release ET6A, Frame size 1, Isc=Icu=50kA@440V AC, Icw=50kA for 1s | ACB | LV_Switchgear | MVS08N3NW6A_48VDC-M_48VDC-CC_48VDC-ST | SCHNEIDER | 800A | 50kA | Nos. | None | Inventory | 800A TP 50kA EDO MVS ACB with O/C,S/C,E/F protection & 48V DC Motor, 48V DC Closing, 48V DC Shunt, Microprocessor based Release ET6A, Frame size 1, Isc=Icu=50kA@440V AC, Icw=50kA for 1s
11051 | 800A TP 50kA EDO MVS ACB with O/C,S/C,E/F protection & 110V AC Motor, 110V AC Closing, 110V AC Shunt, Microprocessor based Release ET6G, Frame size 1, Isc=Icu=50kA@440V AC, Icw=50kA for 1s | ACB | LV_Switchgear | MVS08N3NW6L_110VAC-M_110VAC-CC_110VAC-ST | SCHNEIDER | 800A | 50kA | Nos. | None | Inventory | 800A TP 50kA EDO MVS ACB with O/C,S/C,E/F protection & 110V AC Motor, 110V AC Closing, 110V AC Shunt, Microprocessor based Release ET6G, Frame size 1, Isc=Icu=50kA@440V AC, Icw=50kA for 1s
11052 | 800A TP 50kA EDO MVS ACB with O/C,S/C,E/F protection & 110V DC Motor, 110V DC Closing, 110V DC Shunt, Microprocessor based Release ET6G, Frame size 1, Isc=Icu=50kA@440V AC, Icw=50kA for 1s | ACB | LV_Switchgear | MVS08N3NW6L_110VDC-M_110VDC-CC_110VDC-ST | SCHNEIDER | 800A | 50kA | Nos. | None | Inventory | 800A TP 50kA EDO MVS ACB with O/C,S/C,E/F protection & 110V DC Motor, 110V DC Closing, 110V DC Shunt, Microprocessor based Release ET6G, Frame size 1, Isc=Icu=50kA@440V AC, Icw=50kA for 1s
11053 | 800A TP 50kA EDO MVS ACB with O/C,S/C,E/F protection & 240V AC Motor, 240V AC Closing, 240V AC Shunt, Microprocessor based Release ET6G, Frame size 1, Isc=Icu=50kA@440V AC, Icw=50kA for 1s | ACB | LV_Switchgear | MVS08N3NW6L_240VAC-M_240VAC-CC_240VAC-ST | SCHNEIDER | 800A | 50kA | Nos. | None | Inventory | 800A TP 50kA EDO MVS ACB with O/C,S/C,E/F protection & 240V AC Motor, 240V AC Closing, 240V AC Shunt, Microprocessor based Release ET6G, Frame size 1, Isc=Icu=50kA@440V AC, Icw=50kA for 1s
11054 | 800A TP 50kA EDO MVS ACB with O/C,S/C,E/F protection & 240V DC Motor, 240V DC Closing, 240V DC Shunt, Microprocessor based Release ET6G, Frame size 1, Isc=Icu=50kA@440V AC, Icw=50kA for 1s | ACB | LV_Switchgear | MVS08N3NW6L_240VDC-M_240VDC-CC_240VDC-ST | SCHNEIDER | 800A | 50kA | Nos. | None | Inventory | 800A TP 50kA EDO MVS ACB with O/C,S/C,E/F protection & 240V DC Motor, 240V DC Closing, 240V DC Shunt, Microprocessor based Release ET6G, Frame size 1, Isc=Icu=50kA@440V AC, Icw=50kA for 1s
11055 | 800A TP 50kA EDO MVS ACB with O/C,S/C,E/F protection & 24V DC Motor, 24V DC Closing, 24V DC Shunt, Microprocessor based Release ET6G, Frame size 1, Isc=Icu=50kA@440V AC, Icw=50kA for 1s | ACB | LV_Switchgear | MVS08N3NW6L_24VDC-M_24VDC-CC_24VDC-ST | SCHNEIDER | 800A | 50kA | Nos. | None | Inventory | 800A TP 50kA EDO MVS ACB with O/C,S/C,E/F protection & 24V DC Motor, 24V DC Closing, 24V DC Shunt, Microprocessor based Release ET6G, Frame size 1, Isc=Icu=50kA@440V AC, Icw=50kA for 1s
11056 | 800A TP 50kA EDO MVS ACB with O/C,S/C,E/F protection & 415V AC Motor, 415V AC Closing, 415V AC Shunt, Microprocessor based Release ET6G, Frame size 1, Isc=Icu=50kA@440V AC, Icw=50kA for 1s | ACB | LV_Switchgear | MVS08N3NW6L_415VAC-M_415VAC-CC_415VAC-ST | SCHNEIDER | 800A | 50kA | Nos. | None | Inventory | 800A TP 50kA EDO MVS ACB with O/C,S/C,E/F protection & 415V AC Motor, 415V AC Closing, 415V AC Shunt, Microprocessor based Release ET6G, Frame size 1, Isc=Icu=50kA@440V AC, Icw=50kA for 1s
11057 | 800A TP 50kA EDO MVS ACB with O/C,S/C,E/F protection & 48V DC Motor, 48V DC Closing, 48V DC Shunt, Microprocessor based Release ET6G, Frame size 1, Isc=Icu=50kA@440V AC, Icw=50kA for 1s | ACB | LV_Switchgear | MVS08N3NW6L_48VDC-M_48VDC-CC_48VDC-ST | SCHNEIDER | 800A | 50kA | Nos. | None | Inventory | 800A TP 50kA EDO MVS ACB with O/C,S/C,E/F protection & 48V DC Motor, 48V DC Closing, 48V DC Shunt, Microprocessor based Release ET6G, Frame size 1, Isc=Icu=50kA@440V AC, Icw=50kA for 1s
11058 | 800A TP 50kA EDO MVS ACB with O/C,S/C,E/F protection & 110V AC Motor, 110V AC Closing, 110V AC Shunt, Microprocessor based Release ET6V, Frame size 1, Isc=Icu=50kA@440V AC, Icw=50kA for 1s | ACB | LV_Switchgear | MVS08N3NW6V_110VAC-M_110VAC-CC_110VAC-ST | SCHNEIDER | 800A | 50kA | Nos. | None | Inventory | 800A TP 50kA EDO MVS ACB with O/C,S/C,E/F protection & 110V AC Motor, 110V AC Closing, 110V AC Shunt, Microprocessor based Release ET6V, Frame size 1, Isc=Icu=50kA@440V AC, Icw=50kA for 1s
11059 | 800A TP 50kA EDO MVS ACB with O/C,S/C,E/F protection & 110V DC Motor, 110V DC Closing, 110V DC Shunt, Microprocessor based Release ET6V, Frame size 1, Isc=Icu=50kA@440V AC, Icw=50kA for 1s | ACB | LV_Switchgear | MVS08N3NW6V_110VDC-M_110VDC-CC_110VDC-ST | SCHNEIDER | 800A | 50kA | Nos. | None | Inventory | 800A TP 50kA EDO MVS ACB with O/C,S/C,E/F protection & 110V DC Motor, 110V DC Closing, 110V DC Shunt, Microprocessor based Release ET6V, Frame size 1, Isc=Icu=50kA@440V AC, Icw=50kA for 1s
11060 | 800A TP 50kA EDO MVS ACB with O/C,S/C,E/F protection & 240V AC Motor, 240V AC Closing, 240V AC Shunt, Microprocessor based Release ET6V, Frame size 1, Isc=Icu=50kA@440V AC, Icw=50kA for 1s | ACB | LV_Switchgear | MVS08N3NW6V_240VAC-M_240VAC-CC_240VAC-ST | SCHNEIDER | 800A | 50kA | Nos. | None | Inventory | 800A TP 50kA EDO MVS ACB with O/C,S/C,E/F protection & 240V AC Motor, 240V AC Closing, 240V AC Shunt, Microprocessor based Release ET6V, Frame size 1, Isc=Icu=50kA@440V AC, Icw=50kA for 1s
11061 | 800A TP 50kA EDO MVS ACB with O/C,S/C,E/F protection & 240V DC Motor, 240V DC Closing, 240V DC Shunt, Microprocessor based Release ET6V, Frame size 1, Isc=Icu=50kA@440V AC, Icw=50kA for 1s | ACB | LV_Switchgear | MVS08N3NW6V_240VDC-M_240VDC-CC_240VDC-ST | SCHNEIDER | 800A | 50kA | Nos. | None | Inventory | 800A TP 50kA EDO MVS ACB with O/C,S/C,E/F protection & 240V DC Motor, 240V DC Closing, 240V DC Shunt, Microprocessor based Release ET6V, Frame size 1, Isc=Icu=50kA@440V AC, Icw=50kA for 1s
11062 | 800A TP 50kA EDO MVS ACB with O/C,S/C,E/F protection & 24V DC Motor, 24V DC Closing, 24V DC Shunt, Microprocessor based Release ET6V, Frame size 1, Isc=Icu=50kA@440V AC, Icw=50kA for 1s | ACB | LV_Switchgear | MVS08N3NW6V_24VDC-M_24VDC-CC_24VDC-ST | SCHNEIDER | 800A | 50kA | Nos. | None | Inventory | 800A TP 50kA EDO MVS ACB with O/C,S/C,E/F protection & 24V DC Motor, 24V DC Closing, 24V DC Shunt, Microprocessor based Release ET6V, Frame size 1, Isc=Icu=50kA@440V AC, Icw=50kA for 1s
11063 | 800A TP 50kA EDO MVS ACB with O/C,S/C,E/F protection & 415V AC Motor, 415V AC Closing, 415V AC Shunt, Microprocessor based Release ET6V, Frame size 1, Isc=Icu=50kA@440V AC, Icw=50kA for 1s | ACB | LV_Switchgear | MVS08N3NW6V_415VAC-M_415VAC-CC_415VAC-ST | SCHNEIDER | 800A | 50kA | Nos. | None | Inventory | 800A TP 50kA EDO MVS ACB with O/C,S/C,E/F protection & 415V AC Motor, 415V AC Closing, 415V AC Shunt, Microprocessor based Release ET6V, Frame size 1, Isc=Icu=50kA@440V AC, Icw=50kA for 1s
11064 | 800A TP 50kA EDO MVS ACB with O/C,S/C,E/F protection & 48V DC Motor, 48V DC Closing, 48V DC Shunt, Microprocessor based Release ET6V, Frame size 1, Isc=Icu=50kA@440V AC, Icw=50kA for 1s | ACB | LV_Switchgear | MVS08N3NW6V_48VDC-M_48VDC-CC_48VDC-ST | SCHNEIDER | 800A | 50kA | Nos. | None | Inventory | 800A TP 50kA EDO MVS ACB with O/C,S/C,E/F protection & 48V DC Motor, 48V DC Closing, 48V DC Shunt, Microprocessor based Release ET6V, Frame size 1, Isc=Icu=50kA@440V AC, Icw=50kA for 1s
11065 | 800A FP 50kA MDO MVS ACB without Release, Frame size 1, Ics=Icu=50kA@440V AC, Icw=50kA for 1s | ACB | LV_Switchgear | MVS08N4MW0D | SCHNEIDER | 800A | 50kA | Nos. | None | Inventory | 800A FP 50kA MDO MVS ACB without Release, Frame size 1, Ics=Icu=50kA@440V AC, Icw=50kA for 1s
11066 | 800A FP 50kA MDO MVS ACB with O/C,S/C protection, Microprocessor based Release ET2A, Frame size 1, Ics=Icu=50kA@440V AC, Icw=50kA for 1s | ACB | LV_Switchgear | MVS08N4MW2A | SCHNEIDER | 800A | 50kA | Nos. | None | Inventory | 800A FP 50kA MDO MVS ACB with O/C,S/C protection, Microprocessor based Release ET2A, Frame size 1, Ics=Icu=50kA@440V AC, Icw=50kA for 1s
11067 | 800A FP 50kA MDO MVS ACB with O/C,S/C protection, Microprocessor based Release ET2L, Frame size 1, Ics=Icu=50kA@440V AC, Icw=50kA for 1s | ACB | LV_Switchgear | MVS08N4MW2L | SCHNEIDER | 800A | 50kA | Nos. | None | Inventory | 800A FP 50kA MDO MVS ACB with O/C,S/C protection, Microprocessor based Release ET2L, Frame size 1, Ics=Icu=50kA@440V AC, Icw=50kA for 1s
11068 | 800A FP 50kA MDO MVS ACB with O/C,S/C protection, Microprocessor based Release ET2V, Frame size 1, Ics=Icu=50kA@440V AC, Icw=50kA for 1s | ACB | LV_Switchgear | MVS08N4MW2V | SCHNEIDER | 800A | 50kA | Nos. | None | Inventory | 800A FP 50kA MDO MVS ACB with O/C,S/C protection, Microprocessor based Release ET2V, Frame size 1, Ics=Icu=50kA@440V AC, Icw=50kA for 1s
11069 | 800A FP 50kA MDO MVS ACB with O/C,S/C,E/F protection, Microprocessor based Release ET6A, Frame size 1, Ics=Icu=50kA@440V AC, Icw=50kA for 1s | ACB | LV_Switchgear | MVS08N4MW6A | SCHNEIDER | 800A | 50kA | Nos. | None | Inventory | 800A FP 50kA MDO MVS ACB with O/C,S/C,E/F protection, Microprocessor based Release ET6A, Frame size 1, Ics=Icu=50kA@440V AC, Icw=50kA for 1s
11070 | 800A FP 50kA MDO MVS ACB with O/C,S/C,E/F protection, Microprocessor based Release ET6G, Frame size 1, Ics=Icu=50kA@440V AC, Icw=50kA for 1s | ACB | LV_Switchgear | MVS08N4MW6L | SCHNEIDER | 800A | 50kA | Nos. | None | Inventory | 800A FP 50kA MDO MVS ACB with O/C,S/C,E/F protection, Microprocessor based Release ET6G, Frame size 1, Ics=Icu=50kA@440V AC, Icw=50kA for 1s
11071 | 800A FP 50kA MDO MVS ACB with O/C,S/C,E/F protection, Microprocessor based Release ET6V, Frame size 1, Ics=Icu=50kA@440V AC, Icw=50kA for 1s | ACB | LV_Switchgear | MVS08N4MW6V | SCHNEIDER | 800A | 50kA | Nos. | None | Inventory | 800A FP 50kA MDO MVS ACB with O/C,S/C,E/F protection, Microprocessor based Release ET6V, Frame size 1, Ics=Icu=50kA@440V AC, Icw=50kA for 1s
11072 | 800A FP 50kA EDO MVS ACB without Release & 110V AC Motor, 110V AC Closing, 110V AC Shunt, Frame size 1, Isc=Icu=50kA@440V AC, Icw=50kA for 1s | ACB | LV_Switchgear | MVS08N4NW0D_110VAC-M_110VAC-CC_110VAC-ST | SCHNEIDER | 800A | 50kA | Nos. | None | Inventory | 800A FP 50kA EDO MVS ACB without Release & 110V AC Motor, 110V AC Closing, 110V AC Shunt, Frame size 1, Isc=Icu=50kA@440V AC, Icw=50kA for 1s
11073 | 800A FP 50kA EDO MVS ACB without Release & 110V DC Motor, 110V DC Closing, 110V DC Shunt, Frame size 1, Isc=Icu=50kA@440V AC, Icw=50kA for 1s | ACB | LV_Switchgear | MVS08N4NW0D_110VDC-M_110VDC-CC_110VDC-ST | SCHNEIDER | 800A | 50kA | Nos. | None | Inventory | 800A FP 50kA EDO MVS ACB without Release & 110V DC Motor, 110V DC Closing, 110V DC Shunt, Frame size 1, Isc=Icu=50kA@440V AC, Icw=50kA for 1s
11074 | 800A FP 50kA EDO MVS ACB without Release & 240V AC Motor, 240V AC Closing, 240V AC Shunt, Frame size 1, Isc=Icu=50kA@440V AC, Icw=50kA for 1s | ACB | LV_Switchgear | MVS08N4NW0D_240VAC-M_240VAC-CC_240VAC-ST | SCHNEIDER | 800A | 50kA | Nos. | None | Inventory | 800A FP 50kA EDO MVS ACB without Release & 240V AC Motor, 240V AC Closing, 240V AC Shunt, Frame size 1, Isc=Icu=50kA@440V AC, Icw=50kA for 1s
11075 | 800A FP 50kA EDO MVS ACB without Release & 240V DC Motor, 240V DC Closing, 240V DC Shunt, Frame size 1, Isc=Icu=50kA@440V AC, Icw=50kA for 1s | ACB | LV_Switchgear | MVS08N4NW0D_240VDC-M_240VDC-CC_240VDC-ST | SCHNEIDER | 800A | 50kA | Nos. | None | Inventory | 800A FP 50kA EDO MVS ACB without Release & 240V DC Motor, 240V DC Closing, 240V DC Shunt, Frame size 1, Isc=Icu=50kA@440V AC, Icw=50kA for 1s
11076 | 800A FP 50kA EDO MVS ACB without Release & 24V DC Motor, 24V DC Closing, 24V DC Shunt, Frame size 1, Isc=Icu=50kA@440V AC, Icw=50kA for 1s | ACB | LV_Switchgear | MVS08N4NW0D_24VDC-M_24VDC-CC_24VDC-ST | SCHNEIDER | 800A | 50kA | Nos. | None | Inventory | 800A FP 50kA EDO MVS ACB without Release & 24V DC Motor, 24V DC Closing, 24V DC Shunt, Frame size 1, Isc=Icu=50kA@440V AC, Icw=50kA for 1s
11077 | 800A FP 50kA EDO MVS ACB without Release & 415V AC Motor, 415V AC Closing, 415V AC Shunt, Frame size 1, Isc=Icu=50kA@440V AC, Icw=50kA for 1s | ACB | LV_Switchgear | MVS08N4NW0D_415VAC-M_415VAC-CC_415VAC-ST | SCHNEIDER | 800A | 50kA | Nos. | None | Inventory | 800A FP 50kA EDO MVS ACB without Release & 415V AC Motor, 415V AC Closing, 415V AC Shunt, Frame size 1, Isc=Icu=50kA@440V AC, Icw=50kA for 1s
11078 | 800A FP 50kA EDO MVS ACB without Release & 48V DC Motor, 48V DC Closing, 48V DC Shunt, Frame size 1, Isc=Icu=50kA@440V AC, Icw=50kA for 1s | ACB | LV_Switchgear | MVS08N4NW0D_48VDC-M_48VDC-CC_48VDC-ST | SCHNEIDER | 800A | 50kA | Nos. | None | Inventory | 800A FP 50kA EDO MVS ACB without Release & 48V DC Motor, 48V DC Closing, 48V DC Shunt, Frame size 1, Isc=Icu=50kA@440V AC, Icw=50kA for 1s
11079 | 800A FP 50kA EDO MVS ACB with O/C,S/C protection & 110V AC Motor, 110V AC Closing, 110V AC Shunt, Microprocessor based Release ET2A, Frame size 1, Isc=Icu=50kA@440V AC, Icw=50kA for 1s | ACB | LV_Switchgear | MVS08N4NW2A_110VAC-M_110VAC-CC_110VAC-ST | SCHNEIDER | 800A | 50kA | Nos. | None | Inventory | 800A FP 50kA EDO MVS ACB with O/C,S/C protection & 110V AC Motor, 110V AC Closing, 110V AC Shunt, Microprocessor based Release ET2A, Frame size 1, Isc=Icu=50kA@440V AC, Icw=50kA for 1s
11080 | 800A FP 50kA EDO MVS ACB with O/C,S/C protection & 110V DC Motor, 110V DC Closing, 110V DC Shunt, Microprocessor based Release ET2A, Frame size 1, Isc=Icu=50kA@440V AC, Icw=50kA for 1s | ACB | LV_Switchgear | MVS08N4NW2A_110VDC-M_110VDC-CC_110VDC-ST | SCHNEIDER | 800A | 50kA | Nos. | None | Inventory | 800A FP 50kA EDO MVS ACB with O/C,S/C protection & 110V DC Motor, 110V DC Closing, 110V DC Shunt, Microprocessor based Release ET2A, Frame size 1, Isc=Icu=50kA@440V AC, Icw=50kA for 1s
11081 | 800A FP 50kA EDO MVS ACB with O/C,S/C protection & 240V AC Motor, 240V AC Closing, 240V AC Shunt, Microprocessor based Release ET2A, Frame size 1, Isc=Icu=50kA@440V AC, Icw=50kA for 1s | ACB | LV_Switchgear | MVS08N4NW2A_240VAC-M_240VAC-CC_240VAC-ST | SCHNEIDER | 800A | 50kA | Nos. | None | Inventory | 800A FP 50kA EDO MVS ACB with O/C,S/C protection & 240V AC Motor, 240V AC Closing, 240V AC Shunt, Microprocessor based Release ET2A, Frame size 1, Isc=Icu=50kA@440V AC, Icw=50kA for 1s
11082 | 800A FP 50kA EDO MVS ACB with O/C,S/C protection & 240V DC Motor, 240V DC Closing, 240V DC Shunt, Microprocessor based Release ET2A, Frame size 1, Isc=Icu=50kA@440V AC, Icw=50kA for 1s | ACB | LV_Switchgear | MVS08N4NW2A_240VDC-M_240VDC-CC_240VDC-ST | SCHNEIDER | 800A | 50kA | Nos. | None | Inventory | 800A FP 50kA EDO MVS ACB with O/C,S/C protection & 240V DC Motor, 240V DC Closing, 240V DC Shunt, Microprocessor based Release ET2A, Frame size 1, Isc=Icu=50kA@440V AC, Icw=50kA for 1s
11083 | 800A FP 50kA EDO MVS ACB with O/C,S/C protection & 24V DC Motor, 24V DC Closing, 24V DC Shunt, Microprocessor based Release ET2A, Frame size 1, Isc=Icu=50kA@440V AC, Icw=50kA for 1s | ACB | LV_Switchgear | MVS08N4NW2A_24VDC-M_24VDC-CC_24VDC-ST | SCHNEIDER | 800A | 50kA | Nos. | None | Inventory | 800A FP 50kA EDO MVS ACB with O/C,S/C protection & 24V DC Motor, 24V DC Closing, 24V DC Shunt, Microprocessor based Release ET2A, Frame size 1, Isc=Icu=50kA@440V AC, Icw=50kA for 1s
11084 | 800A FP 50kA EDO MVS ACB with O/C,S/C protection & 415V AC Motor, 415V AC Closing, 415V AC Shunt, Microprocessor based Release ET2A, Frame size 1, Isc=Icu=50kA@440V AC, Icw=50kA for 1s | ACB | LV_Switchgear | MVS08N4NW2A_415VAC-M_415VAC-CC_415VAC-ST | SCHNEIDER | 800A | 50kA | Nos. | None | Inventory | 800A FP 50kA EDO MVS ACB with O/C,S/C protection & 415V AC Motor, 415V AC Closing, 415V AC Shunt, Microprocessor based Release ET2A, Frame size 1, Isc=Icu=50kA@440V AC, Icw=50kA for 1s
11085 | 800A FP 50kA EDO MVS ACB with O/C,S/C protection & 48V DC Motor, 48V DC Closing, 48V DC Shunt, Microprocessor based Release ET2A, Frame size 1, Isc=Icu=50kA@440V AC, Icw=50kA for 1s | ACB | LV_Switchgear | MVS08N4NW2A_48VDC-M_48VDC-CC_48VDC-ST | SCHNEIDER | 800A | 50kA | Nos. | None | Inventory | 800A FP 50kA EDO MVS ACB with O/C,S/C protection & 48V DC Motor, 48V DC Closing, 48V DC Shunt, Microprocessor based Release ET2A, Frame size 1, Isc=Icu=50kA@440V AC, Icw=50kA for 1s
11086 | 800A FP 50kA EDO MVS ACB with O/C,S/C protection & 110V AC Motor, 110V AC Closing, 110V AC Shunt, Microprocessor based Release ET2L, Frame size 1, Isc=Icu=50kA@440V AC, Icw=50kA for 1s | ACB | LV_Switchgear | MVS08N4NW2L_110VAC-M_110VAC-CC_110VAC-ST | SCHNEIDER | 800A | 50kA | Nos. | None | Inventory | 800A FP 50kA EDO MVS ACB with O/C,S/C protection & 110V AC Motor, 110V AC Closing, 110V AC Shunt, Microprocessor based Release ET2L, Frame size 1, Isc=Icu=50kA@440V AC, Icw=50kA for 1s
11087 | 800A FP 50kA EDO MVS ACB with O/C,S/C protection & 110V DC Motor, 110V DC Closing, 110V DC Shunt, Microprocessor based Release ET2L, Frame size 1, Isc=Icu=50kA@440V AC, Icw=50kA for 1s | ACB | LV_Switchgear | MVS08N4NW2L_110VDC-M_110VDC-CC_110VDC-ST | SCHNEIDER | 800A | 50kA | Nos. | None | Inventory | 800A FP 50kA EDO MVS ACB with O/C,S/C protection & 110V DC Motor, 110V DC Closing, 110V DC Shunt, Microprocessor based Release ET2L, Frame size 1, Isc=Icu=50kA@440V AC, Icw=50kA for 1s
11088 | 800A FP 50kA EDO MVS ACB with O/C,S/C protection & 240V AC Motor, 240V AC Closing, 240V AC Shunt, Microprocessor based Release ET2L, Frame size 1, Isc=Icu=50kA@440V AC, Icw=50kA for 1s | ACB | LV_Switchgear | MVS08N4NW2L_240VAC-M_240VAC-CC_240VAC-ST | SCHNEIDER | 800A | 50kA | Nos. | None | Inventory | 800A FP 50kA EDO MVS ACB with O/C,S/C protection & 240V AC Motor, 240V AC Closing, 240V AC Shunt, Microprocessor based Release ET2L, Frame size 1, Isc=Icu=50kA@440V AC, Icw=50kA for 1s
11089 | 800A FP 50kA EDO MVS ACB with O/C,S/C protection & 240V DC Motor, 240V DC Closing, 240V DC Shunt, Microprocessor based Release ET2L, Frame size 1, Isc=Icu=50kA@440V AC, Icw=50kA for 1s | ACB | LV_Switchgear | MVS08N4NW2L_240VDC-M_240VDC-CC_240VDC-ST | SCHNEIDER | 800A | 50kA | Nos. | None | Inventory | 800A FP 50kA EDO MVS ACB with O/C,S/C protection & 240V DC Motor, 240V DC Closing, 240V DC Shunt, Microprocessor based Release ET2L, Frame size 1, Isc=Icu=50kA@440V AC, Icw=50kA for 1s
11090 | 800A FP 50kA EDO MVS ACB with O/C,S/C protection & 24V DC Motor, 24V DC Closing, 24V DC Shunt, Microprocessor based Release ET2L, Frame size 1, Isc=Icu=50kA@440V AC, Icw=50kA for 1s | ACB | LV_Switchgear | MVS08N4NW2L_24VDC-M_24VDC-CC_24VDC-ST | SCHNEIDER | 800A | 50kA | Nos. | None | Inventory | 800A FP 50kA EDO MVS ACB with O/C,S/C protection & 24V DC Motor, 24V DC Closing, 24V DC Shunt, Microprocessor based Release ET2L, Frame size 1, Isc=Icu=50kA@440V AC, Icw=50kA for 1s
11091 | 800A FP 50kA EDO MVS ACB with O/C,S/C protection & 415V AC Motor, 415V AC Closing, 415V AC Shunt, Microprocessor based Release ET2L, Frame size 1, Isc=Icu=50kA@440V AC, Icw=50kA for 1s | ACB | LV_Switchgear | MVS08N4NW2L_415VAC-M_415VAC-CC_415VAC-ST | SCHNEIDER | 800A | 50kA | Nos. | None | Inventory | 800A FP 50kA EDO MVS ACB with O/C,S/C protection & 415V AC Motor, 415V AC Closing, 415V AC Shunt, Microprocessor based Release ET2L, Frame size 1, Isc=Icu=50kA@440V AC, Icw=50kA for 1s
11092 | 800A FP 50kA EDO MVS ACB with O/C,S/C protection & 48V DC Motor, 48V DC Closing, 48V DC Shunt, Microprocessor based Release ET2L, Frame size 1, Isc=Icu=50kA@440V AC, Icw=50kA for 1s | ACB | LV_Switchgear | MVS08N4NW2L_48VDC-M_48VDC-CC_48VDC-ST | SCHNEIDER | 800A | 50kA | Nos. | None | Inventory | 800A FP 50kA EDO MVS ACB with O/C,S/C protection & 48V DC Motor, 48V DC Closing, 48V DC Shunt, Microprocessor based Release ET2L, Frame size 1, Isc=Icu=50kA@440V AC, Icw=50kA for 1s
11093 | 800A FP 50kA EDO MVS ACB with O/C,S/C protection & 110V AC Motor, 110V AC Closing, 110V AC Shunt, Microprocessor based Release ET2V, Frame size 1, Isc=Icu=50kA@440V AC, Icw=50kA for 1s | ACB | LV_Switchgear | MVS08N4NW2V_110VAC-M_110VAC-CC_110VAC-ST | SCHNEIDER | 800A | 50kA | Nos. | None | Inventory | 800A FP 50kA EDO MVS ACB with O/C,S/C protection & 110V AC Motor, 110V AC Closing, 110V AC Shunt, Microprocessor based Release ET2V, Frame size 1, Isc=Icu=50kA@440V AC, Icw=50kA for 1s
11094 | 800A FP 50kA EDO MVS ACB with O/C,S/C protection & 110V DC Motor, 110V DC Closing, 110V DC Shunt, Microprocessor based Release ET2V, Frame size 1, Isc=Icu=50kA@440V AC, Icw=50kA for 1s | ACB | LV_Switchgear | MVS08N4NW2V_110VDC-M_110VDC-CC_110VDC-ST | SCHNEIDER | 800A | 50kA | Nos. | None | Inventory | 800A FP 50kA EDO MVS ACB with O/C,S/C protection & 110V DC Motor, 110V DC Closing, 110V DC Shunt, Microprocessor based Release ET2V, Frame size 1, Isc=Icu=50kA@440V AC, Icw=50kA for 1s
11095 | 800A FP 50kA EDO MVS ACB with O/C,S/C protection & 240V AC Motor, 240V AC Closing, 240V AC Shunt, Microprocessor based Release ET2V, Frame size 1, Isc=Icu=50kA@440V AC, Icw=50kA for 1s | ACB | LV_Switchgear | MVS08N4NW2V_240VAC-M_240VAC-CC_240VAC-ST | SCHNEIDER | 800A | 50kA | Nos. | None | Inventory | 800A FP 50kA EDO MVS ACB with O/C,S/C protection & 240V AC Motor, 240V AC Closing, 240V AC Shunt, Microprocessor based Release ET2V, Frame size 1, Isc=Icu=50kA@440V AC, Icw=50kA for 1s
11096 | 800A FP 50kA EDO MVS ACB with O/C,S/C protection & 240V DC Motor, 240V DC Closing, 240V DC Shunt, Microprocessor based Release ET2V, Frame size 1, Isc=Icu=50kA@440V AC, Icw=50kA for 1s | ACB | LV_Switchgear | MVS08N4NW2V_240VDC-M_240VDC-CC_240VDC-ST | SCHNEIDER | 800A | 50kA | Nos. | None | Inventory | 800A FP 50kA EDO MVS ACB with O/C,S/C protection & 240V DC Motor, 240V DC Closing, 240V DC Shunt, Microprocessor based Release ET2V, Frame size 1, Isc=Icu=50kA@440V AC, Icw=50kA for 1s
11097 | 800A FP 50kA EDO MVS ACB with O/C,S/C protection & 24V DC Motor, 24V DC Closing, 24V DC Shunt, Microprocessor based Release ET2V, Frame size 1, Isc=Icu=50kA@440V AC, Icw=50kA for 1s | ACB | LV_Switchgear | MVS08N4NW2V_24VDC-M_24VDC-CC_24VDC-ST | SCHNEIDER | 800A | 50kA | Nos. | None | Inventory | 800A FP 50kA EDO MVS ACB with O/C,S/C protection & 24V DC Motor, 24V DC Closing, 24V DC Shunt, Microprocessor based Release ET2V, Frame size 1, Isc=Icu=50kA@440V AC, Icw=50kA for 1s
11098 | 800A FP 50kA EDO MVS ACB with O/C,S/C protection & 415V AC Motor, 415V AC Closing, 415V AC Shunt, Microprocessor based Release ET2V, Frame size 1, Isc=Icu=50kA@440V AC, Icw=50kA for 1s | ACB | LV_Switchgear | MVS08N4NW2V_415VAC-M_415VAC-CC_415VAC-ST | SCHNEIDER | 800A | 50kA | Nos. | None | Inventory | 800A FP 50kA EDO MVS ACB with O/C,S/C protection & 415V AC Motor, 415V AC Closing, 415V AC Shunt, Microprocessor based Release ET2V, Frame size 1, Isc=Icu=50kA@440V AC, Icw=50kA for 1s
11099 | 800A FP 50kA EDO MVS ACB with O/C,S/C protection & 48V DC Motor, 48V DC Closing, 48V DC Shunt, Microprocessor based Release ET2V, Frame size 1, Isc=Icu=50kA@440V AC, Icw=50kA for 1s | ACB | LV_Switchgear | MVS08N4NW2V_48VDC-M_48VDC-CC_48VDC-ST | SCHNEIDER | 800A | 50kA | Nos. | None | Inventory | 800A FP 50kA EDO MVS ACB with O/C,S/C protection & 48V DC Motor, 48V DC Closing, 48V DC Shunt, Microprocessor based Release ET2V, Frame size 1, Isc=Icu=50kA@440V AC, Icw=50kA for 1s
11100 | 800A FP 50kA EDO MVS ACB with O/C,S/C,E/F protection & 110V AC Motor, 110V AC Closing, 110V AC Shunt, Microprocessor based Release ET6A, Frame size 1, Isc=Icu=50kA@440V AC, Icw=50kA for 1s | ACB | LV_Switchgear | MVS08N4NW6A_110VAC-M_110VAC-CC_110VAC-ST | SCHNEIDER | 800A | 50kA | Nos. | None | Inventory | 800A FP 50kA EDO MVS ACB with O/C,S/C,E/F protection & 110V AC Motor, 110V AC Closing, 110V AC Shunt, Microprocessor based Release ET6A, Frame size 1, Isc=Icu=50kA@440V AC, Icw=50kA for 1s
11101 | 800A FP 50kA EDO MVS ACB with O/C,S/C,E/F protection & 110V DC Motor, 110V DC Closing, 110V DC Shunt, Microprocessor based Release ET6A, Frame size 1, Isc=Icu=50kA@440V AC, Icw=50kA for 1s | ACB | LV_Switchgear | MVS08N4NW6A_110VDC-M_110VDC-CC_110VDC-ST | SCHNEIDER | 800A | 50kA | Nos. | None | Inventory | 800A FP 50kA EDO MVS ACB with O/C,S/C,E/F protection & 110V DC Motor, 110V DC Closing, 110V DC Shunt, Microprocessor based Release ET6A, Frame size 1, Isc=Icu=50kA@440V AC, Icw=50kA for 1s
11102 | 800A FP 50kA EDO MVS ACB with O/C,S/C,E/F protection & 240V AC Motor, 240V AC Closing, 240V AC Shunt, Microprocessor based Release ET6A, Frame size 1, Isc=Icu=50kA@440V AC, Icw=50kA for 1s | ACB | LV_Switchgear | MVS08N4NW6A_240VAC-M_240VAC-CC_240VAC-ST | SCHNEIDER | 800A | 50kA | Nos. | None | Inventory | 800A FP 50kA EDO MVS ACB with O/C,S/C,E/F protection & 240V AC Motor, 240V AC Closing, 240V AC Shunt, Microprocessor based Release ET6A, Frame size 1, Isc=Icu=50kA@440V AC, Icw=50kA for 1s
11103 | 800A FP 50kA EDO MVS ACB with O/C,S/C,E/F protection & 240V DC Motor, 240V DC Closing, 240V DC Shunt, Microprocessor based Release ET6A, Frame size 1, Isc=Icu=50kA@440V AC, Icw=50kA for 1s | ACB | LV_Switchgear | MVS08N4NW6A_240VDC-M_240VDC-CC_240VDC-ST | SCHNEIDER | 800A | 50kA | Nos. | None | Inventory | 800A FP 50kA EDO MVS ACB with O/C,S/C,E/F protection & 240V DC Motor, 240V DC Closing, 240V DC Shunt, Microprocessor based Release ET6A, Frame size 1, Isc=Icu=50kA@440V AC, Icw=50kA for 1s
11104 | 800A FP 50kA EDO MVS ACB with O/C,S/C,E/F protection & 24V DC Motor, 24V DC Closing, 24V DC Shunt, Microprocessor based Release ET6A, Frame size 1, Isc=Icu=50kA@440V AC, Icw=50kA for 1s | ACB | LV_Switchgear | MVS08N4NW6A_24VDC-M_24VDC-CC_24VDC-ST | SCHNEIDER | 800A | 50kA | Nos. | None | Inventory | 800A FP 50kA EDO MVS ACB with O/C,S/C,E/F protection & 24V DC Motor, 24V DC Closing, 24V DC Shunt, Microprocessor based Release ET6A, Frame size 1, Isc=Icu=50kA@440V AC, Icw=50kA for 1s
11105 | 800A FP 50kA EDO MVS ACB with O/C,S/C,E/F protection & 415V AC Motor, 415V AC Closing, 415V AC Shunt, Microprocessor based Release ET6A, Frame size 1, Isc=Icu=50kA@440V AC, Icw=50kA for 1s | ACB | LV_Switchgear | MVS08N4NW6A_415VAC-M_415VAC-CC_415VAC-ST | SCHNEIDER | 800A | 50kA | Nos. | None | Inventory | 800A FP 50kA EDO MVS ACB with O/C,S/C,E/F protection & 415V AC Motor, 415V AC Closing, 415V AC Shunt, Microprocessor based Release ET6A, Frame size 1, Isc=Icu=50kA@440V AC, Icw=50kA for 1s
11106 | 800A FP 50kA EDO MVS ACB with O/C,S/C,E/F protection & 48V DC Motor, 48V DC Closing, 48V DC Shunt, Microprocessor based Release ET6A, Frame size 1, Isc=Icu=50kA@440V AC, Icw=50kA for 1s | ACB | LV_Switchgear | MVS08N4NW6A_48VDC-M_48VDC-CC_48VDC-ST | SCHNEIDER | 800A | 50kA | Nos. | None | Inventory | 800A FP 50kA EDO MVS ACB with O/C,S/C,E/F protection & 48V DC Motor, 48V DC Closing, 48V DC Shunt, Microprocessor based Release ET6A, Frame size 1, Isc=Icu=50kA@440V AC, Icw=50kA for 1s
11107 | 800A FP 50kA EDO MVS ACB with O/C,S/C,E/F protection & 110V AC Motor, 110V AC Closing, 110V AC Shunt, Microprocessor based Release ET6G, Frame size 1, Isc=Icu=50kA@440V AC, Icw=50kA for 1s | ACB | LV_Switchgear | MVS08N4NW6L_110VAC-M_110VAC-CC_110VAC-ST | SCHNEIDER | 800A | 50kA | Nos. | None | Inventory | 800A FP 50kA EDO MVS ACB with O/C,S/C,E/F protection & 110V AC Motor, 110V AC Closing, 110V AC Shunt, Microprocessor based Release ET6G, Frame size 1, Isc=Icu=50kA@440V AC, Icw=50kA for 1s
11108 | 800A FP 50kA EDO MVS ACB with O/C,S/C,E/F protection & 110V DC Motor, 110V DC Closing, 110V DC Shunt, Microprocessor based Release ET6G, Frame size 1, Isc=Icu=50kA@440V AC, Icw=50kA for 1s | ACB | LV_Switchgear | MVS08N4NW6L_110VDC-M_110VDC-CC_110VDC-ST | SCHNEIDER | 800A | 50kA | Nos. | None | Inventory | 800A FP 50kA EDO MVS ACB with O/C,S/C,E/F protection & 110V DC Motor, 110V DC Closing, 110V DC Shunt, Microprocessor based Release ET6G, Frame size 1, Isc=Icu=50kA@440V AC, Icw=50kA for 1s
11109 | 800A FP 50kA EDO MVS ACB with O/C,S/C,E/F protection & 240V AC Motor, 240V AC Closing, 240V AC Shunt, Microprocessor based Release ET6G, Frame size 1, Isc=Icu=50kA@440V AC, Icw=50kA for 1s | ACB | LV_Switchgear | MVS08N4NW6L_240VAC-M_240VAC-CC_240VAC-ST | SCHNEIDER | 800A | 50kA | Nos. | None | Inventory | 800A FP 50kA EDO MVS ACB with O/C,S/C,E/F protection & 240V AC Motor, 240V AC Closing, 240V AC Shunt, Microprocessor based Release ET6G, Frame size 1, Isc=Icu=50kA@440V AC, Icw=50kA for 1s
11110 | 800A FP 50kA EDO MVS ACB with O/C,S/C,E/F protection & 240V DC Motor, 240V DC Closing, 240V DC Shunt, Microprocessor based Release ET6G, Frame size 1, Isc=Icu=50kA@440V AC, Icw=50kA for 1s | ACB | LV_Switchgear | MVS08N4NW6L_240VDC-M_240VDC-CC_240VDC-ST | SCHNEIDER | 800A | 50kA | Nos. | None | Inventory | 800A FP 50kA EDO MVS ACB with O/C,S/C,E/F protection & 240V DC Motor, 240V DC Closing, 240V DC Shunt, Microprocessor based Release ET6G, Frame size 1, Isc=Icu=50kA@440V AC, Icw=50kA for 1s
11111 | 800A FP 50kA EDO MVS ACB with O/C,S/C,E/F protection & 24V DC Motor, 24V DC Closing, 24V DC Shunt, Microprocessor based Release ET6G, Frame size 1, Isc=Icu=50kA@440V AC, Icw=50kA for 1s | ACB | LV_Switchgear | MVS08N4NW6L_24VDC-M_24VDC-CC_24VDC-ST | SCHNEIDER | 800A | 50kA | Nos. | None | Inventory | 800A FP 50kA EDO MVS ACB with O/C,S/C,E/F protection & 24V DC Motor, 24V DC Closing, 24V DC Shunt, Microprocessor based Release ET6G, Frame size 1, Isc=Icu=50kA@440V AC, Icw=50kA for 1s
11112 | 800A FP 50kA EDO MVS ACB with O/C,S/C,E/F protection & 415V AC Motor, 415V AC Closing, 415V AC Shunt, Microprocessor based Release ET6G, Frame size 1, Isc=Icu=50kA@440V AC, Icw=50kA for 1s | ACB | LV_Switchgear | MVS08N4NW6L_415VAC-M_415VAC-CC_415VAC-ST | SCHNEIDER | 800A | 50kA | Nos. | None | Inventory | 800A FP 50kA EDO MVS ACB with O/C,S/C,E/F protection & 415V AC Motor, 415V AC Closing, 415V AC Shunt, Microprocessor based Release ET6G, Frame size 1, Isc=Icu=50kA@440V AC, Icw=50kA for 1s
11113 | 800A FP 50kA EDO MVS ACB with O/C,S/C,E/F protection & 48V DC Motor, 48V DC Closing, 48V DC Shunt, Microprocessor based Release ET6G, Frame size 1, Isc=Icu=50kA@440V AC, Icw=50kA for 1s | ACB | LV_Switchgear | MVS08N4NW6L_48VDC-M_48VDC-CC_48VDC-ST | SCHNEIDER | 800A | 50kA | Nos. | None | Inventory | 800A FP 50kA EDO MVS ACB with O/C,S/C,E/F protection & 48V DC Motor, 48V DC Closing, 48V DC Shunt, Microprocessor based Release ET6G, Frame size 1, Isc=Icu=50kA@440V AC, Icw=50kA for 1s
11114 | 800A FP 50kA EDO MVS ACB with O/C,S/C,E/F protection & 110V AC Motor, 110V AC Closing, 110V AC Shunt, Microprocessor based Release ET6V, Frame size 1, Isc=Icu=50kA@440V AC, Icw=50kA for 1s | ACB | LV_Switchgear | MVS08N4NW6V_110VAC-M_110VAC-CC_110VAC-ST | SCHNEIDER | 800A | 50kA | Nos. | None | Inventory | 800A FP 50kA EDO MVS ACB with O/C,S/C,E/F protection & 110V AC Motor, 110V AC Closing, 110V AC Shunt, Microprocessor based Release ET6V, Frame size 1, Isc=Icu=50kA@440V AC, Icw=50kA for 1s
11115 | 800A FP 50kA EDO MVS ACB with O/C,S/C,E/F protection & 110V DC Motor, 110V DC Closing, 110V DC Shunt, Microprocessor based Release ET6V, Frame size 1, Isc=Icu=50kA@440V AC, Icw=50kA for 1s | ACB | LV_Switchgear | MVS08N4NW6V_110VDC-M_110VDC-CC_110VDC-ST | SCHNEIDER | 800A | 50kA | Nos. | None | Inventory | 800A FP 50kA EDO MVS ACB with O/C,S/C,E/F protection & 110V DC Motor, 110V DC Closing, 110V DC Shunt, Microprocessor based Release ET6V, Frame size 1, Isc=Icu=50kA@440V AC, Icw=50kA for 1s
11116 | 800A FP 50kA EDO MVS ACB with O/C,S/C,E/F protection & 240V AC Motor, 240V AC Closing, 240V AC Shunt, Microprocessor based Release ET6V, Frame size 1, Isc=Icu=50kA@440V AC, Icw=50kA for 1s | ACB | LV_Switchgear | MVS08N4NW6V_240VAC-M_240VAC-CC_240VAC-ST | SCHNEIDER | 800A | 50kA | Nos. | None | Inventory | 800A FP 50kA EDO MVS ACB with O/C,S/C,E/F protection & 240V AC Motor, 240V AC Closing, 240V AC Shunt, Microprocessor based Release ET6V, Frame size 1, Isc=Icu=50kA@440V AC, Icw=50kA for 1s
11117 | 800A FP 50kA EDO MVS ACB with O/C,S/C,E/F protection & 240V DC Motor, 240V DC Closing, 240V DC Shunt, Microprocessor based Release ET6V, Frame size 1, Isc=Icu=50kA@440V AC, Icw=50kA for 1s | ACB | LV_Switchgear | MVS08N4NW6V_240VDC-M_240VDC-CC_240VDC-ST | SCHNEIDER | 800A | 50kA | Nos. | None | Inventory | 800A FP 50kA EDO MVS ACB with O/C,S/C,E/F protection & 240V DC Motor, 240V DC Closing, 240V DC Shunt, Microprocessor based Release ET6V, Frame size 1, Isc=Icu=50kA@440V AC, Icw=50kA for 1s
11118 | 800A FP 50kA EDO MVS ACB with O/C,S/C,E/F protection & 24V DC Motor, 24V DC Closing, 24V DC Shunt, Microprocessor based Release ET6V, Frame size 1, Isc=Icu=50kA@440V AC, Icw=50kA for 1s | ACB | LV_Switchgear | MVS08N4NW6V_24VDC-M_24VDC-CC_24VDC-ST | SCHNEIDER | 800A | 50kA | Nos. | None | Inventory | 800A FP 50kA EDO MVS ACB with O/C,S/C,E/F protection & 24V DC Motor, 24V DC Closing, 24V DC Shunt, Microprocessor based Release ET6V, Frame size 1, Isc=Icu=50kA@440V AC, Icw=50kA for 1s
11119 | 800A FP 50kA EDO MVS ACB with O/C,S/C,E/F protection & 415V AC Motor, 415V AC Closing, 415V AC Shunt, Microprocessor based Release ET6V, Frame size 1, Isc=Icu=50kA@440V AC, Icw=50kA for 1s | ACB | LV_Switchgear | MVS08N4NW6V_415VAC-M_415VAC-CC_415VAC-ST | SCHNEIDER | 800A | 50kA | Nos. | None | Inventory | 800A FP 50kA EDO MVS ACB with O/C,S/C,E/F protection & 415V AC Motor, 415V AC Closing, 415V AC Shunt, Microprocessor based Release ET6V, Frame size 1, Isc=Icu=50kA@440V AC, Icw=50kA for 1s
11120 | 800A FP 50kA EDO MVS ACB with O/C,S/C,E/F protection & 48V DC Motor, 48V DC Closing, 48V DC Shunt, Microprocessor based Release ET6V, Frame size 1, Isc=Icu=50kA@440V AC, Icw=50kA for 1s | ACB | LV_Switchgear | MVS08N4NW6V_48VDC-M_48VDC-CC_48VDC-ST | SCHNEIDER | 800A | 50kA | Nos. | None | Inventory | 800A FP 50kA EDO MVS ACB with O/C,S/C,E/F protection & 48V DC Motor, 48V DC Closing, 48V DC Shunt, Microprocessor based Release ET6V, Frame size 1, Isc=Icu=50kA@440V AC, Icw=50kA for 1s
11121 | 1000A TP 50kA MDO MVS ACB without Release, Frame size 1, Ics=Icu=50kA@440V AC, Icw=50kA for 1s | ACB | LV_Switchgear | MVS10N3MW0D | SCHNEIDER | 1000A | 50kA | Nos. | None | Inventory | 1000A TP 50kA MDO MVS ACB without Release, Frame size 1, Ics=Icu=50kA@440V AC, Icw=50kA for 1s
11122 | 1000A TP 50kA MDO MVS ACB with O/C,S/C protection, Microprocessor based Release ET2A, Frame size 1, Ics=Icu=50kA@440V AC, Icw=50kA for 1s | ACB | LV_Switchgear | MVS10N3MW2A | SCHNEIDER | 1000A | 50kA | Nos. | None | Inventory | 1000A TP 50kA MDO MVS ACB with O/C,S/C protection, Microprocessor based Release ET2A, Frame size 1, Ics=Icu=50kA@440V AC, Icw=50kA for 1s
11123 | 1000A TP 50kA MDO MVS ACB with O/C,S/C protection, Microprocessor based Release ET2L, Frame size 1, Ics=Icu=50kA@440V AC, Icw=50kA for 1s | ACB | LV_Switchgear | MVS10N3MW2L | SCHNEIDER | 1000A | 50kA | Nos. | None | Inventory | 1000A TP 50kA MDO MVS ACB with O/C,S/C protection, Microprocessor based Release ET2L, Frame size 1, Ics=Icu=50kA@440V AC, Icw=50kA for 1s
11124 | 1000A TP 50kA MDO MVS ACB with O/C,S/C protection, Microprocessor based Release ET2V, Frame size 1, Ics=Icu=50kA@440V AC, Icw=50kA for 1s | ACB | LV_Switchgear | MVS10N3MW2V | SCHNEIDER | 1000A | 50kA | Nos. | None | Inventory | 1000A TP 50kA MDO MVS ACB with O/C,S/C protection, Microprocessor based Release ET2V, Frame size 1, Ics=Icu=50kA@440V AC, Icw=50kA for 1s
11125 | 1000A TP 50kA MDO MVS ACB with O/C,S/C,E/F protection, Microprocessor based Release ET6A, Frame size 1, Ics=Icu=50kA@440V AC, Icw=50kA for 1s | ACB | LV_Switchgear | MVS10N3MW6A | SCHNEIDER | 1000A | 50kA | Nos. | None | Inventory | 1000A TP 50kA MDO MVS ACB with O/C,S/C,E/F protection, Microprocessor based Release ET6A, Frame size 1, Ics=Icu=50kA@440V AC, Icw=50kA for 1s
11126 | 1000A TP 50kA MDO MVS ACB with O/C,S/C,E/F protection, Microprocessor based Release ET6G, Frame size 1, Ics=Icu=50kA@440V AC, Icw=50kA for 1s | ACB | LV_Switchgear | MVS10N3MW6L | SCHNEIDER | 1000A | 50kA | Nos. | None | Inventory | 1000A TP 50kA MDO MVS ACB with O/C,S/C,E/F protection, Microprocessor based Release ET6G, Frame size 1, Ics=Icu=50kA@440V AC, Icw=50kA for 1s
11127 | 1000A TP 50kA MDO MVS ACB with O/C,S/C,E/F protection, Microprocessor based Release ET6V, Frame size 1, Ics=Icu=50kA@440V AC, Icw=50kA for 1s | ACB | LV_Switchgear | MVS10N3MW6V | SCHNEIDER | 1000A | 50kA | Nos. | None | Inventory | 1000A TP 50kA MDO MVS ACB with O/C,S/C,E/F protection, Microprocessor based Release ET6V, Frame size 1, Ics=Icu=50kA@440V AC, Icw=50kA for 1s
11128 | 1000A TP 50kA EDO MVS ACB without Release & 110V AC Motor, 110V AC Closing, 110V AC Shunt, Frame size 1, Isc=Icu=50kA@440V AC, Icw=50kA for 1s | ACB | LV_Switchgear | MVS10N3NW0D_110VAC-M_110VAC-CC_110VAC-ST | SCHNEIDER | 1000A | 50kA | Nos. | None | Inventory | 1000A TP 50kA EDO MVS ACB without Release & 110V AC Motor, 110V AC Closing, 110V AC Shunt, Frame size 1, Isc=Icu=50kA@440V AC, Icw=50kA for 1s
11129 | 1000A TP 50kA EDO MVS ACB without Release & 110V DC Motor, 110V DC Closing, 110V DC Shunt, Frame size 1, Isc=Icu=50kA@440V AC, Icw=50kA for 1s | ACB | LV_Switchgear | MVS10N3NW0D_110VDC-M_110VDC-CC_110VDC-ST | SCHNEIDER | 1000A | 50kA | Nos. | None | Inventory | 1000A TP 50kA EDO MVS ACB without Release & 110V DC Motor, 110V DC Closing, 110V DC Shunt, Frame size 1, Isc=Icu=50kA@440V AC, Icw=50kA for 1s
11130 | 1000A TP 50kA EDO MVS ACB without Release & 240V AC Motor, 240V AC Closing, 240V AC Shunt, Frame size 1, Isc=Icu=50kA@440V AC, Icw=50kA for 1s | ACB | LV_Switchgear | MVS10N3NW0D_240VAC-M_240VAC-CC_240VAC-ST | SCHNEIDER | 1000A | 50kA | Nos. | None | Inventory | 1000A TP 50kA EDO MVS ACB without Release & 240V AC Motor, 240V AC Closing, 240V AC Shunt, Frame size 1, Isc=Icu=50kA@440V AC, Icw=50kA for 1s
11131 | 1000A TP 50kA EDO MVS ACB without Release & 240V DC Motor, 240V DC Closing, 240V DC Shunt, Frame size 1, Isc=Icu=50kA@440V AC, Icw=50kA for 1s | ACB | LV_Switchgear | MVS10N3NW0D_240VDC-M_240VDC-CC_240VDC-ST | SCHNEIDER | 1000A | 50kA | Nos. | None | Inventory | 1000A TP 50kA EDO MVS ACB without Release & 240V DC Motor, 240V DC Closing, 240V DC Shunt, Frame size 1, Isc=Icu=50kA@440V AC, Icw=50kA for 1s
11132 | 1000A TP 50kA EDO MVS ACB without Release & 24V DC Motor, 24V DC Closing, 24V DC Shunt, Frame size 1, Isc=Icu=50kA@440V AC, Icw=50kA for 1s | ACB | LV_Switchgear | MVS10N3NW0D_24VDC-M_24VDC-CC_24VDC-ST | SCHNEIDER | 1000A | 50kA | Nos. | None | Inventory | 1000A TP 50kA EDO MVS ACB without Release & 24V DC Motor, 24V DC Closing, 24V DC Shunt, Frame size 1, Isc=Icu=50kA@440V AC, Icw=50kA for 1s
11133 | 1000A TP 50kA EDO MVS ACB without Release & 415V AC Motor, 415V AC Closing, 415V AC Shunt, Frame size 1, Isc=Icu=50kA@440V AC, Icw=50kA for 1s | ACB | LV_Switchgear | MVS10N3NW0D_415VAC-M_415VAC-CC_415VAC-ST | SCHNEIDER | 1000A | 50kA | Nos. | None | Inventory | 1000A TP 50kA EDO MVS ACB without Release & 415V AC Motor, 415V AC Closing, 415V AC Shunt, Frame size 1, Isc=Icu=50kA@440V AC, Icw=50kA for 1s
11134 | 1000A TP 50kA EDO MVS ACB without Release & 48V DC Motor, 48V DC Closing, 48V DC Shunt, Frame size 1, Isc=Icu=50kA@440V AC, Icw=50kA for 1s | ACB | LV_Switchgear | MVS10N3NW0D_48VDC-M_48VDC-CC_48VDC-ST | SCHNEIDER | 1000A | 50kA | Nos. | None | Inventory | 1000A TP 50kA EDO MVS ACB without Release & 48V DC Motor, 48V DC Closing, 48V DC Shunt, Frame size 1, Isc=Icu=50kA@440V AC, Icw=50kA for 1s
11135 | 1000A TP 50kA EDO MVS ACB with O/C,S/C protection & 110V AC Motor, 110V AC Closing, 110V AC Shunt, Microprocessor based Release ET2A, Frame size 1, Isc=Icu=50kA@440V AC, Icw=50kA for 1s | ACB | LV_Switchgear | MVS10N3NW2A_110VAC-M_110VAC-CC_110VAC-ST | SCHNEIDER | 1000A | 50kA | Nos. | None | Inventory | 1000A TP 50kA EDO MVS ACB with O/C,S/C protection & 110V AC Motor, 110V AC Closing, 110V AC Shunt, Microprocessor based Release ET2A, Frame size 1, Isc=Icu=50kA@440V AC, Icw=50kA for 1s
11136 | 1000A TP 50kA EDO MVS ACB with O/C,S/C protection & 110V DC Motor, 110V DC Closing, 110V DC Shunt, Microprocessor based Release ET2A, Frame size 1, Isc=Icu=50kA@440V AC, Icw=50kA for 1s | ACB | LV_Switchgear | MVS10N3NW2A_110VDC-M_110VDC-CC_110VDC-ST | SCHNEIDER | 1000A | 50kA | Nos. | None | Inventory | 1000A TP 50kA EDO MVS ACB with O/C,S/C protection & 110V DC Motor, 110V DC Closing, 110V DC Shunt, Microprocessor based Release ET2A, Frame size 1, Isc=Icu=50kA@440V AC, Icw=50kA for 1s
11137 | 1000A TP 50kA EDO MVS ACB with O/C,S/C protection & 240V AC Motor, 240V AC Closing, 240V AC Shunt, Microprocessor based Release ET2A, Frame size 1, Isc=Icu=50kA@440V AC, Icw=50kA for 1s | ACB | LV_Switchgear | MVS10N3NW2A_240VAC-M_240VAC-CC_240VAC-ST | SCHNEIDER | 1000A | 50kA | Nos. | None | Inventory | 1000A TP 50kA EDO MVS ACB with O/C,S/C protection & 240V AC Motor, 240V AC Closing, 240V AC Shunt, Microprocessor based Release ET2A, Frame size 1, Isc=Icu=50kA@440V AC, Icw=50kA for 1s
11138 | 1000A TP 50kA EDO MVS ACB with O/C,S/C protection & 240V DC Motor, 240V DC Closing, 240V DC Shunt, Microprocessor based Release ET2A, Frame size 1, Isc=Icu=50kA@440V AC, Icw=50kA for 1s | ACB | LV_Switchgear | MVS10N3NW2A_240VDC-M_240VDC-CC_240VDC-ST | SCHNEIDER | 1000A | 50kA | Nos. | None | Inventory | 1000A TP 50kA EDO MVS ACB with O/C,S/C protection & 240V DC Motor, 240V DC Closing, 240V DC Shunt, Microprocessor based Release ET2A, Frame size 1, Isc=Icu=50kA@440V AC, Icw=50kA for 1s
11139 | 1000A TP 50kA EDO MVS ACB with O/C,S/C protection & 24V DC Motor, 24V DC Closing, 24V DC Shunt, Microprocessor based Release ET2A, Frame size 1, Isc=Icu=50kA@440V AC, Icw=50kA for 1s | ACB | LV_Switchgear | MVS10N3NW2A_24VDC-M_24VDC-CC_24VDC-ST | SCHNEIDER | 1000A | 50kA | Nos. | None | Inventory | 1000A TP 50kA EDO MVS ACB with O/C,S/C protection & 24V DC Motor, 24V DC Closing, 24V DC Shunt, Microprocessor based Release ET2A, Frame size 1, Isc=Icu=50kA@440V AC, Icw=50kA for 1s
11140 | 1000A TP 50kA EDO MVS ACB with O/C,S/C protection & 415V AC Motor, 415V AC Closing, 415V AC Shunt, Microprocessor based Release ET2A, Frame size 1, Isc=Icu=50kA@440V AC, Icw=50kA for 1s | ACB | LV_Switchgear | MVS10N3NW2A_415VAC-M_415VAC-CC_415VAC-ST | SCHNEIDER | 1000A | 50kA | Nos. | None | Inventory | 1000A TP 50kA EDO MVS ACB with O/C,S/C protection & 415V AC Motor, 415V AC Closing, 415V AC Shunt, Microprocessor based Release ET2A, Frame size 1, Isc=Icu=50kA@440V AC, Icw=50kA for 1s
11141 | 1000A TP 50kA EDO MVS ACB with O/C,S/C protection & 48V DC Motor, 48V DC Closing, 48V DC Shunt, Microprocessor based Release ET2A, Frame size 1, Isc=Icu=50kA@440V AC, Icw=50kA for 1s | ACB | LV_Switchgear | MVS10N3NW2A_48VDC-M_48VDC-CC_48VDC-ST | SCHNEIDER | 1000A | 50kA | Nos. | None | Inventory | 1000A TP 50kA EDO MVS ACB with O/C,S/C protection & 48V DC Motor, 48V DC Closing, 48V DC Shunt, Microprocessor based Release ET2A, Frame size 1, Isc=Icu=50kA@440V AC, Icw=50kA for 1s
11142 | 1000A TP 50kA EDO MVS ACB with O/C,S/C protection & 110V AC Motor, 110V AC Closing, 110V AC Shunt, Microprocessor based Release ET2L, Frame size 1, Isc=Icu=50kA@440V AC, Icw=50kA for 1s | ACB | LV_Switchgear | MVS10N3NW2L_110VAC-M_110VAC-CC_110VAC-ST | SCHNEIDER | 1000A | 50kA | Nos. | None | Inventory | 1000A TP 50kA EDO MVS ACB with O/C,S/C protection & 110V AC Motor, 110V AC Closing, 110V AC Shunt, Microprocessor based Release ET2L, Frame size 1, Isc=Icu=50kA@440V AC, Icw=50kA for 1s
11143 | 1000A TP 50kA EDO MVS ACB with O/C,S/C protection & 110V DC Motor, 110V DC Closing, 110V DC Shunt, Microprocessor based Release ET2L, Frame size 1, Isc=Icu=50kA@440V AC, Icw=50kA for 1s | ACB | LV_Switchgear | MVS10N3NW2L_110VDC-M_110VDC-CC_110VDC-ST | SCHNEIDER | 1000A | 50kA | Nos. | None | Inventory | 1000A TP 50kA EDO MVS ACB with O/C,S/C protection & 110V DC Motor, 110V DC Closing, 110V DC Shunt, Microprocessor based Release ET2L, Frame size 1, Isc=Icu=50kA@440V AC, Icw=50kA for 1s
11144 | 1000A TP 50kA EDO MVS ACB with O/C,S/C protection & 240V AC Motor, 240V AC Closing, 240V AC Shunt, Microprocessor based Release ET2L, Frame size 1, Isc=Icu=50kA@440V AC, Icw=50kA for 1s | ACB | LV_Switchgear | MVS10N3NW2L_240VAC-M_240VAC-CC_240VAC-ST | SCHNEIDER | 1000A | 50kA | Nos. | None | Inventory | 1000A TP 50kA EDO MVS ACB with O/C,S/C protection & 240V AC Motor, 240V AC Closing, 240V AC Shunt, Microprocessor based Release ET2L, Frame size 1, Isc=Icu=50kA@440V AC, Icw=50kA for 1s
11145 | 1000A TP 50kA EDO MVS ACB with O/C,S/C protection & 240V DC Motor, 240V DC Closing, 240V DC Shunt, Microprocessor based Release ET2L, Frame size 1, Isc=Icu=50kA@440V AC, Icw=50kA for 1s | ACB | LV_Switchgear | MVS10N3NW2L_240VDC-M_240VDC-CC_240VDC-ST | SCHNEIDER | 1000A | 50kA | Nos. | None | Inventory | 1000A TP 50kA EDO MVS ACB with O/C,S/C protection & 240V DC Motor, 240V DC Closing, 240V DC Shunt, Microprocessor based Release ET2L, Frame size 1, Isc=Icu=50kA@440V AC, Icw=50kA for 1s
11146 | 1000A TP 50kA EDO MVS ACB with O/C,S/C protection & 24V DC Motor, 24V DC Closing, 24V DC Shunt, Microprocessor based Release ET2L, Frame size 1, Isc=Icu=50kA@440V AC, Icw=50kA for 1s | ACB | LV_Switchgear | MVS10N3NW2L_24VDC-M_24VDC-CC_24VDC-ST | SCHNEIDER | 1000A | 50kA | Nos. | None | Inventory | 1000A TP 50kA EDO MVS ACB with O/C,S/C protection & 24V DC Motor, 24V DC Closing, 24V DC Shunt, Microprocessor based Release ET2L, Frame size 1, Isc=Icu=50kA@440V AC, Icw=50kA for 1s
11147 | 1000A TP 50kA EDO MVS ACB with O/C,S/C protection & 415V AC Motor, 415V AC Closing, 415V AC Shunt, Microprocessor based Release ET2L, Frame size 1, Isc=Icu=50kA@440V AC, Icw=50kA for 1s | ACB | LV_Switchgear | MVS10N3NW2L_415VAC-M_415VAC-CC_415VAC-ST | SCHNEIDER | 1000A | 50kA | Nos. | None | Inventory | 1000A TP 50kA EDO MVS ACB with O/C,S/C protection & 415V AC Motor, 415V AC Closing, 415V AC Shunt, Microprocessor based Release ET2L, Frame size 1, Isc=Icu=50kA@440V AC, Icw=50kA for 1s
11148 | 1000A TP 50kA EDO MVS ACB with O/C,S/C protection & 48V DC Motor, 48V DC Closing, 48V DC Shunt, Microprocessor based Release ET2L, Frame size 1, Isc=Icu=50kA@440V AC, Icw=50kA for 1s | ACB | LV_Switchgear | MVS10N3NW2L_48VDC-M_48VDC-CC_48VDC-ST | SCHNEIDER | 1000A | 50kA | Nos. | None | Inventory | 1000A TP 50kA EDO MVS ACB with O/C,S/C protection & 48V DC Motor, 48V DC Closing, 48V DC Shunt, Microprocessor based Release ET2L, Frame size 1, Isc=Icu=50kA@440V AC, Icw=50kA for 1s
11149 | 1000A TP 50kA EDO MVS ACB with O/C,S/C protection & 110V AC Motor, 110V AC Closing, 110V AC Shunt, Microprocessor based Release ET2V, Frame size 1, Isc=Icu=50kA@440V AC, Icw=50kA for 1s | ACB | LV_Switchgear | MVS10N3NW2V_110VAC-M_110VAC-CC_110VAC-ST | SCHNEIDER | 1000A | 50kA | Nos. | None | Inventory | 1000A TP 50kA EDO MVS ACB with O/C,S/C protection & 110V AC Motor, 110V AC Closing, 110V AC Shunt, Microprocessor based Release ET2V, Frame size 1, Isc=Icu=50kA@440V AC, Icw=50kA for 1s
11150 | 1000A TP 50kA EDO MVS ACB with O/C,S/C protection & 110V DC Motor, 110V DC Closing, 110V DC Shunt, Microprocessor based Release ET2V, Frame size 1, Isc=Icu=50kA@440V AC, Icw=50kA for 1s | ACB | LV_Switchgear | MVS10N3NW2V_110VDC-M_110VDC-CC_110VDC-ST | SCHNEIDER | 1000A | 50kA | Nos. | None | Inventory | 1000A TP 50kA EDO MVS ACB with O/C,S/C protection & 110V DC Motor, 110V DC Closing, 110V DC Shunt, Microprocessor based Release ET2V, Frame size 1, Isc=Icu=50kA@440V AC, Icw=50kA for 1s
11151 | 1000A TP 50kA EDO MVS ACB with O/C,S/C protection & 240V AC Motor, 240V AC Closing, 240V AC Shunt, Microprocessor based Release ET2V, Frame size 1, Isc=Icu=50kA@440V AC, Icw=50kA for 1s | ACB | LV_Switchgear | MVS10N3NW2V_240VAC-M_240VAC-CC_240VAC-ST | SCHNEIDER | 1000A | 50kA | Nos. | None | Inventory | 1000A TP 50kA EDO MVS ACB with O/C,S/C protection & 240V AC Motor, 240V AC Closing, 240V AC Shunt, Microprocessor based Release ET2V, Frame size 1, Isc=Icu=50kA@440V AC, Icw=50kA for 1s
11152 | 1000A TP 50kA EDO MVS ACB with O/C,S/C protection & 240V DC Motor, 240V DC Closing, 240V DC Shunt, Microprocessor based Release ET2V, Frame size 1, Isc=Icu=50kA@440V AC, Icw=50kA for 1s | ACB | LV_Switchgear | MVS10N3NW2V_240VDC-M_240VDC-CC_240VDC-ST | SCHNEIDER | 1000A | 50kA | Nos. | None | Inventory | 1000A TP 50kA EDO MVS ACB with O/C,S/C protection & 240V DC Motor, 240V DC Closing, 240V DC Shunt, Microprocessor based Release ET2V, Frame size 1, Isc=Icu=50kA@440V AC, Icw=50kA for 1s
11153 | 1000A TP 50kA EDO MVS ACB with O/C,S/C protection & 24V DC Motor, 24V DC Closing, 24V DC Shunt, Microprocessor based Release ET2V, Frame size 1, Isc=Icu=50kA@440V AC, Icw=50kA for 1s | ACB | LV_Switchgear | MVS10N3NW2V_24VDC-M_24VDC-CC_24VDC-ST | SCHNEIDER | 1000A | 50kA | Nos. | None | Inventory | 1000A TP 50kA EDO MVS ACB with O/C,S/C protection & 24V DC Motor, 24V DC Closing, 24V DC Shunt, Microprocessor based Release ET2V, Frame size 1, Isc=Icu=50kA@440V AC, Icw=50kA for 1s
11154 | 1000A TP 50kA EDO MVS ACB with O/C,S/C protection & 415V AC Motor, 415V AC Closing, 415V AC Shunt, Microprocessor based Release ET2V, Frame size 1, Isc=Icu=50kA@440V AC, Icw=50kA for 1s | ACB | LV_Switchgear | MVS10N3NW2V_415VAC-M_415VAC-CC_415VAC-ST | SCHNEIDER | 1000A | 50kA | Nos. | None | Inventory | 1000A TP 50kA EDO MVS ACB with O/C,S/C protection & 415V AC Motor, 415V AC Closing, 415V AC Shunt, Microprocessor based Release ET2V, Frame size 1, Isc=Icu=50kA@440V AC, Icw=50kA for 1s
11155 | 1000A TP 50kA EDO MVS ACB with O/C,S/C protection & 48V DC Motor, 48V DC Closing, 48V DC Shunt, Microprocessor based Release ET2V, Frame size 1, Isc=Icu=50kA@440V AC, Icw=50kA for 1s | ACB | LV_Switchgear | MVS10N3NW2V_48VDC-M_48VDC-CC_48VDC-ST | SCHNEIDER | 1000A | 50kA | Nos. | None | Inventory | 1000A TP 50kA EDO MVS ACB with O/C,S/C protection & 48V DC Motor, 48V DC Closing, 48V DC Shunt, Microprocessor based Release ET2V, Frame size 1, Isc=Icu=50kA@440V AC, Icw=50kA for 1s
11156 | 1000A TP 50kA EDO MVS ACB with O/C,S/C,E/F protection & 110V AC Motor, 110V AC Closing, 110V AC Shunt, Microprocessor based Release ET6A, Frame size 1, Isc=Icu=50kA@440V AC, Icw=50kA for 1s | ACB | LV_Switchgear | MVS10N3NW6A_110VAC-M_110VAC-CC_110VAC-ST | SCHNEIDER | 1000A | 50kA | Nos. | None | Inventory | 1000A TP 50kA EDO MVS ACB with O/C,S/C,E/F protection & 110V AC Motor, 110V AC Closing, 110V AC Shunt, Microprocessor based Release ET6A, Frame size 1, Isc=Icu=50kA@440V AC, Icw=50kA for 1s
11157 | 1000A TP 50kA EDO MVS ACB with O/C,S/C,E/F protection & 110V DC Motor, 110V DC Closing, 110V DC Shunt, Microprocessor based Release ET6A, Frame size 1, Isc=Icu=50kA@440V AC, Icw=50kA for 1s | ACB | LV_Switchgear | MVS10N3NW6A_110VDC-M_110VDC-CC_110VDC-ST | SCHNEIDER | 1000A | 50kA | Nos. | None | Inventory | 1000A TP 50kA EDO MVS ACB with O/C,S/C,E/F protection & 110V DC Motor, 110V DC Closing, 110V DC Shunt, Microprocessor based Release ET6A, Frame size 1, Isc=Icu=50kA@440V AC, Icw=50kA for 1s
11158 | 1000A TP 50kA EDO MVS ACB with O/C,S/C,E/F protection & 240V AC Motor, 240V AC Closing, 240V AC Shunt, Microprocessor based Release ET6A, Frame size 1, Isc=Icu=50kA@440V AC, Icw=50kA for 1s | ACB | LV_Switchgear | MVS10N3NW6A_240VAC-M_240VAC-CC_240VAC-ST | SCHNEIDER | 1000A | 50kA | Nos. | None | Inventory | 1000A TP 50kA EDO MVS ACB with O/C,S/C,E/F protection & 240V AC Motor, 240V AC Closing, 240V AC Shunt, Microprocessor based Release ET6A, Frame size 1, Isc=Icu=50kA@440V AC, Icw=50kA for 1s
11159 | 1000A TP 50kA EDO MVS ACB with O/C,S/C,E/F protection & 240V DC Motor, 240V DC Closing, 240V DC Shunt, Microprocessor based Release ET6A, Frame size 1, Isc=Icu=50kA@440V AC, Icw=50kA for 1s | ACB | LV_Switchgear | MVS10N3NW6A_240VDC-M_240VDC-CC_240VDC-ST | SCHNEIDER | 1000A | 50kA | Nos. | None | Inventory | 1000A TP 50kA EDO MVS ACB with O/C,S/C,E/F protection & 240V DC Motor, 240V DC Closing, 240V DC Shunt, Microprocessor based Release ET6A, Frame size 1, Isc=Icu=50kA@440V AC, Icw=50kA for 1s
11160 | 1000A TP 50kA EDO MVS ACB with O/C,S/C,E/F protection & 24V DC Motor, 24V DC Closing, 24V DC Shunt, Microprocessor based Release ET6A, Frame size 1, Isc=Icu=50kA@440V AC, Icw=50kA for 1s | ACB | LV_Switchgear | MVS10N3NW6A_24VDC-M_24VDC-CC_24VDC-ST | SCHNEIDER | 1000A | 50kA | Nos. | None | Inventory | 1000A TP 50kA EDO MVS ACB with O/C,S/C,E/F protection & 24V DC Motor, 24V DC Closing, 24V DC Shunt, Microprocessor based Release ET6A, Frame size 1, Isc=Icu=50kA@440V AC, Icw=50kA for 1s
11161 | 1000A TP 50kA EDO MVS ACB with O/C,S/C,E/F protection & 415V AC Motor, 415V AC Closing, 415V AC Shunt, Microprocessor based Release ET6A, Frame size 1, Isc=Icu=50kA@440V AC, Icw=50kA for 1s | ACB | LV_Switchgear | MVS10N3NW6A_415VAC-M_415VAC-CC_415VAC-ST | SCHNEIDER | 1000A | 50kA | Nos. | None | Inventory | 1000A TP 50kA EDO MVS ACB with O/C,S/C,E/F protection & 415V AC Motor, 415V AC Closing, 415V AC Shunt, Microprocessor based Release ET6A, Frame size 1, Isc=Icu=50kA@440V AC, Icw=50kA for 1s
11162 | 1000A TP 50kA EDO MVS ACB with O/C,S/C,E/F protection & 48V DC Motor, 48V DC Closing, 48V DC Shunt, Microprocessor based Release ET6A, Frame size 1, Isc=Icu=50kA@440V AC, Icw=50kA for 1s | ACB | LV_Switchgear | MVS10N3NW6A_48VDC-M_48VDC-CC_48VDC-ST | SCHNEIDER | 1000A | 50kA | Nos. | None | Inventory | 1000A TP 50kA EDO MVS ACB with O/C,S/C,E/F protection & 48V DC Motor, 48V DC Closing, 48V DC Shunt, Microprocessor based Release ET6A, Frame size 1, Isc=Icu=50kA@440V AC, Icw=50kA for 1s
11163 | 1000A TP 50kA EDO MVS ACB with O/C,S/C,E/F protection & 110V AC Motor, 110V AC Closing, 110V AC Shunt, Microprocessor based Release ET6G, Frame size 1, Isc=Icu=50kA@440V AC, Icw=50kA for 1s | ACB | LV_Switchgear | MVS10N3NW6L_110VAC-M_110VAC-CC_110VAC-ST | SCHNEIDER | 1000A | 50kA | Nos. | None | Inventory | 1000A TP 50kA EDO MVS ACB with O/C,S/C,E/F protection & 110V AC Motor, 110V AC Closing, 110V AC Shunt, Microprocessor based Release ET6G, Frame size 1, Isc=Icu=50kA@440V AC, Icw=50kA for 1s
11164 | 1000A TP 50kA EDO MVS ACB with O/C,S/C,E/F protection & 110V DC Motor, 110V DC Closing, 110V DC Shunt, Microprocessor based Release ET6G, Frame size 1, Isc=Icu=50kA@440V AC, Icw=50kA for 1s | ACB | LV_Switchgear | MVS10N3NW6L_110VDC-M_110VDC-CC_110VDC-ST | SCHNEIDER | 1000A | 50kA | Nos. | None | Inventory | 1000A TP 50kA EDO MVS ACB with O/C,S/C,E/F protection & 110V DC Motor, 110V DC Closing, 110V DC Shunt, Microprocessor based Release ET6G, Frame size 1, Isc=Icu=50kA@440V AC, Icw=50kA for 1s
11165 | 1000A TP 50kA EDO MVS ACB with O/C,S/C,E/F protection & 240V AC Motor, 240V AC Closing, 240V AC Shunt, Microprocessor based Release ET6G, Frame size 1, Isc=Icu=50kA@440V AC, Icw=50kA for 1s | ACB | LV_Switchgear | MVS10N3NW6L_240VAC-M_240VAC-CC_240VAC-ST | SCHNEIDER | 1000A | 50kA | Nos. | None | Inventory | 1000A TP 50kA EDO MVS ACB with O/C,S/C,E/F protection & 240V AC Motor, 240V AC Closing, 240V AC Shunt, Microprocessor based Release ET6G, Frame size 1, Isc=Icu=50kA@440V AC, Icw=50kA for 1s
11166 | 1000A TP 50kA EDO MVS ACB with O/C,S/C,E/F protection & 240V DC Motor, 240V DC Closing, 240V DC Shunt, Microprocessor based Release ET6G, Frame size 1, Isc=Icu=50kA@440V AC, Icw=50kA for 1s | ACB | LV_Switchgear | MVS10N3NW6L_240VDC-M_240VDC-CC_240VDC-ST | SCHNEIDER | 1000A | 50kA | Nos. | None | Inventory | 1000A TP 50kA EDO MVS ACB with O/C,S/C,E/F protection & 240V DC Motor, 240V DC Closing, 240V DC Shunt, Microprocessor based Release ET6G, Frame size 1, Isc=Icu=50kA@440V AC, Icw=50kA for 1s
11167 | 1000A TP 50kA EDO MVS ACB with O/C,S/C,E/F protection & 24V DC Motor, 24V DC Closing, 24V DC Shunt, Microprocessor based Release ET6G, Frame size 1, Isc=Icu=50kA@440V AC, Icw=50kA for 1s | ACB | LV_Switchgear | MVS10N3NW6L_24VDC-M_24VDC-CC_24VDC-ST | SCHNEIDER | 1000A | 50kA | Nos. | None | Inventory | 1000A TP 50kA EDO MVS ACB with O/C,S/C,E/F protection & 24V DC Motor, 24V DC Closing, 24V DC Shunt, Microprocessor based Release ET6G, Frame size 1, Isc=Icu=50kA@440V AC, Icw=50kA for 1s
11168 | 1000A TP 50kA EDO MVS ACB with O/C,S/C,E/F protection & 415V AC Motor, 415V AC Closing, 415V AC Shunt, Microprocessor based Release ET6G, Frame size 1, Isc=Icu=50kA@440V AC, Icw=50kA for 1s | ACB | LV_Switchgear | MVS10N3NW6L_415VAC-M_415VAC-CC_415VAC-ST | SCHNEIDER | 1000A | 50kA | Nos. | None | Inventory | 1000A TP 50kA EDO MVS ACB with O/C,S/C,E/F protection & 415V AC Motor, 415V AC Closing, 415V AC Shunt, Microprocessor based Release ET6G, Frame size 1, Isc=Icu=50kA@440V AC, Icw=50kA for 1s
11169 | 1000A TP 50kA EDO MVS ACB with O/C,S/C,E/F protection & 48V DC Motor, 48V DC Closing, 48V DC Shunt, Microprocessor based Release ET6G, Frame size 1, Isc=Icu=50kA@440V AC, Icw=50kA for 1s | ACB | LV_Switchgear | MVS10N3NW6L_48VDC-M_48VDC-CC_48VDC-ST | SCHNEIDER | 1000A | 50kA | Nos. | None | Inventory | 1000A TP 50kA EDO MVS ACB with O/C,S/C,E/F protection & 48V DC Motor, 48V DC Closing, 48V DC Shunt, Microprocessor based Release ET6G, Frame size 1, Isc=Icu=50kA@440V AC, Icw=50kA for 1s
11170 | 1000A TP 50kA EDO MVS ACB with O/C,S/C,E/F protection & 110V AC Motor, 110V AC Closing, 110V AC Shunt, Microprocessor based Release ET6V, Frame size 1, Isc=Icu=50kA@440V AC, Icw=50kA for 1s | ACB | LV_Switchgear | MVS10N3NW6V_110VAC-M_110VAC-CC_110VAC-ST | SCHNEIDER | 1000A | 50kA | Nos. | None | Inventory | 1000A TP 50kA EDO MVS ACB with O/C,S/C,E/F protection & 110V AC Motor, 110V AC Closing, 110V AC Shunt, Microprocessor based Release ET6V, Frame size 1, Isc=Icu=50kA@440V AC, Icw=50kA for 1s
11171 | 1000A TP 50kA EDO MVS ACB with O/C,S/C,E/F protection & 110V DC Motor, 110V DC Closing, 110V DC Shunt, Microprocessor based Release ET6V, Frame size 1, Isc=Icu=50kA@440V AC, Icw=50kA for 1s | ACB | LV_Switchgear | MVS10N3NW6V_110VDC-M_110VDC-CC_110VDC-ST | SCHNEIDER | 1000A | 50kA | Nos. | None | Inventory | 1000A TP 50kA EDO MVS ACB with O/C,S/C,E/F protection & 110V DC Motor, 110V DC Closing, 110V DC Shunt, Microprocessor based Release ET6V, Frame size 1, Isc=Icu=50kA@440V AC, Icw=50kA for 1s
11172 | 1000A TP 50kA EDO MVS ACB with O/C,S/C,E/F protection & 240V AC Motor, 240V AC Closing, 240V AC Shunt, Microprocessor based Release ET6V, Frame size 1, Isc=Icu=50kA@440V AC, Icw=50kA for 1s | ACB | LV_Switchgear | MVS10N3NW6V_240VAC-M_240VAC-CC_240VAC-ST | SCHNEIDER | 1000A | 50kA | Nos. | None | Inventory | 1000A TP 50kA EDO MVS ACB with O/C,S/C,E/F protection & 240V AC Motor, 240V AC Closing, 240V AC Shunt, Microprocessor based Release ET6V, Frame size 1, Isc=Icu=50kA@440V AC, Icw=50kA for 1s
11173 | 1000A TP 50kA EDO MVS ACB with O/C,S/C,E/F protection & 240V DC Motor, 240V DC Closing, 240V DC Shunt, Microprocessor based Release ET6V, Frame size 1, Isc=Icu=50kA@440V AC, Icw=50kA for 1s | ACB | LV_Switchgear | MVS10N3NW6V_240VDC-M_240VDC-CC_240VDC-ST | SCHNEIDER | 1000A | 50kA | Nos. | None | Inventory | 1000A TP 50kA EDO MVS ACB with O/C,S/C,E/F protection & 240V DC Motor, 240V DC Closing, 240V DC Shunt, Microprocessor based Release ET6V, Frame size 1, Isc=Icu=50kA@440V AC, Icw=50kA for 1s
11174 | 1000A TP 50kA EDO MVS ACB with O/C,S/C,E/F protection & 24V DC Motor, 24V DC Closing, 24V DC Shunt, Microprocessor based Release ET6V, Frame size 1, Isc=Icu=50kA@440V AC, Icw=50kA for 1s | ACB | LV_Switchgear | MVS10N3NW6V_24VDC-M_24VDC-CC_24VDC-ST | SCHNEIDER | 1000A | 50kA | Nos. | None | Inventory | 1000A TP 50kA EDO MVS ACB with O/C,S/C,E/F protection & 24V DC Motor, 24V DC Closing, 24V DC Shunt, Microprocessor based Release ET6V, Frame size 1, Isc=Icu=50kA@440V AC, Icw=50kA for 1s
11175 | 1000A TP 50kA EDO MVS ACB with O/C,S/C,E/F protection & 415V AC Motor, 415V AC Closing, 415V AC Shunt, Microprocessor based Release ET6V, Frame size 1, Isc=Icu=50kA@440V AC, Icw=50kA for 1s | ACB | LV_Switchgear | MVS10N3NW6V_415VAC-M_415VAC-CC_415VAC-ST | SCHNEIDER | 1000A | 50kA | Nos. | None | Inventory | 1000A TP 50kA EDO MVS ACB with O/C,S/C,E/F protection & 415V AC Motor, 415V AC Closing, 415V AC Shunt, Microprocessor based Release ET6V, Frame size 1, Isc=Icu=50kA@440V AC, Icw=50kA for 1s
11176 | 1000A TP 50kA EDO MVS ACB with O/C,S/C,E/F protection & 48V DC Motor, 48V DC Closing, 48V DC Shunt, Microprocessor based Release ET6V, Frame size 1, Isc=Icu=50kA@440V AC, Icw=50kA for 1s | ACB | LV_Switchgear | MVS10N3NW6V_48VDC-M_48VDC-CC_48VDC-ST | SCHNEIDER | 1000A | 50kA | Nos. | None | Inventory | 1000A TP 50kA EDO MVS ACB with O/C,S/C,E/F protection & 48V DC Motor, 48V DC Closing, 48V DC Shunt, Microprocessor based Release ET6V, Frame size 1, Isc=Icu=50kA@440V AC, Icw=50kA for 1s
11177 | 1000A FP 50kA MDO MVS ACB without Release, Frame size 1, Ics=Icu=50kA@440V AC, Icw=50kA for 1s | ACB | LV_Switchgear | MVS10N4MW0D | SCHNEIDER | 1000A | 50kA | Nos. | None | Inventory | 1000A FP 50kA MDO MVS ACB without Release, Frame size 1, Ics=Icu=50kA@440V AC, Icw=50kA for 1s
11178 | 1000A FP 50kA MDO MVS ACB with O/C,S/C protection, Microprocessor based Release ET2A, Frame size 1, Ics=Icu=50kA@440V AC, Icw=50kA for 1s | ACB | LV_Switchgear | MVS10N4MW2A | SCHNEIDER | 1000A | 50kA | Nos. | None | Inventory | 1000A FP 50kA MDO MVS ACB with O/C,S/C protection, Microprocessor based Release ET2A, Frame size 1, Ics=Icu=50kA@440V AC, Icw=50kA for 1s
11179 | 1000A FP 50kA MDO MVS ACB with O/C,S/C protection, Microprocessor based Release ET2L, Frame size 1, Ics=Icu=50kA@440V AC, Icw=50kA for 1s | ACB | LV_Switchgear | MVS10N4MW2L | SCHNEIDER | 1000A | 50kA | Nos. | None | Inventory | 1000A FP 50kA MDO MVS ACB with O/C,S/C protection, Microprocessor based Release ET2L, Frame size 1, Ics=Icu=50kA@440V AC, Icw=50kA for 1s
11180 | 1000A FP 50kA MDO MVS ACB with O/C,S/C protection, Microprocessor based Release ET2V, Frame size 1, Ics=Icu=50kA@440V AC, Icw=50kA for 1s | ACB | LV_Switchgear | MVS10N4MW2V | SCHNEIDER | 1000A | 50kA | Nos. | None | Inventory | 1000A FP 50kA MDO MVS ACB with O/C,S/C protection, Microprocessor based Release ET2V, Frame size 1, Ics=Icu=50kA@440V AC, Icw=50kA for 1s
11181 | 1000A FP 50kA MDO MVS ACB with O/C,S/C,E/F protection, Microprocessor based Release ET6A, Frame size 1, Ics=Icu=50kA@440V AC, Icw=50kA for 1s | ACB | LV_Switchgear | MVS10N4MW6A | SCHNEIDER | 1000A | 50kA | Nos. | None | Inventory | 1000A FP 50kA MDO MVS ACB with O/C,S/C,E/F protection, Microprocessor based Release ET6A, Frame size 1, Ics=Icu=50kA@440V AC, Icw=50kA for 1s
11182 | 1000A FP 50kA MDO MVS ACB with O/C,S/C,E/F protection, Microprocessor based Release ET6G, Frame size 1, Ics=Icu=50kA@440V AC, Icw=50kA for 1s | ACB | LV_Switchgear | MVS10N4MW6L | SCHNEIDER | 1000A | 50kA | Nos. | None | Inventory | 1000A FP 50kA MDO MVS ACB with O/C,S/C,E/F protection, Microprocessor based Release ET6G, Frame size 1, Ics=Icu=50kA@440V AC, Icw=50kA for 1s
11183 | 1000A FP 50kA MDO MVS ACB with O/C,S/C,E/F protection, Microprocessor based Release ET6V, Frame size 1, Ics=Icu=50kA@440V AC, Icw=50kA for 1s | ACB | LV_Switchgear | MVS10N4MW6V | SCHNEIDER | 1000A | 50kA | Nos. | None | Inventory | 1000A FP 50kA MDO MVS ACB with O/C,S/C,E/F protection, Microprocessor based Release ET6V, Frame size 1, Ics=Icu=50kA@440V AC, Icw=50kA for 1s
11184 | 1000A FP 50kA EDO MVS ACB without Release & 110V AC Motor, 110V AC Closing, 110V AC Shunt, Frame size 1, Isc=Icu=50kA@440V AC, Icw=50kA for 1s | ACB | LV_Switchgear | MVS10N4NW0D_110VAC-M_110VAC-CC_110VAC-ST | SCHNEIDER | 1000A | 50kA | Nos. | None | Inventory | 1000A FP 50kA EDO MVS ACB without Release & 110V AC Motor, 110V AC Closing, 110V AC Shunt, Frame size 1, Isc=Icu=50kA@440V AC, Icw=50kA for 1s
11185 | 1000A FP 50kA EDO MVS ACB without Release & 110V DC Motor, 110V DC Closing, 110V DC Shunt, Frame size 1, Isc=Icu=50kA@440V AC, Icw=50kA for 1s | ACB | LV_Switchgear | MVS10N4NW0D_110VDC-M_110VDC-CC_110VDC-ST | SCHNEIDER | 1000A | 50kA | Nos. | None | Inventory | 1000A FP 50kA EDO MVS ACB without Release & 110V DC Motor, 110V DC Closing, 110V DC Shunt, Frame size 1, Isc=Icu=50kA@440V AC, Icw=50kA for 1s
11186 | 1000A FP 50kA EDO MVS ACB without Release & 240V AC Motor, 240V AC Closing, 240V AC Shunt, Frame size 1, Isc=Icu=50kA@440V AC, Icw=50kA for 1s | ACB | LV_Switchgear | MVS10N4NW0D_240VAC-M_240VAC-CC_240VAC-ST | SCHNEIDER | 1000A | 50kA | Nos. | None | Inventory | 1000A FP 50kA EDO MVS ACB without Release & 240V AC Motor, 240V AC Closing, 240V AC Shunt, Frame size 1, Isc=Icu=50kA@440V AC, Icw=50kA for 1s
11187 | 1000A FP 50kA EDO MVS ACB without Release & 240V DC Motor, 240V DC Closing, 240V DC Shunt, Frame size 1, Isc=Icu=50kA@440V AC, Icw=50kA for 1s | ACB | LV_Switchgear | MVS10N4NW0D_240VDC-M_240VDC-CC_240VDC-ST | SCHNEIDER | 1000A | 50kA | Nos. | None | Inventory | 1000A FP 50kA EDO MVS ACB without Release & 240V DC Motor, 240V DC Closing, 240V DC Shunt, Frame size 1, Isc=Icu=50kA@440V AC, Icw=50kA for 1s
11188 | 1000A FP 50kA EDO MVS ACB without Release & 24V DC Motor, 24V DC Closing, 24V DC Shunt, Frame size 1, Isc=Icu=50kA@440V AC, Icw=50kA for 1s | ACB | LV_Switchgear | MVS10N4NW0D_24VDC-M_24VDC-CC_24VDC-ST | SCHNEIDER | 1000A | 50kA | Nos. | None | Inventory | 1000A FP 50kA EDO MVS ACB without Release & 24V DC Motor, 24V DC Closing, 24V DC Shunt, Frame size 1, Isc=Icu=50kA@440V AC, Icw=50kA for 1s
11189 | 1000A FP 50kA EDO MVS ACB without Release & 415V AC Motor, 415V AC Closing, 415V AC Shunt, Frame size 1, Isc=Icu=50kA@440V AC, Icw=50kA for 1s | ACB | LV_Switchgear | MVS10N4NW0D_415VAC-M_415VAC-CC_415VAC-ST | SCHNEIDER | 1000A | 50kA | Nos. | None | Inventory | 1000A FP 50kA EDO MVS ACB without Release & 415V AC Motor, 415V AC Closing, 415V AC Shunt, Frame size 1, Isc=Icu=50kA@440V AC, Icw=50kA for 1s
11190 | 1000A FP 50kA EDO MVS ACB without Release & 48V DC Motor, 48V DC Closing, 48V DC Shunt, Frame size 1, Isc=Icu=50kA@440V AC, Icw=50kA for 1s | ACB | LV_Switchgear | MVS10N4NW0D_48VDC-M_48VDC-CC_48VDC-ST | SCHNEIDER | 1000A | 50kA | Nos. | None | Inventory | 1000A FP 50kA EDO MVS ACB without Release & 48V DC Motor, 48V DC Closing, 48V DC Shunt, Frame size 1, Isc=Icu=50kA@440V AC, Icw=50kA for 1s
11191 | 1000A FP 50kA EDO MVS ACB with O/C,S/C protection & 110V AC Motor, 110V AC Closing, 110V AC Shunt, Microprocessor based Release ET2A, Frame size 1, Isc=Icu=50kA@440V AC, Icw=50kA for 1s | ACB | LV_Switchgear | MVS10N4NW2A_110VAC-M_110VAC-CC_110VAC-ST | SCHNEIDER | 1000A | 50kA | Nos. | None | Inventory | 1000A FP 50kA EDO MVS ACB with O/C,S/C protection & 110V AC Motor, 110V AC Closing, 110V AC Shunt, Microprocessor based Release ET2A, Frame size 1, Isc=Icu=50kA@440V AC, Icw=50kA for 1s
11192 | 1000A FP 50kA EDO MVS ACB with O/C,S/C protection & 110V DC Motor, 110V DC Closing, 110V DC Shunt, Microprocessor based Release ET2A, Frame size 1, Isc=Icu=50kA@440V AC, Icw=50kA for 1s | ACB | LV_Switchgear | MVS10N4NW2A_110VDC-M_110VDC-CC_110VDC-ST | SCHNEIDER | 1000A | 50kA | Nos. | None | Inventory | 1000A FP 50kA EDO MVS ACB with O/C,S/C protection & 110V DC Motor, 110V DC Closing, 110V DC Shunt, Microprocessor based Release ET2A, Frame size 1, Isc=Icu=50kA@440V AC, Icw=50kA for 1s
11193 | 1000A FP 50kA EDO MVS ACB with O/C,S/C protection & 240V AC Motor, 240V AC Closing, 240V AC Shunt, Microprocessor based Release ET2A, Frame size 1, Isc=Icu=50kA@440V AC, Icw=50kA for 1s | ACB | LV_Switchgear | MVS10N4NW2A_240VAC-M_240VAC-CC_240VAC-ST | SCHNEIDER | 1000A | 50kA | Nos. | None | Inventory | 1000A FP 50kA EDO MVS ACB with O/C,S/C protection & 240V AC Motor, 240V AC Closing, 240V AC Shunt, Microprocessor based Release ET2A, Frame size 1, Isc=Icu=50kA@440V AC, Icw=50kA for 1s
11194 | 1000A FP 50kA EDO MVS ACB with O/C,S/C protection & 240V DC Motor, 240V DC Closing, 240V DC Shunt, Microprocessor based Release ET2A, Frame size 1, Isc=Icu=50kA@440V AC, Icw=50kA for 1s | ACB | LV_Switchgear | MVS10N4NW2A_240VDC-M_240VDC-CC_240VDC-ST | SCHNEIDER | 1000A | 50kA | Nos. | None | Inventory | 1000A FP 50kA EDO MVS ACB with O/C,S/C protection & 240V DC Motor, 240V DC Closing, 240V DC Shunt, Microprocessor based Release ET2A, Frame size 1, Isc=Icu=50kA@440V AC, Icw=50kA for 1s
11195 | 1000A FP 50kA EDO MVS ACB with O/C,S/C protection & 24V DC Motor, 24V DC Closing, 24V DC Shunt, Microprocessor based Release ET2A, Frame size 1, Isc=Icu=50kA@440V AC, Icw=50kA for 1s | ACB | LV_Switchgear | MVS10N4NW2A_24VDC-M_24VDC-CC_24VDC-ST | SCHNEIDER | 1000A | 50kA | Nos. | None | Inventory | 1000A FP 50kA EDO MVS ACB with O/C,S/C protection & 24V DC Motor, 24V DC Closing, 24V DC Shunt, Microprocessor based Release ET2A, Frame size 1, Isc=Icu=50kA@440V AC, Icw=50kA for 1s
11196 | 1000A FP 50kA EDO MVS ACB with O/C,S/C protection & 415V AC Motor, 415V AC Closing, 415V AC Shunt, Microprocessor based Release ET2A, Frame size 1, Isc=Icu=50kA@440V AC, Icw=50kA for 1s | ACB | LV_Switchgear | MVS10N4NW2A_415VAC-M_415VAC-CC_415VAC-ST | SCHNEIDER | 1000A | 50kA | Nos. | None | Inventory | 1000A FP 50kA EDO MVS ACB with O/C,S/C protection & 415V AC Motor, 415V AC Closing, 415V AC Shunt, Microprocessor based Release ET2A, Frame size 1, Isc=Icu=50kA@440V AC, Icw=50kA for 1s
11197 | 1000A FP 50kA EDO MVS ACB with O/C,S/C protection & 48V DC Motor, 48V DC Closing, 48V DC Shunt, Microprocessor based Release ET2A, Frame size 1, Isc=Icu=50kA@440V AC, Icw=50kA for 1s | ACB | LV_Switchgear | MVS10N4NW2A_48VDC-M_48VDC-CC_48VDC-ST | SCHNEIDER | 1000A | 50kA | Nos. | None | Inventory | 1000A FP 50kA EDO MVS ACB with O/C,S/C protection & 48V DC Motor, 48V DC Closing, 48V DC Shunt, Microprocessor based Release ET2A, Frame size 1, Isc=Icu=50kA@440V AC, Icw=50kA for 1s
11198 | 1000A FP 50kA EDO MVS ACB with O/C,S/C protection & 110V AC Motor, 110V AC Closing, 110V AC Shunt, Microprocessor based Release ET2L, Frame size 1, Isc=Icu=50kA@440V AC, Icw=50kA for 1s | ACB | LV_Switchgear | MVS10N4NW2L_110VAC-M_110VAC-CC_110VAC-ST | SCHNEIDER | 1000A | 50kA | Nos. | None | Inventory | 1000A FP 50kA EDO MVS ACB with O/C,S/C protection & 110V AC Motor, 110V AC Closing, 110V AC Shunt, Microprocessor based Release ET2L, Frame size 1, Isc=Icu=50kA@440V AC, Icw=50kA for 1s
11199 | 1000A FP 50kA EDO MVS ACB with O/C,S/C protection & 110V DC Motor, 110V DC Closing, 110V DC Shunt, Microprocessor based Release ET2L, Frame size 1, Isc=Icu=50kA@440V AC, Icw=50kA for 1s | ACB | LV_Switchgear | MVS10N4NW2L_110VDC-M_110VDC-CC_110VDC-ST | SCHNEIDER | 1000A | 50kA | Nos. | None | Inventory | 1000A FP 50kA EDO MVS ACB with O/C,S/C protection & 110V DC Motor, 110V DC Closing, 110V DC Shunt, Microprocessor based Release ET2L, Frame size 1, Isc=Icu=50kA@440V AC, Icw=50kA for 1s
11200 | 1000A FP 50kA EDO MVS ACB with O/C,S/C protection & 240V AC Motor, 240V AC Closing, 240V AC Shunt, Microprocessor based Release ET2L, Frame size 1, Isc=Icu=50kA@440V AC, Icw=50kA for 1s | ACB | LV_Switchgear | MVS10N4NW2L_240VAC-M_240VAC-CC_240VAC-ST | SCHNEIDER | 1000A | 50kA | Nos. | None | Inventory | 1000A FP 50kA EDO MVS ACB with O/C,S/C protection & 240V AC Motor, 240V AC Closing, 240V AC Shunt, Microprocessor based Release ET2L, Frame size 1, Isc=Icu=50kA@440V AC, Icw=50kA for 1s
11201 | 1000A FP 50kA EDO MVS ACB with O/C,S/C protection & 240V DC Motor, 240V DC Closing, 240V DC Shunt, Microprocessor based Release ET2L, Frame size 1, Isc=Icu=50kA@440V AC, Icw=50kA for 1s | ACB | LV_Switchgear | MVS10N4NW2L_240VDC-M_240VDC-CC_240VDC-ST | SCHNEIDER | 1000A | 50kA | Nos. | None | Inventory | 1000A FP 50kA EDO MVS ACB with O/C,S/C protection & 240V DC Motor, 240V DC Closing, 240V DC Shunt, Microprocessor based Release ET2L, Frame size 1, Isc=Icu=50kA@440V AC, Icw=50kA for 1s
11202 | 1000A FP 50kA EDO MVS ACB with O/C,S/C protection & 24V DC Motor, 24V DC Closing, 24V DC Shunt, Microprocessor based Release ET2L, Frame size 1, Isc=Icu=50kA@440V AC, Icw=50kA for 1s | ACB | LV_Switchgear | MVS10N4NW2L_24VDC-M_24VDC-CC_24VDC-ST | SCHNEIDER | 1000A | 50kA | Nos. | None | Inventory | 1000A FP 50kA EDO MVS ACB with O/C,S/C protection & 24V DC Motor, 24V DC Closing, 24V DC Shunt, Microprocessor based Release ET2L, Frame size 1, Isc=Icu=50kA@440V AC, Icw=50kA for 1s
11203 | 1000A FP 50kA EDO MVS ACB with O/C,S/C protection & 415V AC Motor, 415V AC Closing, 415V AC Shunt, Microprocessor based Release ET2L, Frame size 1, Isc=Icu=50kA@440V AC, Icw=50kA for 1s | ACB | LV_Switchgear | MVS10N4NW2L_415VAC-M_415VAC-CC_415VAC-ST | SCHNEIDER | 1000A | 50kA | Nos. | None | Inventory | 1000A FP 50kA EDO MVS ACB with O/C,S/C protection & 415V AC Motor, 415V AC Closing, 415V AC Shunt, Microprocessor based Release ET2L, Frame size 1, Isc=Icu=50kA@440V AC, Icw=50kA for 1s
11204 | 1000A FP 50kA EDO MVS ACB with O/C,S/C protection & 48V DC Motor, 48V DC Closing, 48V DC Shunt, Microprocessor based Release ET2L, Frame size 1, Isc=Icu=50kA@440V AC, Icw=50kA for 1s | ACB | LV_Switchgear | MVS10N4NW2L_48VDC-M_48VDC-CC_48VDC-ST | SCHNEIDER | 1000A | 50kA | Nos. | None | Inventory | 1000A FP 50kA EDO MVS ACB with O/C,S/C protection & 48V DC Motor, 48V DC Closing, 48V DC Shunt, Microprocessor based Release ET2L, Frame size 1, Isc=Icu=50kA@440V AC, Icw=50kA for 1s
11205 | 1000A FP 50kA EDO MVS ACB with O/C,S/C protection & 110V AC Motor, 110V AC Closing, 110V AC Shunt, Microprocessor based Release ET2V, Frame size 1, Isc=Icu=50kA@440V AC, Icw=50kA for 1s | ACB | LV_Switchgear | MVS10N4NW2V_110VAC-M_110VAC-CC_110VAC-ST | SCHNEIDER | 1000A | 50kA | Nos. | None | Inventory | 1000A FP 50kA EDO MVS ACB with O/C,S/C protection & 110V AC Motor, 110V AC Closing, 110V AC Shunt, Microprocessor based Release ET2V, Frame size 1, Isc=Icu=50kA@440V AC, Icw=50kA for 1s
11206 | 1000A FP 50kA EDO MVS ACB with O/C,S/C protection & 110V DC Motor, 110V DC Closing, 110V DC Shunt, Microprocessor based Release ET2V, Frame size 1, Isc=Icu=50kA@440V AC, Icw=50kA for 1s | ACB | LV_Switchgear | MVS10N4NW2V_110VDC-M_110VDC-CC_110VDC-ST | SCHNEIDER | 1000A | 50kA | Nos. | None | Inventory | 1000A FP 50kA EDO MVS ACB with O/C,S/C protection & 110V DC Motor, 110V DC Closing, 110V DC Shunt, Microprocessor based Release ET2V, Frame size 1, Isc=Icu=50kA@440V AC, Icw=50kA for 1s
11207 | 1000A FP 50kA EDO MVS ACB with O/C,S/C protection & 240V AC Motor, 240V AC Closing, 240V AC Shunt, Microprocessor based Release ET2V, Frame size 1, Isc=Icu=50kA@440V AC, Icw=50kA for 1s | ACB | LV_Switchgear | MVS10N4NW2V_240VAC-M_240VAC-CC_240VAC-ST | SCHNEIDER | 1000A | 50kA | Nos. | None | Inventory | 1000A FP 50kA EDO MVS ACB with O/C,S/C protection & 240V AC Motor, 240V AC Closing, 240V AC Shunt, Microprocessor based Release ET2V, Frame size 1, Isc=Icu=50kA@440V AC, Icw=50kA for 1s
11208 | 1000A FP 50kA EDO MVS ACB with O/C,S/C protection & 240V DC Motor, 240V DC Closing, 240V DC Shunt, Microprocessor based Release ET2V, Frame size 1, Isc=Icu=50kA@440V AC, Icw=50kA for 1s | ACB | LV_Switchgear | MVS10N4NW2V_240VDC-M_240VDC-CC_240VDC-ST | SCHNEIDER | 1000A | 50kA | Nos. | None | Inventory | 1000A FP 50kA EDO MVS ACB with O/C,S/C protection & 240V DC Motor, 240V DC Closing, 240V DC Shunt, Microprocessor based Release ET2V, Frame size 1, Isc=Icu=50kA@440V AC, Icw=50kA for 1s
11209 | 1000A FP 50kA EDO MVS ACB with O/C,S/C protection & 24V DC Motor, 24V DC Closing, 24V DC Shunt, Microprocessor based Release ET2V, Frame size 1, Isc=Icu=50kA@440V AC, Icw=50kA for 1s | ACB | LV_Switchgear | MVS10N4NW2V_24VDC-M_24VDC-CC_24VDC-ST | SCHNEIDER | 1000A | 50kA | Nos. | None | Inventory | 1000A FP 50kA EDO MVS ACB with O/C,S/C protection & 24V DC Motor, 24V DC Closing, 24V DC Shunt, Microprocessor based Release ET2V, Frame size 1, Isc=Icu=50kA@440V AC, Icw=50kA for 1s
11210 | 1000A FP 50kA EDO MVS ACB with O/C,S/C protection & 415V AC Motor, 415V AC Closing, 415V AC Shunt, Microprocessor based Release ET2V, Frame size 1, Isc=Icu=50kA@440V AC, Icw=50kA for 1s | ACB | LV_Switchgear | MVS10N4NW2V_415VAC-M_415VAC-CC_415VAC-ST | SCHNEIDER | 1000A | 50kA | Nos. | None | Inventory | 1000A FP 50kA EDO MVS ACB with O/C,S/C protection & 415V AC Motor, 415V AC Closing, 415V AC Shunt, Microprocessor based Release ET2V, Frame size 1, Isc=Icu=50kA@440V AC, Icw=50kA for 1s
11211 | 1000A FP 50kA EDO MVS ACB with O/C,S/C protection & 48V DC Motor, 48V DC Closing, 48V DC Shunt, Microprocessor based Release ET2V, Frame size 1, Isc=Icu=50kA@440V AC, Icw=50kA for 1s | ACB | LV_Switchgear | MVS10N4NW2V_48VDC-M_48VDC-CC_48VDC-ST | SCHNEIDER | 1000A | 50kA | Nos. | None | Inventory | 1000A FP 50kA EDO MVS ACB with O/C,S/C protection & 48V DC Motor, 48V DC Closing, 48V DC Shunt, Microprocessor based Release ET2V, Frame size 1, Isc=Icu=50kA@440V AC, Icw=50kA for 1s
11212 | 1000A FP 50kA EDO MVS ACB with O/C,S/C,E/F protection & 110V AC Motor, 110V AC Closing, 110V AC Shunt, Microprocessor based Release ET6A, Frame size 1, Isc=Icu=50kA@440V AC, Icw=50kA for 1s | ACB | LV_Switchgear | MVS10N4NW6A_110VAC-M_110VAC-CC_110VAC-ST | SCHNEIDER | 1000A | 50kA | Nos. | None | Inventory | 1000A FP 50kA EDO MVS ACB with O/C,S/C,E/F protection & 110V AC Motor, 110V AC Closing, 110V AC Shunt, Microprocessor based Release ET6A, Frame size 1, Isc=Icu=50kA@440V AC, Icw=50kA for 1s
11213 | 1000A FP 50kA EDO MVS ACB with O/C,S/C,E/F protection & 110V DC Motor, 110V DC Closing, 110V DC Shunt, Microprocessor based Release ET6A, Frame size 1, Isc=Icu=50kA@440V AC, Icw=50kA for 1s | ACB | LV_Switchgear | MVS10N4NW6A_110VDC-M_110VDC-CC_110VDC-ST | SCHNEIDER | 1000A | 50kA | Nos. | None | Inventory | 1000A FP 50kA EDO MVS ACB with O/C,S/C,E/F protection & 110V DC Motor, 110V DC Closing, 110V DC Shunt, Microprocessor based Release ET6A, Frame size 1, Isc=Icu=50kA@440V AC, Icw=50kA for 1s
11214 | 1000A FP 50kA EDO MVS ACB with O/C,S/C,E/F protection & 240V AC Motor, 240V AC Closing, 240V AC Shunt, Microprocessor based Release ET6A, Frame size 1, Isc=Icu=50kA@440V AC, Icw=50kA for 1s | ACB | LV_Switchgear | MVS10N4NW6A_240VAC-M_240VAC-CC_240VAC-ST | SCHNEIDER | 1000A | 50kA | Nos. | None | Inventory | 1000A FP 50kA EDO MVS ACB with O/C,S/C,E/F protection & 240V AC Motor, 240V AC Closing, 240V AC Shunt, Microprocessor based Release ET6A, Frame size 1, Isc=Icu=50kA@440V AC, Icw=50kA for 1s
11215 | 1000A FP 50kA EDO MVS ACB with O/C,S/C,E/F protection & 240V DC Motor, 240V DC Closing, 240V DC Shunt, Microprocessor based Release ET6A, Frame size 1, Isc=Icu=50kA@440V AC, Icw=50kA for 1s | ACB | LV_Switchgear | MVS10N4NW6A_240VDC-M_240VDC-CC_240VDC-ST | SCHNEIDER | 1000A | 50kA | Nos. | None | Inventory | 1000A FP 50kA EDO MVS ACB with O/C,S/C,E/F protection & 240V DC Motor, 240V DC Closing, 240V DC Shunt, Microprocessor based Release ET6A, Frame size 1, Isc=Icu=50kA@440V AC, Icw=50kA for 1s
11216 | 1000A FP 50kA EDO MVS ACB with O/C,S/C,E/F protection & 24V DC Motor, 24V DC Closing, 24V DC Shunt, Microprocessor based Release ET6A, Frame size 1, Isc=Icu=50kA@440V AC, Icw=50kA for 1s | ACB | LV_Switchgear | MVS10N4NW6A_24VDC-M_24VDC-CC_24VDC-ST | SCHNEIDER | 1000A | 50kA | Nos. | None | Inventory | 1000A FP 50kA EDO MVS ACB with O/C,S/C,E/F protection & 24V DC Motor, 24V DC Closing, 24V DC Shunt, Microprocessor based Release ET6A, Frame size 1, Isc=Icu=50kA@440V AC, Icw=50kA for 1s
11217 | 1000A FP 50kA EDO MVS ACB with O/C,S/C,E/F protection & 415V AC Motor, 415V AC Closing, 415V AC Shunt, Microprocessor based Release ET6A, Frame size 1, Isc=Icu=50kA@440V AC, Icw=50kA for 1s | ACB | LV_Switchgear | MVS10N4NW6A_415VAC-M_415VAC-CC_415VAC-ST | SCHNEIDER | 1000A | 50kA | Nos. | None | Inventory | 1000A FP 50kA EDO MVS ACB with O/C,S/C,E/F protection & 415V AC Motor, 415V AC Closing, 415V AC Shunt, Microprocessor based Release ET6A, Frame size 1, Isc=Icu=50kA@440V AC, Icw=50kA for 1s
11218 | 1000A FP 50kA EDO MVS ACB with O/C,S/C,E/F protection & 48V DC Motor, 48V DC Closing, 48V DC Shunt, Microprocessor based Release ET6A, Frame size 1, Isc=Icu=50kA@440V AC, Icw=50kA for 1s | ACB | LV_Switchgear | MVS10N4NW6A_48VDC-M_48VDC-CC_48VDC-ST | SCHNEIDER | 1000A | 50kA | Nos. | None | Inventory | 1000A FP 50kA EDO MVS ACB with O/C,S/C,E/F protection & 48V DC Motor, 48V DC Closing, 48V DC Shunt, Microprocessor based Release ET6A, Frame size 1, Isc=Icu=50kA@440V AC, Icw=50kA for 1s
11219 | 1000A FP 50kA EDO MVS ACB with O/C,S/C,E/F protection & 110V AC Motor, 110V AC Closing, 110V AC Shunt, Microprocessor based Release ET6G, Frame size 1, Isc=Icu=50kA@440V AC, Icw=50kA for 1s | ACB | LV_Switchgear | MVS10N4NW6L_110VAC-M_110VAC-CC_110VAC-ST | SCHNEIDER | 1000A | 50kA | Nos. | None | Inventory | 1000A FP 50kA EDO MVS ACB with O/C,S/C,E/F protection & 110V AC Motor, 110V AC Closing, 110V AC Shunt, Microprocessor based Release ET6G, Frame size 1, Isc=Icu=50kA@440V AC, Icw=50kA for 1s
11220 | 1000A FP 50kA EDO MVS ACB with O/C,S/C,E/F protection & 110V DC Motor, 110V DC Closing, 110V DC Shunt, Microprocessor based Release ET6G, Frame size 1, Isc=Icu=50kA@440V AC, Icw=50kA for 1s | ACB | LV_Switchgear | MVS10N4NW6L_110VDC-M_110VDC-CC_110VDC-ST | SCHNEIDER | 1000A | 50kA | Nos. | None | Inventory | 1000A FP 50kA EDO MVS ACB with O/C,S/C,E/F protection & 110V DC Motor, 110V DC Closing, 110V DC Shunt, Microprocessor based Release ET6G, Frame size 1, Isc=Icu=50kA@440V AC, Icw=50kA for 1s
11221 | 1000A FP 50kA EDO MVS ACB with O/C,S/C,E/F protection & 240V AC Motor, 240V AC Closing, 240V AC Shunt, Microprocessor based Release ET6G, Frame size 1, Isc=Icu=50kA@440V AC, Icw=50kA for 1s | ACB | LV_Switchgear | MVS10N4NW6L_240VAC-M_240VAC-CC_240VAC-ST | SCHNEIDER | 1000A | 50kA | Nos. | None | Inventory | 1000A FP 50kA EDO MVS ACB with O/C,S/C,E/F protection & 240V AC Motor, 240V AC Closing, 240V AC Shunt, Microprocessor based Release ET6G, Frame size 1, Isc=Icu=50kA@440V AC, Icw=50kA for 1s
11222 | 1000A FP 50kA EDO MVS ACB with O/C,S/C,E/F protection & 240V DC Motor, 240V DC Closing, 240V DC Shunt, Microprocessor based Release ET6G, Frame size 1, Isc=Icu=50kA@440V AC, Icw=50kA for 1s | ACB | LV_Switchgear | MVS10N4NW6L_240VDC-M_240VDC-CC_240VDC-ST | SCHNEIDER | 1000A | 50kA | Nos. | None | Inventory | 1000A FP 50kA EDO MVS ACB with O/C,S/C,E/F protection & 240V DC Motor, 240V DC Closing, 240V DC Shunt, Microprocessor based Release ET6G, Frame size 1, Isc=Icu=50kA@440V AC, Icw=50kA for 1s
11223 | 1000A FP 50kA EDO MVS ACB with O/C,S/C,E/F protection & 24V DC Motor, 24V DC Closing, 24V DC Shunt, Microprocessor based Release ET6G, Frame size 1, Isc=Icu=50kA@440V AC, Icw=50kA for 1s | ACB | LV_Switchgear | MVS10N4NW6L_24VDC-M_24VDC-CC_24VDC-ST | SCHNEIDER | 1000A | 50kA | Nos. | None | Inventory | 1000A FP 50kA EDO MVS ACB with O/C,S/C,E/F protection & 24V DC Motor, 24V DC Closing, 24V DC Shunt, Microprocessor based Release ET6G, Frame size 1, Isc=Icu=50kA@440V AC, Icw=50kA for 1s
11224 | 1000A FP 50kA EDO MVS ACB with O/C,S/C,E/F protection & 415V AC Motor, 415V AC Closing, 415V AC Shunt, Microprocessor based Release ET6G, Frame size 1, Isc=Icu=50kA@440V AC, Icw=50kA for 1s | ACB | LV_Switchgear | MVS10N4NW6L_415VAC-M_415VAC-CC_415VAC-ST | SCHNEIDER | 1000A | 50kA | Nos. | None | Inventory | 1000A FP 50kA EDO MVS ACB with O/C,S/C,E/F protection & 415V AC Motor, 415V AC Closing, 415V AC Shunt, Microprocessor based Release ET6G, Frame size 1, Isc=Icu=50kA@440V AC, Icw=50kA for 1s
11225 | 1000A FP 50kA EDO MVS ACB with O/C,S/C,E/F protection & 48V DC Motor, 48V DC Closing, 48V DC Shunt, Microprocessor based Release ET6G, Frame size 1, Isc=Icu=50kA@440V AC, Icw=50kA for 1s | ACB | LV_Switchgear | MVS10N4NW6L_48VDC-M_48VDC-CC_48VDC-ST | SCHNEIDER | 1000A | 50kA | Nos. | None | Inventory | 1000A FP 50kA EDO MVS ACB with O/C,S/C,E/F protection & 48V DC Motor, 48V DC Closing, 48V DC Shunt, Microprocessor based Release ET6G, Frame size 1, Isc=Icu=50kA@440V AC, Icw=50kA for 1s
11226 | 1000A FP 50kA EDO MVS ACB with O/C,S/C,E/F protection & 110V AC Motor, 110V AC Closing, 110V AC Shunt, Microprocessor based Release ET6V, Frame size 1, Isc=Icu=50kA@440V AC, Icw=50kA for 1s | ACB | LV_Switchgear | MVS10N4NW6V_110VAC-M_110VAC-CC_110VAC-ST | SCHNEIDER | 1000A | 50kA | Nos. | None | Inventory | 1000A FP 50kA EDO MVS ACB with O/C,S/C,E/F protection & 110V AC Motor, 110V AC Closing, 110V AC Shunt, Microprocessor based Release ET6V, Frame size 1, Isc=Icu=50kA@440V AC, Icw=50kA for 1s
11227 | 1000A FP 50kA EDO MVS ACB with O/C,S/C,E/F protection & 110V DC Motor, 110V DC Closing, 110V DC Shunt, Microprocessor based Release ET6V, Frame size 1, Isc=Icu=50kA@440V AC, Icw=50kA for 1s | ACB | LV_Switchgear | MVS10N4NW6V_110VDC-M_110VDC-CC_110VDC-ST | SCHNEIDER | 1000A | 50kA | Nos. | None | Inventory | 1000A FP 50kA EDO MVS ACB with O/C,S/C,E/F protection & 110V DC Motor, 110V DC Closing, 110V DC Shunt, Microprocessor based Release ET6V, Frame size 1, Isc=Icu=50kA@440V AC, Icw=50kA for 1s
11228 | 1000A FP 50kA EDO MVS ACB with O/C,S/C,E/F protection & 240V AC Motor, 240V AC Closing, 240V AC Shunt, Microprocessor based Release ET6V, Frame size 1, Isc=Icu=50kA@440V AC, Icw=50kA for 1s | ACB | LV_Switchgear | MVS10N4NW6V_240VAC-M_240VAC-CC_240VAC-ST | SCHNEIDER | 1000A | 50kA | Nos. | None | Inventory | 1000A FP 50kA EDO MVS ACB with O/C,S/C,E/F protection & 240V AC Motor, 240V AC Closing, 240V AC Shunt, Microprocessor based Release ET6V, Frame size 1, Isc=Icu=50kA@440V AC, Icw=50kA for 1s
11229 | 1000A FP 50kA EDO MVS ACB with O/C,S/C,E/F protection & 240V DC Motor, 240V DC Closing, 240V DC Shunt, Microprocessor based Release ET6V, Frame size 1, Isc=Icu=50kA@440V AC, Icw=50kA for 1s | ACB | LV_Switchgear | MVS10N4NW6V_240VDC-M_240VDC-CC_240VDC-ST | SCHNEIDER | 1000A | 50kA | Nos. | None | Inventory | 1000A FP 50kA EDO MVS ACB with O/C,S/C,E/F protection & 240V DC Motor, 240V DC Closing, 240V DC Shunt, Microprocessor based Release ET6V, Frame size 1, Isc=Icu=50kA@440V AC, Icw=50kA for 1s
11230 | 1000A FP 50kA EDO MVS ACB with O/C,S/C,E/F protection & 24V DC Motor, 24V DC Closing, 24V DC Shunt, Microprocessor based Release ET6V, Frame size 1, Isc=Icu=50kA@440V AC, Icw=50kA for 1s | ACB | LV_Switchgear | MVS10N4NW6V_24VDC-M_24VDC-CC_24VDC-ST | SCHNEIDER | 1000A | 50kA | Nos. | None | Inventory | 1000A FP 50kA EDO MVS ACB with O/C,S/C,E/F protection & 24V DC Motor, 24V DC Closing, 24V DC Shunt, Microprocessor based Release ET6V, Frame size 1, Isc=Icu=50kA@440V AC, Icw=50kA for 1s
11231 | 1000A FP 50kA EDO MVS ACB with O/C,S/C,E/F protection & 415V AC Motor, 415V AC Closing, 415V AC Shunt, Microprocessor based Release ET6V, Frame size 1, Isc=Icu=50kA@440V AC, Icw=50kA for 1s | ACB | LV_Switchgear | MVS10N4NW6V_415VAC-M_415VAC-CC_415VAC-ST | SCHNEIDER | 1000A | 50kA | Nos. | None | Inventory | 1000A FP 50kA EDO MVS ACB with O/C,S/C,E/F protection & 415V AC Motor, 415V AC Closing, 415V AC Shunt, Microprocessor based Release ET6V, Frame size 1, Isc=Icu=50kA@440V AC, Icw=50kA for 1s
11232 | 1000A FP 50kA EDO MVS ACB with O/C,S/C,E/F protection & 48V DC Motor, 48V DC Closing, 48V DC Shunt, Microprocessor based Release ET6V, Frame size 1, Isc=Icu=50kA@440V AC, Icw=50kA for 1s | ACB | LV_Switchgear | MVS10N4NW6V_48VDC-M_48VDC-CC_48VDC-ST | SCHNEIDER | 1000A | 50kA | Nos. | None | Inventory | 1000A FP 50kA EDO MVS ACB with O/C,S/C,E/F protection & 48V DC Motor, 48V DC Closing, 48V DC Shunt, Microprocessor based Release ET6V, Frame size 1, Isc=Icu=50kA@440V AC, Icw=50kA for 1s
11233 | 1250A TP 50kA MDO MVS ACB without Release, Frame size 1, Ics=Icu=50kA@440V AC, Icw=50kA for 1s | ACB | LV_Switchgear | MVS12N3MW0D | SCHNEIDER | 1250A | 50kA | Nos. | None | Inventory | 1250A TP 50kA MDO MVS ACB without Release, Frame size 1, Ics=Icu=50kA@440V AC, Icw=50kA for 1s
11234 | 1250A TP 50kA MDO MVS ACB with O/C,S/C protection, Microprocessor based Release ET2A, Frame size 1, Ics=Icu=50kA@440V AC, Icw=50kA for 1s | ACB | LV_Switchgear | MVS12N3MW2A | SCHNEIDER | 1250A | 50kA | Nos. | None | Inventory | 1250A TP 50kA MDO MVS ACB with O/C,S/C protection, Microprocessor based Release ET2A, Frame size 1, Ics=Icu=50kA@440V AC, Icw=50kA for 1s
11235 | 1250A TP 50kA MDO MVS ACB with O/C,S/C protection, Microprocessor based Release ET2L, Frame size 1, Ics=Icu=50kA@440V AC, Icw=50kA for 1s | ACB | LV_Switchgear | MVS12N3MW2L | SCHNEIDER | 1250A | 50kA | Nos. | None | Inventory | 1250A TP 50kA MDO MVS ACB with O/C,S/C protection, Microprocessor based Release ET2L, Frame size 1, Ics=Icu=50kA@440V AC, Icw=50kA for 1s
11236 | 1250A TP 50kA MDO MVS ACB with O/C,S/C protection, Microprocessor based Release ET2V, Frame size 1, Ics=Icu=50kA@440V AC, Icw=50kA for 1s | ACB | LV_Switchgear | MVS12N3MW2V | SCHNEIDER | 1250A | 50kA | Nos. | None | Inventory | 1250A TP 50kA MDO MVS ACB with O/C,S/C protection, Microprocessor based Release ET2V, Frame size 1, Ics=Icu=50kA@440V AC, Icw=50kA for 1s
11237 | 1250A TP 50kA MDO MVS ACB with O/C,S/C,E/F protection, Microprocessor based Release ET6A, Frame size 1, Ics=Icu=50kA@440V AC, Icw=50kA for 1s | ACB | LV_Switchgear | MVS12N3MW6A | SCHNEIDER | 1250A | 50kA | Nos. | None | Inventory | 1250A TP 50kA MDO MVS ACB with O/C,S/C,E/F protection, Microprocessor based Release ET6A, Frame size 1, Ics=Icu=50kA@440V AC, Icw=50kA for 1s
11238 | 1250A TP 50kA MDO MVS ACB with O/C,S/C,E/F protection, Microprocessor based Release ET6G, Frame size 1, Ics=Icu=50kA@440V AC, Icw=50kA for 1s | ACB | LV_Switchgear | MVS12N3MW6L | SCHNEIDER | 1250A | 50kA | Nos. | None | Inventory | 1250A TP 50kA MDO MVS ACB with O/C,S/C,E/F protection, Microprocessor based Release ET6G, Frame size 1, Ics=Icu=50kA@440V AC, Icw=50kA for 1s
11239 | 1250A TP 50kA MDO MVS ACB with O/C,S/C,E/F protection, Microprocessor based Release ET6V, Frame size 1, Ics=Icu=50kA@440V AC, Icw=50kA for 1s | ACB | LV_Switchgear | MVS12N3MW6V | SCHNEIDER | 1250A | 50kA | Nos. | None | Inventory | 1250A TP 50kA MDO MVS ACB with O/C,S/C,E/F protection, Microprocessor based Release ET6V, Frame size 1, Ics=Icu=50kA@440V AC, Icw=50kA for 1s
11240 | 12500A TP 50kA EDO MVS ACB without Release & 110V AC Motor, 110V AC Closing, 110V AC Shunt, Frame size 1, Isc=Icu=50kA@440V AC, Icw=50kA for 1s | ACB | LV_Switchgear | MVS12N3NW0D_110VAC-M_110VAC-CC_110VAC-ST | SCHNEIDER | 1250A | 50kA | Nos. | None | Inventory | 12500A TP 50kA EDO MVS ACB without Release & 110V AC Motor, 110V AC Closing, 110V AC Shunt, Frame size 1, Isc=Icu=50kA@440V AC, Icw=50kA for 1s
11241 | 1250A TP 50kA EDO MVS ACB without Release & 110V DC Motor, 110V DC Closing, 110V DC Shunt, Frame size 1, Isc=Icu=50kA@440V AC, Icw=50kA for 1s | ACB | LV_Switchgear | MVS12N3NW0D_110VDC-M_110VDC-CC_110VDC-ST | SCHNEIDER | 1250A | 50kA | Nos. | None | Inventory | 1250A TP 50kA EDO MVS ACB without Release & 110V DC Motor, 110V DC Closing, 110V DC Shunt, Frame size 1, Isc=Icu=50kA@440V AC, Icw=50kA for 1s
11242 | 1250A TP 50kA EDO MVS ACB without Release & 240V AC Motor, 240V AC Closing, 240V AC Shunt, Frame size 1, Isc=Icu=50kA@440V AC, Icw=50kA for 1s | ACB | LV_Switchgear | MVS12N3NW0D_240VAC-M_240VAC-CC_240VAC-ST | SCHNEIDER | 1250A | 50kA | Nos. | None | Inventory | 1250A TP 50kA EDO MVS ACB without Release & 240V AC Motor, 240V AC Closing, 240V AC Shunt, Frame size 1, Isc=Icu=50kA@440V AC, Icw=50kA for 1s
11243 | 1250A TP 50kA EDO MVS ACB without Release & 240V DC Motor, 240V DC Closing, 240V DC Shunt, Frame size 1, Isc=Icu=50kA@440V AC, Icw=50kA for 1s | ACB | LV_Switchgear | MVS12N3NW0D_240VDC-M_240VDC-CC_240VDC-ST | SCHNEIDER | 1250A | 50kA | Nos. | None | Inventory | 1250A TP 50kA EDO MVS ACB without Release & 240V DC Motor, 240V DC Closing, 240V DC Shunt, Frame size 1, Isc=Icu=50kA@440V AC, Icw=50kA for 1s
11244 | 1250A TP 50kA EDO MVS ACB without Release & 24V DC Motor, 24V DC Closing, 24V DC Shunt, Frame size 1, Isc=Icu=50kA@440V AC, Icw=50kA for 1s | ACB | LV_Switchgear | MVS12N3NW0D_24VDC-M_24VDC-CC_24VDC-ST | SCHNEIDER | 1250A | 50kA | Nos. | None | Inventory | 1250A TP 50kA EDO MVS ACB without Release & 24V DC Motor, 24V DC Closing, 24V DC Shunt, Frame size 1, Isc=Icu=50kA@440V AC, Icw=50kA for 1s
11245 | 1250A TP 50kA EDO MVS ACB without Release & 415V AC Motor, 415V AC Closing, 415V AC Shunt, Frame size 1, Isc=Icu=50kA@440V AC, Icw=50kA for 1s | ACB | LV_Switchgear | MVS12N3NW0D_415VAC-M_415VAC-CC_415VAC-ST | SCHNEIDER | 1250A | 50kA | Nos. | None | Inventory | 1250A TP 50kA EDO MVS ACB without Release & 415V AC Motor, 415V AC Closing, 415V AC Shunt, Frame size 1, Isc=Icu=50kA@440V AC, Icw=50kA for 1s
11246 | 1250A TP 50kA EDO MVS ACB without Release & 48V DC Motor, 48V DC Closing, 48V DC Shunt, Frame size 1, Isc=Icu=50kA@440V AC, Icw=50kA for 1s | ACB | LV_Switchgear | MVS12N3NW0D_48VDC-M_48VDC-CC_48VDC-ST | SCHNEIDER | 1250A | 50kA | Nos. | None | Inventory | 1250A TP 50kA EDO MVS ACB without Release & 48V DC Motor, 48V DC Closing, 48V DC Shunt, Frame size 1, Isc=Icu=50kA@440V AC, Icw=50kA for 1s
11247 | 1250A TP 50kA EDO MVS ACB with O/C,S/C protection & 110V AC Motor, 110V AC Closing, 110V AC Shunt, Microprocessor based Release ET2A, Frame size 1, Isc=Icu=50kA@440V AC, Icw=50kA for 1s | ACB | LV_Switchgear | MVS12N3NW2A_110VAC-M_110VAC-CC_110VAC-ST | SCHNEIDER | 1250A | 50kA | Nos. | None | Inventory | 1250A TP 50kA EDO MVS ACB with O/C,S/C protection & 110V AC Motor, 110V AC Closing, 110V AC Shunt, Microprocessor based Release ET2A, Frame size 1, Isc=Icu=50kA@440V AC, Icw=50kA for 1s
11248 | 1250A TP 50kA EDO MVS ACB with O/C,S/C protection & 110V DC Motor, 110V DC Closing, 110V DC Shunt, Microprocessor based Release ET2A, Frame size 1, Isc=Icu=50kA@440V AC, Icw=50kA for 1s | ACB | LV_Switchgear | MVS12N3NW2A_110VDC-M_110VDC-CC_110VDC-ST | SCHNEIDER | 1250A | 50kA | Nos. | None | Inventory | 1250A TP 50kA EDO MVS ACB with O/C,S/C protection & 110V DC Motor, 110V DC Closing, 110V DC Shunt, Microprocessor based Release ET2A, Frame size 1, Isc=Icu=50kA@440V AC, Icw=50kA for 1s
11249 | 1250A TP 50kA EDO MVS ACB with O/C,S/C protection & 240V AC Motor, 240V AC Closing, 240V AC Shunt, Microprocessor based Release ET2A, Frame size 1, Isc=Icu=50kA@440V AC, Icw=50kA for 1s | ACB | LV_Switchgear | MVS12N3NW2A_240VAC-M_240VAC-CC_240VAC-ST | SCHNEIDER | 1250A | 50kA | Nos. | None | Inventory | 1250A TP 50kA EDO MVS ACB with O/C,S/C protection & 240V AC Motor, 240V AC Closing, 240V AC Shunt, Microprocessor based Release ET2A, Frame size 1, Isc=Icu=50kA@440V AC, Icw=50kA for 1s
11250 | 1250A TP 50kA EDO MVS ACB with O/C,S/C protection & 240V DC Motor, 240V DC Closing, 240V DC Shunt, Microprocessor based Release ET2A, Frame size 1, Isc=Icu=50kA@440V AC, Icw=50kA for 1s | ACB | LV_Switchgear | MVS12N3NW2A_240VDC-M_240VDC-CC_240VDC-ST | SCHNEIDER | 1250A | 50kA | Nos. | None | Inventory | 1250A TP 50kA EDO MVS ACB with O/C,S/C protection & 240V DC Motor, 240V DC Closing, 240V DC Shunt, Microprocessor based Release ET2A, Frame size 1, Isc=Icu=50kA@440V AC, Icw=50kA for 1s
11251 | 1250A TP 50kA EDO MVS ACB with O/C,S/C protection & 24V DC Motor, 24V DC Closing, 24V DC Shunt, Microprocessor based Release ET2A, Frame size 1, Isc=Icu=50kA@440V AC, Icw=50kA for 1s | ACB | LV_Switchgear | MVS12N3NW2A_24VDC-M_24VDC-CC_24VDC-ST | SCHNEIDER | 1250A | 50kA | Nos. | None | Inventory | 1250A TP 50kA EDO MVS ACB with O/C,S/C protection & 24V DC Motor, 24V DC Closing, 24V DC Shunt, Microprocessor based Release ET2A, Frame size 1, Isc=Icu=50kA@440V AC, Icw=50kA for 1s
11252 | 1250A TP 50kA EDO MVS ACB with O/C,S/C protection & 415V AC Motor, 415V AC Closing, 415V AC Shunt, Microprocessor based Release ET2A, Frame size 1, Isc=Icu=50kA@440V AC, Icw=50kA for 1s | ACB | LV_Switchgear | MVS12N3NW2A_415VAC-M_415VAC-CC_415VAC-ST | SCHNEIDER | 1250A | 50kA | Nos. | None | Inventory | 1250A TP 50kA EDO MVS ACB with O/C,S/C protection & 415V AC Motor, 415V AC Closing, 415V AC Shunt, Microprocessor based Release ET2A, Frame size 1, Isc=Icu=50kA@440V AC, Icw=50kA for 1s
11253 | 1250A TP 50kA EDO MVS ACB with O/C,S/C protection & 48V DC Motor, 48V DC Closing, 48V DC Shunt, Microprocessor based Release ET2A, Frame size 1, Isc=Icu=50kA@440V AC, Icw=50kA for 1s | ACB | LV_Switchgear | MVS12N3NW2A_48VDC-M_48VDC-CC_48VDC-ST | SCHNEIDER | 1250A | 50kA | Nos. | None | Inventory | 1250A TP 50kA EDO MVS ACB with O/C,S/C protection & 48V DC Motor, 48V DC Closing, 48V DC Shunt, Microprocessor based Release ET2A, Frame size 1, Isc=Icu=50kA@440V AC, Icw=50kA for 1s
11254 | 1250A TP 50kA EDO MVS ACB with O/C,S/C protection & 110V AC Motor, 110V AC Closing, 110V AC Shunt, Microprocessor based Release ET2L, Frame size 1, Isc=Icu=50kA@440V AC, Icw=50kA for 1s | ACB | LV_Switchgear | MVS12N3NW2L_110VAC-M_110VAC-CC_110VAC-ST | SCHNEIDER | 1250A | 50kA | Nos. | None | Inventory | 1250A TP 50kA EDO MVS ACB with O/C,S/C protection & 110V AC Motor, 110V AC Closing, 110V AC Shunt, Microprocessor based Release ET2L, Frame size 1, Isc=Icu=50kA@440V AC, Icw=50kA for 1s
11255 | 1250A TP 50kA EDO MVS ACB with O/C,S/C protection & 110V DC Motor, 110V DC Closing, 110V DC Shunt, Microprocessor based Release ET2L, Frame size 1, Isc=Icu=50kA@440V AC, Icw=50kA for 1s | ACB | LV_Switchgear | MVS12N3NW2L_110VDC-M_110VDC-CC_110VDC-ST | SCHNEIDER | 1250A | 50kA | Nos. | None | Inventory | 1250A TP 50kA EDO MVS ACB with O/C,S/C protection & 110V DC Motor, 110V DC Closing, 110V DC Shunt, Microprocessor based Release ET2L, Frame size 1, Isc=Icu=50kA@440V AC, Icw=50kA for 1s
11256 | 1250A TP 50kA EDO MVS ACB with O/C,S/C protection & 240V AC Motor, 240V AC Closing, 240V AC Shunt, Microprocessor based Release ET2L, Frame size 1, Isc=Icu=50kA@440V AC, Icw=50kA for 1s | ACB | LV_Switchgear | MVS12N3NW2L_240VAC-M_240VAC-CC_240VAC-ST | SCHNEIDER | 1250A | 50kA | Nos. | None | Inventory | 1250A TP 50kA EDO MVS ACB with O/C,S/C protection & 240V AC Motor, 240V AC Closing, 240V AC Shunt, Microprocessor based Release ET2L, Frame size 1, Isc=Icu=50kA@440V AC, Icw=50kA for 1s
11257 | 1250A TP 50kA EDO MVS ACB with O/C,S/C protection & 240V DC Motor, 240V DC Closing, 240V DC Shunt, Microprocessor based Release ET2L, Frame size 1, Isc=Icu=50kA@440V AC, Icw=50kA for 1s | ACB | LV_Switchgear | MVS12N3NW2L_240VDC-M_240VDC-CC_240VDC-ST | SCHNEIDER | 1250A | 50kA | Nos. | None | Inventory | 1250A TP 50kA EDO MVS ACB with O/C,S/C protection & 240V DC Motor, 240V DC Closing, 240V DC Shunt, Microprocessor based Release ET2L, Frame size 1, Isc=Icu=50kA@440V AC, Icw=50kA for 1s
11258 | 1250A TP 50kA EDO MVS ACB with O/C,S/C protection & 24V DC Motor, 24V DC Closing, 24V DC Shunt, Microprocessor based Release ET2L, Frame size 1, Isc=Icu=50kA@440V AC, Icw=50kA for 1s | ACB | LV_Switchgear | MVS12N3NW2L_24VDC-M_24VDC-CC_24VDC-ST | SCHNEIDER | 1250A | 50kA | Nos. | None | Inventory | 1250A TP 50kA EDO MVS ACB with O/C,S/C protection & 24V DC Motor, 24V DC Closing, 24V DC Shunt, Microprocessor based Release ET2L, Frame size 1, Isc=Icu=50kA@440V AC, Icw=50kA for 1s
11259 | 1250A TP 50kA EDO MVS ACB with O/C,S/C protection & 415V AC Motor, 415V AC Closing, 415V AC Shunt, Microprocessor based Release ET2L, Frame size 1, Isc=Icu=50kA@440V AC, Icw=50kA for 1s | ACB | LV_Switchgear | MVS12N3NW2L_415VAC-M_415VAC-CC_415VAC-ST | SCHNEIDER | 1250A | 50kA | Nos. | None | Inventory | 1250A TP 50kA EDO MVS ACB with O/C,S/C protection & 415V AC Motor, 415V AC Closing, 415V AC Shunt, Microprocessor based Release ET2L, Frame size 1, Isc=Icu=50kA@440V AC, Icw=50kA for 1s
11260 | 1250A TP 50kA EDO MVS ACB with O/C,S/C protection & 48V DC Motor, 48V DC Closing, 48V DC Shunt, Microprocessor based Release ET2L, Frame size 1, Isc=Icu=50kA@440V AC, Icw=50kA for 1s | ACB | LV_Switchgear | MVS12N3NW2L_48VDC-M_48VDC-CC_48VDC-ST | SCHNEIDER | 1250A | 50kA | Nos. | None | Inventory | 1250A TP 50kA EDO MVS ACB with O/C,S/C protection & 48V DC Motor, 48V DC Closing, 48V DC Shunt, Microprocessor based Release ET2L, Frame size 1, Isc=Icu=50kA@440V AC, Icw=50kA for 1s
11261 | 1250A TP 50kA EDO MVS ACB with O/C,S/C protection & 110V AC Motor, 110V AC Closing, 110V AC Shunt, Microprocessor based Release ET2V, Frame size 1, Isc=Icu=50kA@440V AC, Icw=50kA for 1s | ACB | LV_Switchgear | MVS12N3NW2V_110VAC-M_110VAC-CC_110VAC-ST | SCHNEIDER | 1250A | 50kA | Nos. | None | Inventory | 1250A TP 50kA EDO MVS ACB with O/C,S/C protection & 110V AC Motor, 110V AC Closing, 110V AC Shunt, Microprocessor based Release ET2V, Frame size 1, Isc=Icu=50kA@440V AC, Icw=50kA for 1s
11262 | 1250A TP 50kA EDO MVS ACB with O/C,S/C protection & 110V DC Motor, 110V DC Closing, 110V DC Shunt, Microprocessor based Release ET2V, Frame size 1, Isc=Icu=50kA@440V AC, Icw=50kA for 1s | ACB | LV_Switchgear | MVS12N3NW2V_110VDC-M_110VDC-CC_110VDC-ST | SCHNEIDER | 1250A | 50kA | Nos. | None | Inventory | 1250A TP 50kA EDO MVS ACB with O/C,S/C protection & 110V DC Motor, 110V DC Closing, 110V DC Shunt, Microprocessor based Release ET2V, Frame size 1, Isc=Icu=50kA@440V AC, Icw=50kA for 1s
11263 | 1250A TP 50kA EDO MVS ACB with O/C,S/C protection & 240V AC Motor, 240V AC Closing, 240V AC Shunt, Microprocessor based Release ET2V, Frame size 1, Isc=Icu=50kA@440V AC, Icw=50kA for 1s | ACB | LV_Switchgear | MVS12N3NW2V_240VAC-M_240VAC-CC_240VAC-ST | SCHNEIDER | 1250A | 50kA | Nos. | None | Inventory | 1250A TP 50kA EDO MVS ACB with O/C,S/C protection & 240V AC Motor, 240V AC Closing, 240V AC Shunt, Microprocessor based Release ET2V, Frame size 1, Isc=Icu=50kA@440V AC, Icw=50kA for 1s
11264 | 1250A TP 50kA EDO MVS ACB with O/C,S/C protection & 240V DC Motor, 240V DC Closing, 240V DC Shunt, Microprocessor based Release ET2V, Frame size 1, Isc=Icu=50kA@440V AC, Icw=50kA for 1s | ACB | LV_Switchgear | MVS12N3NW2V_240VDC-M_240VDC-CC_240VDC-ST | SCHNEIDER | 1250A | 50kA | Nos. | None | Inventory | 1250A TP 50kA EDO MVS ACB with O/C,S/C protection & 240V DC Motor, 240V DC Closing, 240V DC Shunt, Microprocessor based Release ET2V, Frame size 1, Isc=Icu=50kA@440V AC, Icw=50kA for 1s
11265 | 1250A TP 50kA EDO MVS ACB with O/C,S/C protection & 24V DC Motor, 24V DC Closing, 24V DC Shunt, Microprocessor based Release ET2V, Frame size 1, Isc=Icu=50kA@440V AC, Icw=50kA for 1s | ACB | LV_Switchgear | MVS12N3NW2V_24VDC-M_24VDC-CC_24VDC-ST | SCHNEIDER | 1250A | 50kA | Nos. | None | Inventory | 1250A TP 50kA EDO MVS ACB with O/C,S/C protection & 24V DC Motor, 24V DC Closing, 24V DC Shunt, Microprocessor based Release ET2V, Frame size 1, Isc=Icu=50kA@440V AC, Icw=50kA for 1s
11266 | 1250A TP 50kA EDO MVS ACB with O/C,S/C protection & 415V AC Motor, 415V AC Closing, 415V AC Shunt, Microprocessor based Release ET2V, Frame size 1, Isc=Icu=50kA@440V AC, Icw=50kA for 1s | ACB | LV_Switchgear | MVS12N3NW2V_415VAC-M_415VAC-CC_415VAC-ST | SCHNEIDER | 1250A | 50kA | Nos. | None | Inventory | 1250A TP 50kA EDO MVS ACB with O/C,S/C protection & 415V AC Motor, 415V AC Closing, 415V AC Shunt, Microprocessor based Release ET2V, Frame size 1, Isc=Icu=50kA@440V AC, Icw=50kA for 1s
11267 | 1250A TP 50kA EDO MVS ACB with O/C,S/C protection & 48V DC Motor, 48V DC Closing, 48V DC Shunt, Microprocessor based Release ET2V, Frame size 1, Isc=Icu=50kA@440V AC, Icw=50kA for 1s | ACB | LV_Switchgear | MVS12N3NW2V_48VDC-M_48VDC-CC_48VDC-ST | SCHNEIDER | 1250A | 50kA | Nos. | None | Inventory | 1250A TP 50kA EDO MVS ACB with O/C,S/C protection & 48V DC Motor, 48V DC Closing, 48V DC Shunt, Microprocessor based Release ET2V, Frame size 1, Isc=Icu=50kA@440V AC, Icw=50kA for 1s
11268 | 1250A TP 50kA EDO MVS ACB with O/C,S/C,E/F protection & 110V AC Motor, 110V AC Closing, 110V AC Shunt, Microprocessor based Release ET6A, Frame size 1, Isc=Icu=50kA@440V AC, Icw=50kA for 1s | ACB | LV_Switchgear | MVS12N3NW6A_110VAC-M_110VAC-CC_110VAC-ST | SCHNEIDER | 1250A | 50kA | Nos. | None | Inventory | 1250A TP 50kA EDO MVS ACB with O/C,S/C,E/F protection & 110V AC Motor, 110V AC Closing, 110V AC Shunt, Microprocessor based Release ET6A, Frame size 1, Isc=Icu=50kA@440V AC, Icw=50kA for 1s
11269 | 1250A TP 50kA EDO MVS ACB with O/C,S/C,E/F protection & 110V DC Motor, 110V DC Closing, 110V DC Shunt, Microprocessor based Release ET6A, Frame size 1, Isc=Icu=50kA@440V AC, Icw=50kA for 1s | ACB | LV_Switchgear | MVS12N3NW6A_110VDC-M_110VDC-CC_110VDC-ST | SCHNEIDER | 1250A | 50kA | Nos. | None | Inventory | 1250A TP 50kA EDO MVS ACB with O/C,S/C,E/F protection & 110V DC Motor, 110V DC Closing, 110V DC Shunt, Microprocessor based Release ET6A, Frame size 1, Isc=Icu=50kA@440V AC, Icw=50kA for 1s
11270 | 1250A TP 50kA EDO MVS ACB with O/C,S/C,E/F protection & 240V AC Motor, 240V AC Closing, 240V AC Shunt, Microprocessor based Release ET6A, Frame size 1, Isc=Icu=50kA@440V AC, Icw=50kA for 1s | ACB | LV_Switchgear | MVS12N3NW6A_240VAC-M_240VAC-CC_240VAC-ST | SCHNEIDER | 1250A | 50kA | Nos. | None | Inventory | 1250A TP 50kA EDO MVS ACB with O/C,S/C,E/F protection & 240V AC Motor, 240V AC Closing, 240V AC Shunt, Microprocessor based Release ET6A, Frame size 1, Isc=Icu=50kA@440V AC, Icw=50kA for 1s
11271 | 1250A TP 50kA EDO MVS ACB with O/C,S/C,E/F protection & 240V DC Motor, 240V DC Closing, 240V DC Shunt, Microprocessor based Release ET6A, Frame size 1, Isc=Icu=50kA@440V AC, Icw=50kA for 1s | ACB | LV_Switchgear | MVS12N3NW6A_240VDC-M_240VDC-CC_240VDC-ST | SCHNEIDER | 1250A | 50kA | Nos. | None | Inventory | 1250A TP 50kA EDO MVS ACB with O/C,S/C,E/F protection & 240V DC Motor, 240V DC Closing, 240V DC Shunt, Microprocessor based Release ET6A, Frame size 1, Isc=Icu=50kA@440V AC, Icw=50kA for 1s
11272 | 1250A TP 50kA EDO MVS ACB with O/C,S/C,E/F protection & 24V DC Motor, 24V DC Closing, 24V DC Shunt, Microprocessor based Release ET6A, Frame size 1, Isc=Icu=50kA@440V AC, Icw=50kA for 1s | ACB | LV_Switchgear | MVS12N3NW6A_24VDC-M_24VDC-CC_24VDC-ST | SCHNEIDER | 1250A | 50kA | Nos. | None | Inventory | 1250A TP 50kA EDO MVS ACB with O/C,S/C,E/F protection & 24V DC Motor, 24V DC Closing, 24V DC Shunt, Microprocessor based Release ET6A, Frame size 1, Isc=Icu=50kA@440V AC, Icw=50kA for 1s
11273 | 1250A TP 50kA EDO MVS ACB with O/C,S/C,E/F protection & 415V AC Motor, 415V AC Closing, 415V AC Shunt, Microprocessor based Release ET6A, Frame size 1, Isc=Icu=50kA@440V AC, Icw=50kA for 1s | ACB | LV_Switchgear | MVS12N3NW6A_415VAC-M_415VAC-CC_415VAC-ST | SCHNEIDER | 1250A | 50kA | Nos. | None | Inventory | 1250A TP 50kA EDO MVS ACB with O/C,S/C,E/F protection & 415V AC Motor, 415V AC Closing, 415V AC Shunt, Microprocessor based Release ET6A, Frame size 1, Isc=Icu=50kA@440V AC, Icw=50kA for 1s
11274 | 1250A TP 50kA EDO MVS ACB with O/C,S/C,E/F protection & 48V DC Motor, 48V DC Closing, 48V DC Shunt, Microprocessor based Release ET6A, Frame size 1, Isc=Icu=50kA@440V AC, Icw=50kA for 1s | ACB | LV_Switchgear | MVS12N3NW6A_48VDC-M_48VDC-CC_48VDC-ST | SCHNEIDER | 1250A | 50kA | Nos. | None | Inventory | 1250A TP 50kA EDO MVS ACB with O/C,S/C,E/F protection & 48V DC Motor, 48V DC Closing, 48V DC Shunt, Microprocessor based Release ET6A, Frame size 1, Isc=Icu=50kA@440V AC, Icw=50kA for 1s
11275 | 1250A TP 50kA EDO MVS ACB with O/C,S/C,E/F protection & 110V AC Motor, 110V AC Closing, 110V AC Shunt, Microprocessor based Release ET6G, Frame size 1, Isc=Icu=50kA@440V AC, Icw=50kA for 1s | ACB | LV_Switchgear | MVS12N3NW6L_110VAC-M_110VAC-CC_110VAC-ST | SCHNEIDER | 1250A | 50kA | Nos. | None | Inventory | 1250A TP 50kA EDO MVS ACB with O/C,S/C,E/F protection & 110V AC Motor, 110V AC Closing, 110V AC Shunt, Microprocessor based Release ET6G, Frame size 1, Isc=Icu=50kA@440V AC, Icw=50kA for 1s
11276 | 1250A TP 50kA EDO MVS ACB with O/C,S/C,E/F protection & 110V DC Motor, 110V DC Closing, 110V DC Shunt, Microprocessor based Release ET6G, Frame size 1, Isc=Icu=50kA@440V AC, Icw=50kA for 1s | ACB | LV_Switchgear | MVS12N3NW6L_110VDC-M_110VDC-CC_110VDC-ST | SCHNEIDER | 1250A | 50kA | Nos. | None | Inventory | 1250A TP 50kA EDO MVS ACB with O/C,S/C,E/F protection & 110V DC Motor, 110V DC Closing, 110V DC Shunt, Microprocessor based Release ET6G, Frame size 1, Isc=Icu=50kA@440V AC, Icw=50kA for 1s
11277 | 1250A TP 50kA EDO MVS ACB with O/C,S/C,E/F protection & 240V AC Motor, 240V AC Closing, 240V AC Shunt, Microprocessor based Release ET6G, Frame size 1, Isc=Icu=50kA@440V AC, Icw=50kA for 1s | ACB | LV_Switchgear | MVS12N3NW6L_240VAC-M_240VAC-CC_240VAC-ST | SCHNEIDER | 1250A | 50kA | Nos. | None | Inventory | 1250A TP 50kA EDO MVS ACB with O/C,S/C,E/F protection & 240V AC Motor, 240V AC Closing, 240V AC Shunt, Microprocessor based Release ET6G, Frame size 1, Isc=Icu=50kA@440V AC, Icw=50kA for 1s
11278 | 1250A TP 50kA EDO MVS ACB with O/C,S/C,E/F protection & 240V DC Motor, 240V DC Closing, 240V DC Shunt, Microprocessor based Release ET6G, Frame size 1, Isc=Icu=50kA@440V AC, Icw=50kA for 1s | ACB | LV_Switchgear | MVS12N3NW6L_240VDC-M_240VDC-CC_240VDC-ST | SCHNEIDER | 1250A | 50kA | Nos. | None | Inventory | 1250A TP 50kA EDO MVS ACB with O/C,S/C,E/F protection & 240V DC Motor, 240V DC Closing, 240V DC Shunt, Microprocessor based Release ET6G, Frame size 1, Isc=Icu=50kA@440V AC, Icw=50kA for 1s
11279 | 1250A TP 50kA EDO MVS ACB with O/C,S/C,E/F protection & 24V DC Motor, 24V DC Closing, 24V DC Shunt, Microprocessor based Release ET6G, Frame size 1, Isc=Icu=50kA@440V AC, Icw=50kA for 1s | ACB | LV_Switchgear | MVS12N3NW6L_24VDC-M_24VDC-CC_24VDC-ST | SCHNEIDER | 1250A | 50kA | Nos. | None | Inventory | 1250A TP 50kA EDO MVS ACB with O/C,S/C,E/F protection & 24V DC Motor, 24V DC Closing, 24V DC Shunt, Microprocessor based Release ET6G, Frame size 1, Isc=Icu=50kA@440V AC, Icw=50kA for 1s
11280 | 1250A TP 50kA EDO MVS ACB with O/C,S/C,E/F protection & 415V AC Motor, 415V AC Closing, 415V AC Shunt, Microprocessor based Release ET6G, Frame size 1, Isc=Icu=50kA@440V AC, Icw=50kA for 1s | ACB | LV_Switchgear | MVS12N3NW6L_415VAC-M_415VAC-CC_415VAC-ST | SCHNEIDER | 1250A | 50kA | Nos. | None | Inventory | 1250A TP 50kA EDO MVS ACB with O/C,S/C,E/F protection & 415V AC Motor, 415V AC Closing, 415V AC Shunt, Microprocessor based Release ET6G, Frame size 1, Isc=Icu=50kA@440V AC, Icw=50kA for 1s
11281 | 1250A TP 50kA EDO MVS ACB with O/C,S/C,E/F protection & 48V DC Motor, 48V DC Closing, 48V DC Shunt, Microprocessor based Release ET6G, Frame size 1, Isc=Icu=50kA@440V AC, Icw=50kA for 1s | ACB | LV_Switchgear | MVS12N3NW6L_48VDC-M_48VDC-CC_48VDC-ST | SCHNEIDER | 1250A | 50kA | Nos. | None | Inventory | 1250A TP 50kA EDO MVS ACB with O/C,S/C,E/F protection & 48V DC Motor, 48V DC Closing, 48V DC Shunt, Microprocessor based Release ET6G, Frame size 1, Isc=Icu=50kA@440V AC, Icw=50kA for 1s
11282 | 1250A TP 50kA EDO MVS ACB with O/C,S/C,E/F protection & 110V AC Motor, 110V AC Closing, 110V AC Shunt, Microprocessor based Release ET6V, Frame size 1, Isc=Icu=50kA@440V AC, Icw=50kA for 1s | ACB | LV_Switchgear | MVS12N3NW6V_110VAC-M_110VAC-CC_110VAC-ST | SCHNEIDER | 1250A | 50kA | Nos. | None | Inventory | 1250A TP 50kA EDO MVS ACB with O/C,S/C,E/F protection & 110V AC Motor, 110V AC Closing, 110V AC Shunt, Microprocessor based Release ET6V, Frame size 1, Isc=Icu=50kA@440V AC, Icw=50kA for 1s
11283 | 1250A TP 50kA EDO MVS ACB with O/C,S/C,E/F protection & 110V DC Motor, 110V DC Closing, 110V DC Shunt, Microprocessor based Release ET6V, Frame size 1, Isc=Icu=50kA@440V AC, Icw=50kA for 1s | ACB | LV_Switchgear | MVS12N3NW6V_110VDC-M_110VDC-CC_110VDC-ST | SCHNEIDER | 1250A | 50kA | Nos. | None | Inventory | 1250A TP 50kA EDO MVS ACB with O/C,S/C,E/F protection & 110V DC Motor, 110V DC Closing, 110V DC Shunt, Microprocessor based Release ET6V, Frame size 1, Isc=Icu=50kA@440V AC, Icw=50kA for 1s
11284 | 1250A TP 50kA EDO MVS ACB with O/C,S/C,E/F protection & 240V AC Motor, 240V AC Closing, 240V AC Shunt, Microprocessor based Release ET6V, Frame size 1, Isc=Icu=50kA@440V AC, Icw=50kA for 1s | ACB | LV_Switchgear | MVS12N3NW6V_240VAC-M_240VAC-CC_240VAC-ST | SCHNEIDER | 1250A | 50kA | Nos. | None | Inventory | 1250A TP 50kA EDO MVS ACB with O/C,S/C,E/F protection & 240V AC Motor, 240V AC Closing, 240V AC Shunt, Microprocessor based Release ET6V, Frame size 1, Isc=Icu=50kA@440V AC, Icw=50kA for 1s
11285 | 1250A TP 50kA EDO MVS ACB with O/C,S/C,E/F protection & 240V DC Motor, 240V DC Closing, 240V DC Shunt, Microprocessor based Release ET6V, Frame size 1, Isc=Icu=50kA@440V AC, Icw=50kA for 1s | ACB | LV_Switchgear | MVS12N3NW6V_240VDC-M_240VDC-CC_240VDC-ST | SCHNEIDER | 1250A | 50kA | Nos. | None | Inventory | 1250A TP 50kA EDO MVS ACB with O/C,S/C,E/F protection & 240V DC Motor, 240V DC Closing, 240V DC Shunt, Microprocessor based Release ET6V, Frame size 1, Isc=Icu=50kA@440V AC, Icw=50kA for 1s
11286 | 1250A TP 50kA EDO MVS ACB with O/C,S/C,E/F protection & 24V DC Motor, 24V DC Closing, 24V DC Shunt, Microprocessor based Release ET6V, Frame size 1, Isc=Icu=50kA@440V AC, Icw=50kA for 1s | ACB | LV_Switchgear | MVS12N3NW6V_24VDC-M_24VDC-CC_24VDC-ST | SCHNEIDER | 1250A | 50kA | Nos. | None | Inventory | 1250A TP 50kA EDO MVS ACB with O/C,S/C,E/F protection & 24V DC Motor, 24V DC Closing, 24V DC Shunt, Microprocessor based Release ET6V, Frame size 1, Isc=Icu=50kA@440V AC, Icw=50kA for 1s
11287 | 1250A TP 50kA EDO MVS ACB with O/C,S/C,E/F protection & 415V AC Motor, 415V AC Closing, 415V AC Shunt, Microprocessor based Release ET6V, Frame size 1, Isc=Icu=50kA@440V AC, Icw=50kA for 1s | ACB | LV_Switchgear | MVS12N3NW6V_415VAC-M_415VAC-CC_415VAC-ST | SCHNEIDER | 1250A | 50kA | Nos. | None | Inventory | 1250A TP 50kA EDO MVS ACB with O/C,S/C,E/F protection & 415V AC Motor, 415V AC Closing, 415V AC Shunt, Microprocessor based Release ET6V, Frame size 1, Isc=Icu=50kA@440V AC, Icw=50kA for 1s
11288 | 1250A TP 50kA EDO MVS ACB with O/C,S/C,E/F protection & 48V DC Motor, 48V DC Closing, 48V DC Shunt, Microprocessor based Release ET6V, Frame size 1, Isc=Icu=50kA@440V AC, Icw=50kA for 1s | ACB | LV_Switchgear | MVS12N3NW6V_48VDC-M_48VDC-CC_48VDC-ST | SCHNEIDER | 1250A | 50kA | Nos. | None | Inventory | 1250A TP 50kA EDO MVS ACB with O/C,S/C,E/F protection & 48V DC Motor, 48V DC Closing, 48V DC Shunt, Microprocessor based Release ET6V, Frame size 1, Isc=Icu=50kA@440V AC, Icw=50kA for 1s
11289 | 1250A FP 50kA MDO MVS ACB without Release, Frame size 1, Ics=Icu=50kA@440V AC, Icw=50kA for 1s | ACB | LV_Switchgear | MVS12N4MW0D | SCHNEIDER | 1250A | 50kA | Nos. | None | Inventory | 1250A FP 50kA MDO MVS ACB without Release, Frame size 1, Ics=Icu=50kA@440V AC, Icw=50kA for 1s
11290 | 1250A FP 50kA MDO MVS ACB with O/C,S/C protection, Microprocessor based Release ET2A, Frame size 1, Ics=Icu=50kA@440V AC, Icw=50kA for 1s | ACB | LV_Switchgear | MVS12N4MW2A | SCHNEIDER | 1250A | 50kA | Nos. | None | Inventory | 1250A FP 50kA MDO MVS ACB with O/C,S/C protection, Microprocessor based Release ET2A, Frame size 1, Ics=Icu=50kA@440V AC, Icw=50kA for 1s
11291 | 1250A FP 50kA MDO MVS ACB with O/C,S/C protection, Microprocessor based Release ET2L, Frame size 1, Ics=Icu=50kA@440V AC, Icw=50kA for 1s | ACB | LV_Switchgear | MVS12N4MW2L | SCHNEIDER | 1250A | 50kA | Nos. | None | Inventory | 1250A FP 50kA MDO MVS ACB with O/C,S/C protection, Microprocessor based Release ET2L, Frame size 1, Ics=Icu=50kA@440V AC, Icw=50kA for 1s
11292 | 1250A FP 50kA MDO MVS ACB with O/C,S/C protection, Microprocessor based Release ET2V, Frame size 1, Ics=Icu=50kA@440V AC, Icw=50kA for 1s | ACB | LV_Switchgear | MVS12N4MW2V | SCHNEIDER | 1250A | 50kA | Nos. | None | Inventory | 1250A FP 50kA MDO MVS ACB with O/C,S/C protection, Microprocessor based Release ET2V, Frame size 1, Ics=Icu=50kA@440V AC, Icw=50kA for 1s
11293 | 1250A FP 50kA MDO MVS ACB with O/C,S/C,E/F protection, Microprocessor based Release ET6A, Frame size 1, Ics=Icu=50kA@440V AC, Icw=50kA for 1s | ACB | LV_Switchgear | MVS12N4MW6A | SCHNEIDER | 1250A | 50kA | Nos. | None | Inventory | 1250A FP 50kA MDO MVS ACB with O/C,S/C,E/F protection, Microprocessor based Release ET6A, Frame size 1, Ics=Icu=50kA@440V AC, Icw=50kA for 1s
11294 | 1250A FP 50kA MDO MVS ACB with O/C,S/C,E/F protection, Microprocessor based Release ET6G, Frame size 1, Ics=Icu=50kA@440V AC, Icw=50kA for 1s | ACB | LV_Switchgear | MVS12N4MW6L | SCHNEIDER | 1250A | 50kA | Nos. | None | Inventory | 1250A FP 50kA MDO MVS ACB with O/C,S/C,E/F protection, Microprocessor based Release ET6G, Frame size 1, Ics=Icu=50kA@440V AC, Icw=50kA for 1s
11295 | 1250A FP 50kA MDO MVS ACB with O/C,S/C,E/F protection, Microprocessor based Release ET6V, Frame size 1, Ics=Icu=50kA@440V AC, Icw=50kA for 1s | ACB | LV_Switchgear | MVS12N4MW6V | SCHNEIDER | 1250A | 50kA | Nos. | None | Inventory | 1250A FP 50kA MDO MVS ACB with O/C,S/C,E/F protection, Microprocessor based Release ET6V, Frame size 1, Ics=Icu=50kA@440V AC, Icw=50kA for 1s
11296 | 1250A FP 50kA EDO MVS ACB without Release & 110V AC Motor, 110V AC Closing, 110V AC Shunt, Frame size 1, Isc=Icu=50kA@440V AC, Icw=50kA for 1s | ACB | LV_Switchgear | MVS12N4NW0D_110VAC-M_110VAC-CC_110VAC-ST | SCHNEIDER | 1250A | 50kA | Nos. | None | Inventory | 1250A FP 50kA EDO MVS ACB without Release & 110V AC Motor, 110V AC Closing, 110V AC Shunt, Frame size 1, Isc=Icu=50kA@440V AC, Icw=50kA for 1s
11297 | 1250A FP 50kA EDO MVS ACB without Release & 110V DC Motor, 110V DC Closing, 110V DC Shunt, Frame size 1, Isc=Icu=50kA@440V AC, Icw=50kA for 1s | ACB | LV_Switchgear | MVS12N4NW0D_110VDC-M_110VDC-CC_110VDC-ST | SCHNEIDER | 1250A | 50kA | Nos. | None | Inventory | 1250A FP 50kA EDO MVS ACB without Release & 110V DC Motor, 110V DC Closing, 110V DC Shunt, Frame size 1, Isc=Icu=50kA@440V AC, Icw=50kA for 1s
11298 | 1250A FP 50kA EDO MVS ACB without Release & 240V AC Motor, 240V AC Closing, 240V AC Shunt, Frame size 1, Isc=Icu=50kA@440V AC, Icw=50kA for 1s | ACB | LV_Switchgear | MVS12N4NW0D_240VAC-M_240VAC-CC_240VAC-ST | SCHNEIDER | 1250A | 50kA | Nos. | None | Inventory | 1250A FP 50kA EDO MVS ACB without Release & 240V AC Motor, 240V AC Closing, 240V AC Shunt, Frame size 1, Isc=Icu=50kA@440V AC, Icw=50kA for 1s
11299 | 1250A FP 50kA EDO MVS ACB without Release & 240V DC Motor, 240V DC Closing, 240V DC Shunt, Frame size 1, Isc=Icu=50kA@440V AC, Icw=50kA for 1s | ACB | LV_Switchgear | MVS12N4NW0D_240VDC-M_240VDC-CC_240VDC-ST | SCHNEIDER | 1250A | 50kA | Nos. | None | Inventory | 1250A FP 50kA EDO MVS ACB without Release & 240V DC Motor, 240V DC Closing, 240V DC Shunt, Frame size 1, Isc=Icu=50kA@440V AC, Icw=50kA for 1s
11300 | 1250A FP 50kA EDO MVS ACB without Release & 24V DC Motor, 24V DC Closing, 24V DC Shunt, Frame size 1, Isc=Icu=50kA@440V AC, Icw=50kA for 1s | ACB | LV_Switchgear | MVS12N4NW0D_24VDC-M_24VDC-CC_24VDC-ST | SCHNEIDER | 1250A | 50kA | Nos. | None | Inventory | 1250A FP 50kA EDO MVS ACB without Release & 24V DC Motor, 24V DC Closing, 24V DC Shunt, Frame size 1, Isc=Icu=50kA@440V AC, Icw=50kA for 1s
11301 | 1250A FP 50kA EDO MVS ACB without Release & 415V AC Motor, 415V AC Closing, 415V AC Shunt, Frame size 1, Isc=Icu=50kA@440V AC, Icw=50kA for 1s | ACB | LV_Switchgear | MVS12N4NW0D_415VAC-M_415VAC-CC_415VAC-ST | SCHNEIDER | 1250A | 50kA | Nos. | None | Inventory | 1250A FP 50kA EDO MVS ACB without Release & 415V AC Motor, 415V AC Closing, 415V AC Shunt, Frame size 1, Isc=Icu=50kA@440V AC, Icw=50kA for 1s
11302 | 1250A FP 50kA EDO MVS ACB without Release & 48V DC Motor, 48V DC Closing, 48V DC Shunt, Frame size 1, Isc=Icu=50kA@440V AC, Icw=50kA for 1s | ACB | LV_Switchgear | MVS12N4NW0D_48VDC-M_48VDC-CC_48VDC-ST | SCHNEIDER | 1250A | 50kA | Nos. | None | Inventory | 1250A FP 50kA EDO MVS ACB without Release & 48V DC Motor, 48V DC Closing, 48V DC Shunt, Frame size 1, Isc=Icu=50kA@440V AC, Icw=50kA for 1s
11303 | 1250A FP 50kA EDO MVS ACB with O/C,S/C protection & 110V AC Motor, 110V AC Closing, 110V AC Shunt, Microprocessor based Release ET2A, Frame size 1, Isc=Icu=50kA@440V AC, Icw=50kA for 1s | ACB | LV_Switchgear | MVS12N4NW2A_110VAC-M_110VAC-CC_110VAC-ST | SCHNEIDER | 1250A | 50kA | Nos. | None | Inventory | 1250A FP 50kA EDO MVS ACB with O/C,S/C protection & 110V AC Motor, 110V AC Closing, 110V AC Shunt, Microprocessor based Release ET2A, Frame size 1, Isc=Icu=50kA@440V AC, Icw=50kA for 1s
11304 | 1250A FP 50kA EDO MVS ACB with O/C,S/C protection & 110V DC Motor, 110V DC Closing, 110V DC Shunt, Microprocessor based Release ET2A, Frame size 1, Isc=Icu=50kA@440V AC, Icw=50kA for 1s | ACB | LV_Switchgear | MVS12N4NW2A_110VDC-M_110VDC-CC_110VDC-ST | SCHNEIDER | 1250A | 50kA | Nos. | None | Inventory | 1250A FP 50kA EDO MVS ACB with O/C,S/C protection & 110V DC Motor, 110V DC Closing, 110V DC Shunt, Microprocessor based Release ET2A, Frame size 1, Isc=Icu=50kA@440V AC, Icw=50kA for 1s
11305 | 1250A FP 50kA EDO MVS ACB with O/C,S/C protection & 240V AC Motor, 240V AC Closing, 240V AC Shunt, Microprocessor based Release ET2A, Frame size 1, Isc=Icu=50kA@440V AC, Icw=50kA for 1s | ACB | LV_Switchgear | MVS12N4NW2A_240VAC-M_240VAC-CC_240VAC-ST | SCHNEIDER | 1250A | 50kA | Nos. | None | Inventory | 1250A FP 50kA EDO MVS ACB with O/C,S/C protection & 240V AC Motor, 240V AC Closing, 240V AC Shunt, Microprocessor based Release ET2A, Frame size 1, Isc=Icu=50kA@440V AC, Icw=50kA for 1s
11306 | 1250A FP 50kA EDO MVS ACB with O/C,S/C protection & 240V DC Motor, 240V DC Closing, 240V DC Shunt, Microprocessor based Release ET2A, Frame size 1, Isc=Icu=50kA@440V AC, Icw=50kA for 1s | ACB | LV_Switchgear | MVS12N4NW2A_240VDC-M_240VDC-CC_240VDC-ST | SCHNEIDER | 1250A | 50kA | Nos. | None | Inventory | 1250A FP 50kA EDO MVS ACB with O/C,S/C protection & 240V DC Motor, 240V DC Closing, 240V DC Shunt, Microprocessor based Release ET2A, Frame size 1, Isc=Icu=50kA@440V AC, Icw=50kA for 1s
11307 | 1250A FP 50kA EDO MVS ACB with O/C,S/C protection & 24V DC Motor, 24V DC Closing, 24V DC Shunt, Microprocessor based Release ET2A, Frame size 1, Isc=Icu=50kA@440V AC, Icw=50kA for 1s | ACB | LV_Switchgear | MVS12N4NW2A_24VDC-M_24VDC-CC_24VDC-ST | SCHNEIDER | 1250A | 50kA | Nos. | None | Inventory | 1250A FP 50kA EDO MVS ACB with O/C,S/C protection & 24V DC Motor, 24V DC Closing, 24V DC Shunt, Microprocessor based Release ET2A, Frame size 1, Isc=Icu=50kA@440V AC, Icw=50kA for 1s
11308 | 1250A FP 50kA EDO MVS ACB with O/C,S/C protection & 415V AC Motor, 415V AC Closing, 415V AC Shunt, Microprocessor based Release ET2A, Frame size 1, Isc=Icu=50kA@440V AC, Icw=50kA for 1s | ACB | LV_Switchgear | MVS12N4NW2A_415VAC-M_415VAC-CC_415VAC-ST | SCHNEIDER | 1250A | 50kA | Nos. | None | Inventory | 1250A FP 50kA EDO MVS ACB with O/C,S/C protection & 415V AC Motor, 415V AC Closing, 415V AC Shunt, Microprocessor based Release ET2A, Frame size 1, Isc=Icu=50kA@440V AC, Icw=50kA for 1s
11309 | 1250A FP 50kA EDO MVS ACB with O/C,S/C protection & 48V DC Motor, 48V DC Closing, 48V DC Shunt, Microprocessor based Release ET2A, Frame size 1, Isc=Icu=50kA@440V AC, Icw=50kA for 1s | ACB | LV_Switchgear | MVS12N4NW2A_48VDC-M_48VDC-CC_48VDC-ST | SCHNEIDER | 1250A | 50kA | Nos. | None | Inventory | 1250A FP 50kA EDO MVS ACB with O/C,S/C protection & 48V DC Motor, 48V DC Closing, 48V DC Shunt, Microprocessor based Release ET2A, Frame size 1, Isc=Icu=50kA@440V AC, Icw=50kA for 1s
11310 | 1250A FP 50kA EDO MVS ACB with O/C,S/C protection & 110V AC Motor, 110V AC Closing, 110V AC Shunt, Microprocessor based Release ET2L, Frame size 1, Isc=Icu=50kA@440V AC, Icw=50kA for 1s | ACB | LV_Switchgear | MVS12N4NW2L_110VAC-M_110VAC-CC_110VAC-ST | SCHNEIDER | 1250A | 50kA | Nos. | None | Inventory | 1250A FP 50kA EDO MVS ACB with O/C,S/C protection & 110V AC Motor, 110V AC Closing, 110V AC Shunt, Microprocessor based Release ET2L, Frame size 1, Isc=Icu=50kA@440V AC, Icw=50kA for 1s
11311 | 1250A FP 50kA EDO MVS ACB with O/C,S/C protection & 110V DC Motor, 110V DC Closing, 110V DC Shunt, Microprocessor based Release ET2L, Frame size 1, Isc=Icu=50kA@440V AC, Icw=50kA for 1s | ACB | LV_Switchgear | MVS12N4NW2L_110VDC-M_110VDC-CC_110VDC-ST | SCHNEIDER | 1250A | 50kA | Nos. | None | Inventory | 1250A FP 50kA EDO MVS ACB with O/C,S/C protection & 110V DC Motor, 110V DC Closing, 110V DC Shunt, Microprocessor based Release ET2L, Frame size 1, Isc=Icu=50kA@440V AC, Icw=50kA for 1s
11312 | 1250A FP 50kA EDO MVS ACB with O/C,S/C protection & 240V AC Motor, 240V AC Closing, 240V AC Shunt, Microprocessor based Release ET2L, Frame size 1, Isc=Icu=50kA@440V AC, Icw=50kA for 1s | ACB | LV_Switchgear | MVS12N4NW2L_240VAC-M_240VAC-CC_240VAC-ST | SCHNEIDER | 1250A | 50kA | Nos. | None | Inventory | 1250A FP 50kA EDO MVS ACB with O/C,S/C protection & 240V AC Motor, 240V AC Closing, 240V AC Shunt, Microprocessor based Release ET2L, Frame size 1, Isc=Icu=50kA@440V AC, Icw=50kA for 1s
11313 | 1250A FP 50kA EDO MVS ACB with O/C,S/C protection & 240V DC Motor, 240V DC Closing, 240V DC Shunt, Microprocessor based Release ET2L, Frame size 1, Isc=Icu=50kA@440V AC, Icw=50kA for 1s | ACB | LV_Switchgear | MVS12N4NW2L_240VDC-M_240VDC-CC_240VDC-ST | SCHNEIDER | 1250A | 50kA | Nos. | None | Inventory | 1250A FP 50kA EDO MVS ACB with O/C,S/C protection & 240V DC Motor, 240V DC Closing, 240V DC Shunt, Microprocessor based Release ET2L, Frame size 1, Isc=Icu=50kA@440V AC, Icw=50kA for 1s
11314 | 1250A FP 50kA EDO MVS ACB with O/C,S/C protection & 24V DC Motor, 24V DC Closing, 24V DC Shunt, Microprocessor based Release ET2L, Frame size 1, Isc=Icu=50kA@440V AC, Icw=50kA for 1s | ACB | LV_Switchgear | MVS12N4NW2L_24VDC-M_24VDC-CC_24VDC-ST | SCHNEIDER | 1250A | 50kA | Nos. | None | Inventory | 1250A FP 50kA EDO MVS ACB with O/C,S/C protection & 24V DC Motor, 24V DC Closing, 24V DC Shunt, Microprocessor based Release ET2L, Frame size 1, Isc=Icu=50kA@440V AC, Icw=50kA for 1s
11315 | 1250A FP 50kA EDO MVS ACB with O/C,S/C protection & 415V AC Motor, 415V AC Closing, 415V AC Shunt, Microprocessor based Release ET2L, Frame size 1, Isc=Icu=50kA@440V AC, Icw=50kA for 1s | ACB | LV_Switchgear | MVS12N4NW2L_415VAC-M_415VAC-CC_415VAC-ST | SCHNEIDER | 1250A | 50kA | Nos. | None | Inventory | 1250A FP 50kA EDO MVS ACB with O/C,S/C protection & 415V AC Motor, 415V AC Closing, 415V AC Shunt, Microprocessor based Release ET2L, Frame size 1, Isc=Icu=50kA@440V AC, Icw=50kA for 1s
11316 | 1250A FP 50kA EDO MVS ACB with O/C,S/C protection & 48V DC Motor, 48V DC Closing, 48V DC Shunt, Microprocessor based Release ET2L, Frame size 1, Isc=Icu=50kA@440V AC, Icw=50kA for 1s | ACB | LV_Switchgear | MVS12N4NW2L_48VDC-M_48VDC-CC_48VDC-ST | SCHNEIDER | 1250A | 50kA | Nos. | None | Inventory | 1250A FP 50kA EDO MVS ACB with O/C,S/C protection & 48V DC Motor, 48V DC Closing, 48V DC Shunt, Microprocessor based Release ET2L, Frame size 1, Isc=Icu=50kA@440V AC, Icw=50kA for 1s
11317 | 1250A FP 50kA EDO MVS ACB with O/C,S/C protection & 110V AC Motor, 110V AC Closing, 110V AC Shunt, Microprocessor based Release ET2V, Frame size 1, Isc=Icu=50kA@440V AC, Icw=50kA for 1s | ACB | LV_Switchgear | MVS12N4NW2V_110VAC-M_110VAC-CC_110VAC-ST | SCHNEIDER | 1250A | 50kA | Nos. | None | Inventory | 1250A FP 50kA EDO MVS ACB with O/C,S/C protection & 110V AC Motor, 110V AC Closing, 110V AC Shunt, Microprocessor based Release ET2V, Frame size 1, Isc=Icu=50kA@440V AC, Icw=50kA for 1s
11318 | 1250A FP 50kA EDO MVS ACB with O/C,S/C protection & 110V DC Motor, 110V DC Closing, 110V DC Shunt, Microprocessor based Release ET2V, Frame size 1, Isc=Icu=50kA@440V AC, Icw=50kA for 1s | ACB | LV_Switchgear | MVS12N4NW2V_110VDC-M_110VDC-CC_110VDC-ST | SCHNEIDER | 1250A | 50kA | Nos. | None | Inventory | 1250A FP 50kA EDO MVS ACB with O/C,S/C protection & 110V DC Motor, 110V DC Closing, 110V DC Shunt, Microprocessor based Release ET2V, Frame size 1, Isc=Icu=50kA@440V AC, Icw=50kA for 1s
11319 | 1250A FP 50kA EDO MVS ACB with O/C,S/C protection & 240V AC Motor, 240V AC Closing, 240V AC Shunt, Microprocessor based Release ET2V, Frame size 1, Isc=Icu=50kA@440V AC, Icw=50kA for 1s | ACB | LV_Switchgear | MVS12N4NW2V_240VAC-M_240VAC-CC_240VAC-ST | SCHNEIDER | 1250A | 50kA | Nos. | None | Inventory | 1250A FP 50kA EDO MVS ACB with O/C,S/C protection & 240V AC Motor, 240V AC Closing, 240V AC Shunt, Microprocessor based Release ET2V, Frame size 1, Isc=Icu=50kA@440V AC, Icw=50kA for 1s
11320 | 1250A FP 50kA EDO MVS ACB with O/C,S/C protection & 240V DC Motor, 240V DC Closing, 240V DC Shunt, Microprocessor based Release ET2V, Frame size 1, Isc=Icu=50kA@440V AC, Icw=50kA for 1s | ACB | LV_Switchgear | MVS12N4NW2V_240VDC-M_240VDC-CC_240VDC-ST | SCHNEIDER | 1250A | 50kA | Nos. | None | Inventory | 1250A FP 50kA EDO MVS ACB with O/C,S/C protection & 240V DC Motor, 240V DC Closing, 240V DC Shunt, Microprocessor based Release ET2V, Frame size 1, Isc=Icu=50kA@440V AC, Icw=50kA for 1s
11321 | 1250A FP 50kA EDO MVS ACB with O/C,S/C protection & 24V DC Motor, 24V DC Closing, 24V DC Shunt, Microprocessor based Release ET2V, Frame size 1, Isc=Icu=50kA@440V AC, Icw=50kA for 1s | ACB | LV_Switchgear | MVS12N4NW2V_24VDC-M_24VDC-CC_24VDC-ST | SCHNEIDER | 1250A | 50kA | Nos. | None | Inventory | 1250A FP 50kA EDO MVS ACB with O/C,S/C protection & 24V DC Motor, 24V DC Closing, 24V DC Shunt, Microprocessor based Release ET2V, Frame size 1, Isc=Icu=50kA@440V AC, Icw=50kA for 1s
11322 | 1250A FP 50kA EDO MVS ACB with O/C,S/C protection & 415V AC Motor, 415V AC Closing, 415V AC Shunt, Microprocessor based Release ET2V, Frame size 1, Isc=Icu=50kA@440V AC, Icw=50kA for 1s | ACB | LV_Switchgear | MVS12N4NW2V_415VAC-M_415VAC-CC_415VAC-ST | SCHNEIDER | 1250A | 50kA | Nos. | None | Inventory | 1250A FP 50kA EDO MVS ACB with O/C,S/C protection & 415V AC Motor, 415V AC Closing, 415V AC Shunt, Microprocessor based Release ET2V, Frame size 1, Isc=Icu=50kA@440V AC, Icw=50kA for 1s
11323 | 1250A FP 50kA EDO MVS ACB with O/C,S/C protection & 48V DC Motor, 48V DC Closing, 48V DC Shunt, Microprocessor based Release ET2V, Frame size 1, Isc=Icu=50kA@440V AC, Icw=50kA for 1s | ACB | LV_Switchgear | MVS12N4NW2V_48VDC-M_48VDC-CC_48VDC-ST | SCHNEIDER | 1250A | 50kA | Nos. | None | Inventory | 1250A FP 50kA EDO MVS ACB with O/C,S/C protection & 48V DC Motor, 48V DC Closing, 48V DC Shunt, Microprocessor based Release ET2V, Frame size 1, Isc=Icu=50kA@440V AC, Icw=50kA for 1s
11324 | 1250A FP 50kA EDO MVS ACB with O/C,S/C,E/F protection & 110V AC Motor, 110V AC Closing, 110V AC Shunt, Microprocessor based Release ET6A, Frame size 1, Isc=Icu=50kA@440V AC, Icw=50kA for 1s | ACB | LV_Switchgear | MVS12N4NW6A_110VAC-M_110VAC-CC_110VAC-ST | SCHNEIDER | 1250A | 50kA | Nos. | None | Inventory | 1250A FP 50kA EDO MVS ACB with O/C,S/C,E/F protection & 110V AC Motor, 110V AC Closing, 110V AC Shunt, Microprocessor based Release ET6A, Frame size 1, Isc=Icu=50kA@440V AC, Icw=50kA for 1s
11325 | 1250A FP 50kA EDO MVS ACB with O/C,S/C,E/F protection & 110V DC Motor, 110V DC Closing, 110V DC Shunt, Microprocessor based Release ET6A, Frame size 1, Isc=Icu=50kA@440V AC, Icw=50kA for 1s | ACB | LV_Switchgear | MVS12N4NW6A_110VDC-M_110VDC-CC_110VDC-ST | SCHNEIDER | 1250A | 50kA | Nos. | None | Inventory | 1250A FP 50kA EDO MVS ACB with O/C,S/C,E/F protection & 110V DC Motor, 110V DC Closing, 110V DC Shunt, Microprocessor based Release ET6A, Frame size 1, Isc=Icu=50kA@440V AC, Icw=50kA for 1s
11326 | 1250A FP 50kA EDO MVS ACB with O/C,S/C,E/F protection & 240V AC Motor, 240V AC Closing, 240V AC Shunt, Microprocessor based Release ET6A, Frame size 1, Isc=Icu=50kA@440V AC, Icw=50kA for 1s | ACB | LV_Switchgear | MVS12N4NW6A_240VAC-M_240VAC-CC_240VAC-ST | SCHNEIDER | 1250A | 50kA | Nos. | None | Inventory | 1250A FP 50kA EDO MVS ACB with O/C,S/C,E/F protection & 240V AC Motor, 240V AC Closing, 240V AC Shunt, Microprocessor based Release ET6A, Frame size 1, Isc=Icu=50kA@440V AC, Icw=50kA for 1s
11327 | 1250A FP 50kA EDO MVS ACB with O/C,S/C,E/F protection & 240V DC Motor, 240V DC Closing, 240V DC Shunt, Microprocessor based Release ET6A, Frame size 1, Isc=Icu=50kA@440V AC, Icw=50kA for 1s | ACB | LV_Switchgear | MVS12N4NW6A_240VDC-M_240VDC-CC_240VDC-ST | SCHNEIDER | 1250A | 50kA | Nos. | None | Inventory | 1250A FP 50kA EDO MVS ACB with O/C,S/C,E/F protection & 240V DC Motor, 240V DC Closing, 240V DC Shunt, Microprocessor based Release ET6A, Frame size 1, Isc=Icu=50kA@440V AC, Icw=50kA for 1s
11328 | 1250A FP 50kA EDO MVS ACB with O/C,S/C,E/F protection & 24V DC Motor, 24V DC Closing, 24V DC Shunt, Microprocessor based Release ET6A, Frame size 1, Isc=Icu=50kA@440V AC, Icw=50kA for 1s | ACB | LV_Switchgear | MVS12N4NW6A_24VDC-M_24VDC-CC_24VDC-ST | SCHNEIDER | 1250A | 50kA | Nos. | None | Inventory | 1250A FP 50kA EDO MVS ACB with O/C,S/C,E/F protection & 24V DC Motor, 24V DC Closing, 24V DC Shunt, Microprocessor based Release ET6A, Frame size 1, Isc=Icu=50kA@440V AC, Icw=50kA for 1s
11329 | 1250A FP 50kA EDO MVS ACB with O/C,S/C,E/F protection & 415V AC Motor, 415V AC Closing, 415V AC Shunt, Microprocessor based Release ET6A, Frame size 1, Isc=Icu=50kA@440V AC, Icw=50kA for 1s | ACB | LV_Switchgear | MVS12N4NW6A_415VAC-M_415VAC-CC_415VAC-ST | SCHNEIDER | 1250A | 50kA | Nos. | None | Inventory | 1250A FP 50kA EDO MVS ACB with O/C,S/C,E/F protection & 415V AC Motor, 415V AC Closing, 415V AC Shunt, Microprocessor based Release ET6A, Frame size 1, Isc=Icu=50kA@440V AC, Icw=50kA for 1s
11330 | 1250A FP 50kA EDO MVS ACB with O/C,S/C,E/F protection & 48V DC Motor, 48V DC Closing, 48V DC Shunt, Microprocessor based Release ET6A, Frame size 1, Isc=Icu=50kA@440V AC, Icw=50kA for 1s | ACB | LV_Switchgear | MVS12N4NW6A_48VDC-M_48VDC-CC_48VDC-ST | SCHNEIDER | 1250A | 50kA | Nos. | None | Inventory | 1250A FP 50kA EDO MVS ACB with O/C,S/C,E/F protection & 48V DC Motor, 48V DC Closing, 48V DC Shunt, Microprocessor based Release ET6A, Frame size 1, Isc=Icu=50kA@440V AC, Icw=50kA for 1s
11331 | 1250A FP 50kA EDO MVS ACB with O/C,S/C,E/F protection & 110V AC Motor, 110V AC Closing, 110V AC Shunt, Microprocessor based Release ET6G, Frame size 1, Isc=Icu=50kA@440V AC, Icw=50kA for 1s | ACB | LV_Switchgear | MVS12N4NW6L_110VAC-M_110VAC-CC_110VAC-ST | SCHNEIDER | 1250A | 50kA | Nos. | None | Inventory | 1250A FP 50kA EDO MVS ACB with O/C,S/C,E/F protection & 110V AC Motor, 110V AC Closing, 110V AC Shunt, Microprocessor based Release ET6G, Frame size 1, Isc=Icu=50kA@440V AC, Icw=50kA for 1s
11332 | 1250A FP 50kA EDO MVS ACB with O/C,S/C,E/F protection & 110V DC Motor, 110V DC Closing, 110V DC Shunt, Microprocessor based Release ET6G, Frame size 1, Isc=Icu=50kA@440V AC, Icw=50kA for 1s | ACB | LV_Switchgear | MVS12N4NW6L_110VDC-M_110VDC-CC_110VDC-ST | SCHNEIDER | 1250A | 50kA | Nos. | None | Inventory | 1250A FP 50kA EDO MVS ACB with O/C,S/C,E/F protection & 110V DC Motor, 110V DC Closing, 110V DC Shunt, Microprocessor based Release ET6G, Frame size 1, Isc=Icu=50kA@440V AC, Icw=50kA for 1s
11333 | 1250A FP 50kA EDO MVS ACB with O/C,S/C,E/F protection & 240V AC Motor, 240V AC Closing, 240V AC Shunt, Microprocessor based Release ET6G, Frame size 1, Isc=Icu=50kA@440V AC, Icw=50kA for 1s | ACB | LV_Switchgear | MVS12N4NW6L_240VAC-M_240VAC-CC_240VAC-ST | SCHNEIDER | 1250A | 50kA | Nos. | None | Inventory | 1250A FP 50kA EDO MVS ACB with O/C,S/C,E/F protection & 240V AC Motor, 240V AC Closing, 240V AC Shunt, Microprocessor based Release ET6G, Frame size 1, Isc=Icu=50kA@440V AC, Icw=50kA for 1s
11334 | 1250A FP 50kA EDO MVS ACB with O/C,S/C,E/F protection & 240V DC Motor, 240V DC Closing, 240V DC Shunt, Microprocessor based Release ET6G, Frame size 1, Isc=Icu=50kA@440V AC, Icw=50kA for 1s | ACB | LV_Switchgear | MVS12N4NW6L_240VDC-M_240VDC-CC_240VDC-ST | SCHNEIDER | 1250A | 50kA | Nos. | None | Inventory | 1250A FP 50kA EDO MVS ACB with O/C,S/C,E/F protection & 240V DC Motor, 240V DC Closing, 240V DC Shunt, Microprocessor based Release ET6G, Frame size 1, Isc=Icu=50kA@440V AC, Icw=50kA for 1s
11335 | 1250A FP 50kA EDO MVS ACB with O/C,S/C,E/F protection & 24V DC Motor, 24V DC Closing, 24V DC Shunt, Microprocessor based Release ET6G, Frame size 1, Isc=Icu=50kA@440V AC, Icw=50kA for 1s | ACB | LV_Switchgear | MVS12N4NW6L_24VDC-M_24VDC-CC_24VDC-ST | SCHNEIDER | 1250A | 50kA | Nos. | None | Inventory | 1250A FP 50kA EDO MVS ACB with O/C,S/C,E/F protection & 24V DC Motor, 24V DC Closing, 24V DC Shunt, Microprocessor based Release ET6G, Frame size 1, Isc=Icu=50kA@440V AC, Icw=50kA for 1s
11336 | 1250A FP 50kA EDO MVS ACB with O/C,S/C,E/F protection & 415V AC Motor, 415V AC Closing, 415V AC Shunt, Microprocessor based Release ET6G, Frame size 1, Isc=Icu=50kA@440V AC, Icw=50kA for 1s | ACB | LV_Switchgear | MVS12N4NW6L_415VAC-M_415VAC-CC_415VAC-ST | SCHNEIDER | 1250A | 50kA | Nos. | None | Inventory | 1250A FP 50kA EDO MVS ACB with O/C,S/C,E/F protection & 415V AC Motor, 415V AC Closing, 415V AC Shunt, Microprocessor based Release ET6G, Frame size 1, Isc=Icu=50kA@440V AC, Icw=50kA for 1s
11337 | 1250A FP 50kA EDO MVS ACB with O/C,S/C,E/F protection & 48V DC Motor, 48V DC Closing, 48V DC Shunt, Microprocessor based Release ET6G, Frame size 1, Isc=Icu=50kA@440V AC, Icw=50kA for 1s | ACB | LV_Switchgear | MVS12N4NW6L_48VDC-M_48VDC-CC_48VDC-ST | SCHNEIDER | 1250A | 50kA | Nos. | None | Inventory | 1250A FP 50kA EDO MVS ACB with O/C,S/C,E/F protection & 48V DC Motor, 48V DC Closing, 48V DC Shunt, Microprocessor based Release ET6G, Frame size 1, Isc=Icu=50kA@440V AC, Icw=50kA for 1s
11338 | 1250A FP 50kA EDO MVS ACB with O/C,S/C,E/F protection & 110V AC Motor, 110V AC Closing, 110V AC Shunt, Microprocessor based Release ET6V, Frame size 1, Isc=Icu=50kA@440V AC, Icw=50kA for 1s | ACB | LV_Switchgear | MVS12N4NW6V_110VAC-M_110VAC-CC_110VAC-ST | SCHNEIDER | 1250A | 50kA | Nos. | None | Inventory | 1250A FP 50kA EDO MVS ACB with O/C,S/C,E/F protection & 110V AC Motor, 110V AC Closing, 110V AC Shunt, Microprocessor based Release ET6V, Frame size 1, Isc=Icu=50kA@440V AC, Icw=50kA for 1s
11339 | 1250A FP 50kA EDO MVS ACB with O/C,S/C,E/F protection & 110V DC Motor, 110V DC Closing, 110V DC Shunt, Microprocessor based Release ET6V, Frame size 1, Isc=Icu=50kA@440V AC, Icw=50kA for 1s | ACB | LV_Switchgear | MVS12N4NW6V_110VDC-M_110VDC-CC_110VDC-ST | SCHNEIDER | 1250A | 50kA | Nos. | None | Inventory | 1250A FP 50kA EDO MVS ACB with O/C,S/C,E/F protection & 110V DC Motor, 110V DC Closing, 110V DC Shunt, Microprocessor based Release ET6V, Frame size 1, Isc=Icu=50kA@440V AC, Icw=50kA for 1s
11340 | 1250A FP 50kA EDO MVS ACB with O/C,S/C,E/F protection & 240V AC Motor, 240V AC Closing, 240V AC Shunt, Microprocessor based Release ET6V, Frame size 1, Isc=Icu=50kA@440V AC, Icw=50kA for 1s | ACB | LV_Switchgear | MVS12N4NW6V_240VAC-M_240VAC-CC_240VAC-ST | SCHNEIDER | 1250A | 50kA | Nos. | None | Inventory | 1250A FP 50kA EDO MVS ACB with O/C,S/C,E/F protection & 240V AC Motor, 240V AC Closing, 240V AC Shunt, Microprocessor based Release ET6V, Frame size 1, Isc=Icu=50kA@440V AC, Icw=50kA for 1s
11341 | 1250A FP 50kA EDO MVS ACB with O/C,S/C,E/F protection & 240V DC Motor, 240V DC Closing, 240V DC Shunt, Microprocessor based Release ET6V, Frame size 1, Isc=Icu=50kA@440V AC, Icw=50kA for 1s | ACB | LV_Switchgear | MVS12N4NW6V_240VDC-M_240VDC-CC_240VDC-ST | SCHNEIDER | 1250A | 50kA | Nos. | None | Inventory | 1250A FP 50kA EDO MVS ACB with O/C,S/C,E/F protection & 240V DC Motor, 240V DC Closing, 240V DC Shunt, Microprocessor based Release ET6V, Frame size 1, Isc=Icu=50kA@440V AC, Icw=50kA for 1s
11342 | 1250A FP 50kA EDO MVS ACB with O/C,S/C,E/F protection & 24V DC Motor, 24V DC Closing, 24V DC Shunt, Microprocessor based Release ET6V, Frame size 1, Isc=Icu=50kA@440V AC, Icw=50kA for 1s | ACB | LV_Switchgear | MVS12N4NW6V_24VDC-M_24VDC-CC_24VDC-ST | SCHNEIDER | 1250A | 50kA | Nos. | None | Inventory | 1250A FP 50kA EDO MVS ACB with O/C,S/C,E/F protection & 24V DC Motor, 24V DC Closing, 24V DC Shunt, Microprocessor based Release ET6V, Frame size 1, Isc=Icu=50kA@440V AC, Icw=50kA for 1s
11343 | 1250A FP 50kA EDO MVS ACB with O/C,S/C,E/F protection & 415V AC Motor, 415V AC Closing, 415V AC Shunt, Microprocessor based Release ET6V, Frame size 1, Isc=Icu=50kA@440V AC, Icw=50kA for 1s | ACB | LV_Switchgear | MVS12N4NW6V_415VAC-M_415VAC-CC_415VAC-ST | SCHNEIDER | 1250A | 50kA | Nos. | None | Inventory | 1250A FP 50kA EDO MVS ACB with O/C,S/C,E/F protection & 415V AC Motor, 415V AC Closing, 415V AC Shunt, Microprocessor based Release ET6V, Frame size 1, Isc=Icu=50kA@440V AC, Icw=50kA for 1s
11344 | 1250A FP 50kA EDO MVS ACB with O/C,S/C,E/F protection & 48V DC Motor, 48V DC Closing, 48V DC Shunt, Microprocessor based Release ET6V, Frame size 1, Isc=Icu=50kA@440V AC, Icw=50kA for 1s | ACB | LV_Switchgear | MVS12N4NW6V_48VDC-M_48VDC-CC_48VDC-ST | SCHNEIDER | 1250A | 50kA | Nos. | None | Inventory | 1250A FP 50kA EDO MVS ACB with O/C,S/C,E/F protection & 48V DC Motor, 48V DC Closing, 48V DC Shunt, Microprocessor based Release ET6V, Frame size 1, Isc=Icu=50kA@440V AC, Icw=50kA for 1s
11345 | Closing Coil/Release 100/130V AC/DC for Draw-out/Fixed type MVS ACB, Frame size 1 | ACB Accessories | LV_Switchgear | MVS15511 | SCHNEIDER | 0 | Closing | Nos. | None | Inventory | Closing Coil/Release 100/130V AC/DC for Draw-out/Fixed type MVS ACB, Frame size 1
11346 | Closing Coil/Release 200/250V AC/DC for Draw-out/Fixed type MVS ACB, Frame size 1 | ACB Accessories | LV_Switchgear | MVS15512 | SCHNEIDER | 0 | Closing | Nos. | None | Inventory | Closing Coil/Release 200/250V AC/DC for Draw-out/Fixed type MVS ACB, Frame size 1
11347 | Closing Coil/Release 380/480V AC for Draw-out/Fixed type MVS ACB, Frame size 1 | ACB Accessories | LV_Switchgear | MVS15513 | SCHNEIDER | 0 | Closing | Nos. | None | Inventory | Closing Coil/Release 380/480V AC for Draw-out/Fixed type MVS ACB, Frame size 1
11348 | 1600A TP 50kA MDO MVS ACB without Release, Frame size 1, Ics=Icu=50kA@440V AC, Icw=50kA for 1s | ACB | LV_Switchgear | MVS16N3MW0D | SCHNEIDER | 1600A | 50kA | Nos. | None | Inventory | 1600A TP 50kA MDO MVS ACB without Release, Frame size 1, Ics=Icu=50kA@440V AC, Icw=50kA for 1s
11349 | 1600A TP 50kA MDO MVS ACB with O/C,S/C protection, Microprocessor based Release ET2A, Frame size 1, Ics=Icu=50kA@440V AC, Icw=50kA for 1s | ACB | LV_Switchgear | MVS16N3MW2A | SCHNEIDER | 1600A | 50kA | Nos. | None | Inventory | 1600A TP 50kA MDO MVS ACB with O/C,S/C protection, Microprocessor based Release ET2A, Frame size 1, Ics=Icu=50kA@440V AC, Icw=50kA for 1s
11350 | 1600A TP 50kA MDO MVS ACB with O/C,S/C protection, Microprocessor based Release ET2L, Frame size 1, Ics=Icu=50kA@440V AC, Icw=50kA for 1s | ACB | LV_Switchgear | MVS16N3MW2L | SCHNEIDER | 1600A | 50kA | Nos. | None | Inventory | 1600A TP 50kA MDO MVS ACB with O/C,S/C protection, Microprocessor based Release ET2L, Frame size 1, Ics=Icu=50kA@440V AC, Icw=50kA for 1s
11351 | 1600A TP 50kA MDO MVS ACB with O/C,S/C protection, Microprocessor based Release ET2V, Frame size 1, Ics=Icu=50kA@440V AC, Icw=50kA for 1s | ACB | LV_Switchgear | MVS16N3MW2V | SCHNEIDER | 1600A | 50kA | Nos. | None | Inventory | 1600A TP 50kA MDO MVS ACB with O/C,S/C protection, Microprocessor based Release ET2V, Frame size 1, Ics=Icu=50kA@440V AC, Icw=50kA for 1s
11352 | 1600A TP 50kA MDO MVS ACB with O/C,S/C,E/F protection, Microprocessor based Release ET6A, Frame size 1, Ics=Icu=50kA@440V AC, Icw=50kA for 1s | ACB | LV_Switchgear | MVS16N3MW6A | SCHNEIDER | 1600A | 50kA | Nos. | None | Inventory | 1600A TP 50kA MDO MVS ACB with O/C,S/C,E/F protection, Microprocessor based Release ET6A, Frame size 1, Ics=Icu=50kA@440V AC, Icw=50kA for 1s
11353 | 1600A TP 50kA MDO MVS ACB with O/C,S/C,E/F protection, Microprocessor based Release ET6G, Frame size 1, Ics=Icu=50kA@440V AC, Icw=50kA for 1s | ACB | LV_Switchgear | MVS16N3MW6L | SCHNEIDER | 1600A | 50kA | Nos. | None | Inventory | 1600A TP 50kA MDO MVS ACB with O/C,S/C,E/F protection, Microprocessor based Release ET6G, Frame size 1, Ics=Icu=50kA@440V AC, Icw=50kA for 1s
11354 | 1600A TP 50kA MDO MVS ACB with O/C,S/C,E/F protection, Microprocessor based Release ET6V, Frame size 1, Ics=Icu=50kA@440V AC, Icw=50kA for 1s | ACB | LV_Switchgear | MVS16N3MW6V | SCHNEIDER | 1600A | 50kA | Nos. | None | Inventory | 1600A TP 50kA MDO MVS ACB with O/C,S/C,E/F protection, Microprocessor based Release ET6V, Frame size 1, Ics=Icu=50kA@440V AC, Icw=50kA for 1s
11355 | 1600A TP 50kA EDO MVS ACB without Release & 110V AC Motor, 110V AC Closing, 110V AC Shunt, Frame size 1, Isc=Icu=50kA@440V AC, Icw=50kA for 1s | ACB | LV_Switchgear | MVS16N3NW0D_110VAC-M_110VAC-CC_110VAC-ST | SCHNEIDER | 1600A | 50kA | Nos. | None | Inventory | 1600A TP 50kA EDO MVS ACB without Release & 110V AC Motor, 110V AC Closing, 110V AC Shunt, Frame size 1, Isc=Icu=50kA@440V AC, Icw=50kA for 1s
11356 | 1600A TP 50kA EDO MVS ACB without Release & 110V DC Motor, 110V DC Closing, 110V DC Shunt, Frame size 1, Isc=Icu=50kA@440V AC, Icw=50kA for 1s | ACB | LV_Switchgear | MVS16N3NW0D_110VDC-M_110VDC-CC_110VDC-ST | SCHNEIDER | 1600A | 50kA | Nos. | None | Inventory | 1600A TP 50kA EDO MVS ACB without Release & 110V DC Motor, 110V DC Closing, 110V DC Shunt, Frame size 1, Isc=Icu=50kA@440V AC, Icw=50kA for 1s
11357 | 1600A TP 50kA EDO MVS ACB without Release & 240V AC Motor, 240V AC Closing, 240V AC Shunt, Frame size 1, Isc=Icu=50kA@440V AC, Icw=50kA for 1s | ACB | LV_Switchgear | MVS16N3NW0D_240VAC-M_240VAC-CC_240VAC-ST | SCHNEIDER | 1600A | 50kA | Nos. | None | Inventory | 1600A TP 50kA EDO MVS ACB without Release & 240V AC Motor, 240V AC Closing, 240V AC Shunt, Frame size 1, Isc=Icu=50kA@440V AC, Icw=50kA for 1s
11358 | 1600A TP 50kA EDO MVS ACB without Release & 240V DC Motor, 240V DC Closing, 240V DC Shunt, Frame size 1, Isc=Icu=50kA@440V AC, Icw=50kA for 1s | ACB | LV_Switchgear | MVS16N3NW0D_240VDC-M_240VDC-CC_240VDC-ST | SCHNEIDER | 1600A | 50kA | Nos. | None | Inventory | 1600A TP 50kA EDO MVS ACB without Release & 240V DC Motor, 240V DC Closing, 240V DC Shunt, Frame size 1, Isc=Icu=50kA@440V AC, Icw=50kA for 1s
11359 | 1600A TP 50kA EDO MVS ACB without Release & 24V DC Motor, 24V DC Closing, 24V DC Shunt, Frame size 1, Isc=Icu=50kA@440V AC, Icw=50kA for 1s | ACB | LV_Switchgear | MVS16N3NW0D_24VDC-M_24VDC-CC_24VDC-ST | SCHNEIDER | 1600A | 50kA | Nos. | None | Inventory | 1600A TP 50kA EDO MVS ACB without Release & 24V DC Motor, 24V DC Closing, 24V DC Shunt, Frame size 1, Isc=Icu=50kA@440V AC, Icw=50kA for 1s
11360 | 1600A TP 50kA EDO MVS ACB without Release & 415V AC Motor, 415V AC Closing, 415V AC Shunt, Frame size 1, Isc=Icu=50kA@440V AC, Icw=50kA for 1s | ACB | LV_Switchgear | MVS16N3NW0D_415VAC-M_415VAC-CC_415VAC-ST | SCHNEIDER | 1600A | 50kA | Nos. | None | Inventory | 1600A TP 50kA EDO MVS ACB without Release & 415V AC Motor, 415V AC Closing, 415V AC Shunt, Frame size 1, Isc=Icu=50kA@440V AC, Icw=50kA for 1s
11361 | 1600A TP 50kA EDO MVS ACB without Release & 48V DC Motor, 48V DC Closing, 48V DC Shunt, Frame size 1, Isc=Icu=50kA@440V AC, Icw=50kA for 1s | ACB | LV_Switchgear | MVS16N3NW0D_48VDC-M_48VDC-CC_48VDC-ST | SCHNEIDER | 1600A | 50kA | Nos. | None | Inventory | 1600A TP 50kA EDO MVS ACB without Release & 48V DC Motor, 48V DC Closing, 48V DC Shunt, Frame size 1, Isc=Icu=50kA@440V AC, Icw=50kA for 1s
11362 | 1600A TP 50kA EDO MVS ACB with O/C,S/C protection & 110V AC Motor, 110V AC Closing, 110V AC Shunt, Microprocessor based Release ET2A, Frame size 1, Isc=Icu=50kA@440V AC, Icw=50kA for 1s | ACB | LV_Switchgear | MVS16N3NW2A_110VAC-M_110VAC-CC_110VAC-ST | SCHNEIDER | 1600A | 50kA | Nos. | None | Inventory | 1600A TP 50kA EDO MVS ACB with O/C,S/C protection & 110V AC Motor, 110V AC Closing, 110V AC Shunt, Microprocessor based Release ET2A, Frame size 1, Isc=Icu=50kA@440V AC, Icw=50kA for 1s
11363 | 1600A TP 50kA EDO MVS ACB with O/C,S/C protection & 110V DC Motor, 110V DC Closing, 110V DC Shunt, Microprocessor based Release ET2A, Frame size 1, Isc=Icu=50kA@440V AC, Icw=50kA for 1s | ACB | LV_Switchgear | MVS16N3NW2A_110VDC-M_110VDC-CC_110VDC-ST | SCHNEIDER | 1600A | 50kA | Nos. | None | Inventory | 1600A TP 50kA EDO MVS ACB with O/C,S/C protection & 110V DC Motor, 110V DC Closing, 110V DC Shunt, Microprocessor based Release ET2A, Frame size 1, Isc=Icu=50kA@440V AC, Icw=50kA for 1s
11364 | 1600A TP 50kA EDO MVS ACB with O/C,S/C protection & 240V AC Motor, 240V AC Closing, 240V AC Shunt, Microprocessor based Release ET2A, Frame size 1, Isc=Icu=50kA@440V AC, Icw=50kA for 1s | ACB | LV_Switchgear | MVS16N3NW2A_240VAC-M_240VAC-CC_240VAC-ST | SCHNEIDER | 1600A | 50kA | Nos. | None | Inventory | 1600A TP 50kA EDO MVS ACB with O/C,S/C protection & 240V AC Motor, 240V AC Closing, 240V AC Shunt, Microprocessor based Release ET2A, Frame size 1, Isc=Icu=50kA@440V AC, Icw=50kA for 1s
11365 | 1600A TP 50kA EDO MVS ACB with O/C,S/C protection & 240V DC Motor, 240V DC Closing, 240V DC Shunt, Microprocessor based Release ET2A, Frame size 1, Isc=Icu=50kA@440V AC, Icw=50kA for 1s | ACB | LV_Switchgear | MVS16N3NW2A_240VDC-M_240VDC-CC_240VDC-ST | SCHNEIDER | 1600A | 50kA | Nos. | None | Inventory | 1600A TP 50kA EDO MVS ACB with O/C,S/C protection & 240V DC Motor, 240V DC Closing, 240V DC Shunt, Microprocessor based Release ET2A, Frame size 1, Isc=Icu=50kA@440V AC, Icw=50kA for 1s
11366 | 1600A TP 50kA EDO MVS ACB with O/C,S/C protection & 24V DC Motor, 24V DC Closing, 24V DC Shunt, Microprocessor based Release ET2A, Frame size 1, Isc=Icu=50kA@440V AC, Icw=50kA for 1s | ACB | LV_Switchgear | MVS16N3NW2A_24VDC-M_24VDC-CC_24VDC-ST | SCHNEIDER | 1600A | 50kA | Nos. | None | Inventory | 1600A TP 50kA EDO MVS ACB with O/C,S/C protection & 24V DC Motor, 24V DC Closing, 24V DC Shunt, Microprocessor based Release ET2A, Frame size 1, Isc=Icu=50kA@440V AC, Icw=50kA for 1s
11367 | 1600A TP 50kA EDO MVS ACB with O/C,S/C protection & 415V AC Motor, 415V AC Closing, 415V AC Shunt, Microprocessor based Release ET2A, Frame size 1, Isc=Icu=50kA@440V AC, Icw=50kA for 1s | ACB | LV_Switchgear | MVS16N3NW2A_415VAC-M_415VAC-CC_415VAC-ST | SCHNEIDER | 1600A | 50kA | Nos. | None | Inventory | 1600A TP 50kA EDO MVS ACB with O/C,S/C protection & 415V AC Motor, 415V AC Closing, 415V AC Shunt, Microprocessor based Release ET2A, Frame size 1, Isc=Icu=50kA@440V AC, Icw=50kA for 1s
11368 | 1600A TP 50kA EDO MVS ACB with O/C,S/C protection & 48V DC Motor, 48V DC Closing, 48V DC Shunt, Microprocessor based Release ET2A, Frame size 1, Isc=Icu=50kA@440V AC, Icw=50kA for 1s | ACB | LV_Switchgear | MVS16N3NW2A_48VDC-M_48VDC-CC_48VDC-ST | SCHNEIDER | 1600A | 50kA | Nos. | None | Inventory | 1600A TP 50kA EDO MVS ACB with O/C,S/C protection & 48V DC Motor, 48V DC Closing, 48V DC Shunt, Microprocessor based Release ET2A, Frame size 1, Isc=Icu=50kA@440V AC, Icw=50kA for 1s
11369 | 1600A TP 50kA EDO MVS ACB with O/C,S/C protection & 110V AC Motor, 110V AC Closing, 110V AC Shunt, Microprocessor based Release ET2L, Frame size 1, Isc=Icu=50kA@440V AC, Icw=50kA for 1s | ACB | LV_Switchgear | MVS16N3NW2L_110VAC-M_110VAC-CC_110VAC-ST | SCHNEIDER | 1600A | 50kA | Nos. | None | Inventory | 1600A TP 50kA EDO MVS ACB with O/C,S/C protection & 110V AC Motor, 110V AC Closing, 110V AC Shunt, Microprocessor based Release ET2L, Frame size 1, Isc=Icu=50kA@440V AC, Icw=50kA for 1s
11370 | 1600A TP 50kA EDO MVS ACB with O/C,S/C protection & 110V DC Motor, 110V DC Closing, 110V DC Shunt, Microprocessor based Release ET2L, Frame size 1, Isc=Icu=50kA@440V AC, Icw=50kA for 1s | ACB | LV_Switchgear | MVS16N3NW2L_110VDC-M_110VDC-CC_110VDC-ST | SCHNEIDER | 1600A | 50kA | Nos. | None | Inventory | 1600A TP 50kA EDO MVS ACB with O/C,S/C protection & 110V DC Motor, 110V DC Closing, 110V DC Shunt, Microprocessor based Release ET2L, Frame size 1, Isc=Icu=50kA@440V AC, Icw=50kA for 1s
11371 | 1600A TP 50kA EDO MVS ACB with O/C,S/C protection & 240V AC Motor, 240V AC Closing, 240V AC Shunt, Microprocessor based Release ET2L, Frame size 1, Isc=Icu=50kA@440V AC, Icw=50kA for 1s | ACB | LV_Switchgear | MVS16N3NW2L_240VAC-M_240VAC-CC_240VAC-ST | SCHNEIDER | 1600A | 50kA | Nos. | None | Inventory | 1600A TP 50kA EDO MVS ACB with O/C,S/C protection & 240V AC Motor, 240V AC Closing, 240V AC Shunt, Microprocessor based Release ET2L, Frame size 1, Isc=Icu=50kA@440V AC, Icw=50kA for 1s
11372 | 1600A TP 50kA EDO MVS ACB with O/C,S/C protection & 240V DC Motor, 240V DC Closing, 240V DC Shunt, Microprocessor based Release ET2L, Frame size 1, Isc=Icu=50kA@440V AC, Icw=50kA for 1s | ACB | LV_Switchgear | MVS16N3NW2L_240VDC-M_240VDC-CC_240VDC-ST | SCHNEIDER | 1600A | 50kA | Nos. | None | Inventory | 1600A TP 50kA EDO MVS ACB with O/C,S/C protection & 240V DC Motor, 240V DC Closing, 240V DC Shunt, Microprocessor based Release ET2L, Frame size 1, Isc=Icu=50kA@440V AC, Icw=50kA for 1s
11373 | 1600A TP 50kA EDO MVS ACB with O/C,S/C protection & 24V DC Motor, 24V DC Closing, 24V DC Shunt, Microprocessor based Release ET2L, Frame size 1, Isc=Icu=50kA@440V AC, Icw=50kA for 1s | ACB | LV_Switchgear | MVS16N3NW2L_24VDC-M_24VDC-CC_24VDC-ST | SCHNEIDER | 1600A | 50kA | Nos. | None | Inventory | 1600A TP 50kA EDO MVS ACB with O/C,S/C protection & 24V DC Motor, 24V DC Closing, 24V DC Shunt, Microprocessor based Release ET2L, Frame size 1, Isc=Icu=50kA@440V AC, Icw=50kA for 1s
11374 | 1600A TP 50kA EDO MVS ACB with O/C,S/C protection & 415V AC Motor, 415V AC Closing, 415V AC Shunt, Microprocessor based Release ET2L, Frame size 1, Isc=Icu=50kA@440V AC, Icw=50kA for 1s | ACB | LV_Switchgear | MVS16N3NW2L_415VAC-M_415VAC-CC_415VAC-ST | SCHNEIDER | 1600A | 50kA | Nos. | None | Inventory | 1600A TP 50kA EDO MVS ACB with O/C,S/C protection & 415V AC Motor, 415V AC Closing, 415V AC Shunt, Microprocessor based Release ET2L, Frame size 1, Isc=Icu=50kA@440V AC, Icw=50kA for 1s
11375 | 1600A TP 50kA EDO MVS ACB with O/C,S/C protection & 48V DC Motor, 48V DC Closing, 48V DC Shunt, Microprocessor based Release ET2L, Frame size 1, Isc=Icu=50kA@440V AC, Icw=50kA for 1s | ACB | LV_Switchgear | MVS16N3NW2L_48VDC-M_48VDC-CC_48VDC-ST | SCHNEIDER | 1600A | 50kA | Nos. | None | Inventory | 1600A TP 50kA EDO MVS ACB with O/C,S/C protection & 48V DC Motor, 48V DC Closing, 48V DC Shunt, Microprocessor based Release ET2L, Frame size 1, Isc=Icu=50kA@440V AC, Icw=50kA for 1s
11376 | 1600A TP 50kA EDO MVS ACB with O/C,S/C protection & 110V AC Motor, 110V AC Closing, 110V AC Shunt, Microprocessor based Release ET2V, Frame size 1, Isc=Icu=50kA@440V AC, Icw=50kA for 1s | ACB | LV_Switchgear | MVS16N3NW2V_110VAC-M_110VAC-CC_110VAC-ST | SCHNEIDER | 1600A | 50kA | Nos. | None | Inventory | 1600A TP 50kA EDO MVS ACB with O/C,S/C protection & 110V AC Motor, 110V AC Closing, 110V AC Shunt, Microprocessor based Release ET2V, Frame size 1, Isc=Icu=50kA@440V AC, Icw=50kA for 1s
11377 | 1600A TP 50kA EDO MVS ACB with O/C,S/C protection & 110V DC Motor, 110V DC Closing, 110V DC Shunt, Microprocessor based Release ET2V, Frame size 1, Isc=Icu=50kA@440V AC, Icw=50kA for 1s | ACB | LV_Switchgear | MVS16N3NW2V_110VDC-M_110VDC-CC_110VDC-ST | SCHNEIDER | 1600A | 50kA | Nos. | None | Inventory | 1600A TP 50kA EDO MVS ACB with O/C,S/C protection & 110V DC Motor, 110V DC Closing, 110V DC Shunt, Microprocessor based Release ET2V, Frame size 1, Isc=Icu=50kA@440V AC, Icw=50kA for 1s
11378 | 1600A TP 50kA EDO MVS ACB with O/C,S/C protection & 240V AC Motor, 240V AC Closing, 240V AC Shunt, Microprocessor based Release ET2V, Frame size 1, Isc=Icu=50kA@440V AC, Icw=50kA for 1s | ACB | LV_Switchgear | MVS16N3NW2V_240VAC-M_240VAC-CC_240VAC-ST | SCHNEIDER | 1600A | 50kA | Nos. | None | Inventory | 1600A TP 50kA EDO MVS ACB with O/C,S/C protection & 240V AC Motor, 240V AC Closing, 240V AC Shunt, Microprocessor based Release ET2V, Frame size 1, Isc=Icu=50kA@440V AC, Icw=50kA for 1s
11379 | 1600A TP 50kA EDO MVS ACB with O/C,S/C protection & 240V DC Motor, 240V DC Closing, 240V DC Shunt, Microprocessor based Release ET2V, Frame size 1, Isc=Icu=50kA@440V AC, Icw=50kA for 1s | ACB | LV_Switchgear | MVS16N3NW2V_240VDC-M_240VDC-CC_240VDC-ST | SCHNEIDER | 1600A | 50kA | Nos. | None | Inventory | 1600A TP 50kA EDO MVS ACB with O/C,S/C protection & 240V DC Motor, 240V DC Closing, 240V DC Shunt, Microprocessor based Release ET2V, Frame size 1, Isc=Icu=50kA@440V AC, Icw=50kA for 1s
11380 | 1600A TP 50kA EDO MVS ACB with O/C,S/C protection & 24V DC Motor, 24V DC Closing, 24V DC Shunt, Microprocessor based Release ET2V, Frame size 1, Isc=Icu=50kA@440V AC, Icw=50kA for 1s | ACB | LV_Switchgear | MVS16N3NW2V_24VDC-M_24VDC-CC_24VDC-ST | SCHNEIDER | 1600A | 50kA | Nos. | None | Inventory | 1600A TP 50kA EDO MVS ACB with O/C,S/C protection & 24V DC Motor, 24V DC Closing, 24V DC Shunt, Microprocessor based Release ET2V, Frame size 1, Isc=Icu=50kA@440V AC, Icw=50kA for 1s
11381 | 1600A TP 50kA EDO MVS ACB with O/C,S/C protection & 415V AC Motor, 415V AC Closing, 415V AC Shunt, Microprocessor based Release ET2V, Frame size 1, Isc=Icu=50kA@440V AC, Icw=50kA for 1s | ACB | LV_Switchgear | MVS16N3NW2V_415VAC-M_415VAC-CC_415VAC-ST | SCHNEIDER | 1600A | 50kA | Nos. | None | Inventory | 1600A TP 50kA EDO MVS ACB with O/C,S/C protection & 415V AC Motor, 415V AC Closing, 415V AC Shunt, Microprocessor based Release ET2V, Frame size 1, Isc=Icu=50kA@440V AC, Icw=50kA for 1s
11382 | 1600A TP 50kA EDO MVS ACB with O/C,S/C protection & 48V DC Motor, 48V DC Closing, 48V DC Shunt, Microprocessor based Release ET2V, Frame size 1, Isc=Icu=50kA@440V AC, Icw=50kA for 1s | ACB | LV_Switchgear | MVS16N3NW2V_48VDC-M_48VDC-CC_48VDC-ST | SCHNEIDER | 1600A | 50kA | Nos. | None | Inventory | 1600A TP 50kA EDO MVS ACB with O/C,S/C protection & 48V DC Motor, 48V DC Closing, 48V DC Shunt, Microprocessor based Release ET2V, Frame size 1, Isc=Icu=50kA@440V AC, Icw=50kA for 1s
11383 | 1600A TP 50kA EDO MVS ACB with O/C,S/C,E/F protection & 110V AC Motor, 110V AC Closing, 110V AC Shunt, Microprocessor based Release ET6A, Frame size 1, Isc=Icu=50kA@440V AC, Icw=50kA for 1s | ACB | LV_Switchgear | MVS16N3NW6A_110VAC-M_110VAC-CC_110VAC-ST | SCHNEIDER | 1600A | 50kA | Nos. | None | Inventory | 1600A TP 50kA EDO MVS ACB with O/C,S/C,E/F protection & 110V AC Motor, 110V AC Closing, 110V AC Shunt, Microprocessor based Release ET6A, Frame size 1, Isc=Icu=50kA@440V AC, Icw=50kA for 1s
11384 | 1600A TP 50kA EDO MVS ACB with O/C,S/C,E/F protection & 110V DC Motor, 110V DC Closing, 110V DC Shunt, Microprocessor based Release ET6A, Frame size 1, Isc=Icu=50kA@440V AC, Icw=50kA for 1s | ACB | LV_Switchgear | MVS16N3NW6A_110VDC-M_110VDC-CC_110VDC-ST | SCHNEIDER | 1600A | 50kA | Nos. | None | Inventory | 1600A TP 50kA EDO MVS ACB with O/C,S/C,E/F protection & 110V DC Motor, 110V DC Closing, 110V DC Shunt, Microprocessor based Release ET6A, Frame size 1, Isc=Icu=50kA@440V AC, Icw=50kA for 1s
11385 | 1600A TP 50kA EDO MVS ACB with O/C,S/C,E/F protection & 240V AC Motor, 240V AC Closing, 240V AC Shunt, Microprocessor based Release ET6A, Frame size 1, Isc=Icu=50kA@440V AC, Icw=50kA for 1s | ACB | LV_Switchgear | MVS16N3NW6A_240VAC-M_240VAC-CC_240VAC-ST | SCHNEIDER | 1600A | 50kA | Nos. | None | Inventory | 1600A TP 50kA EDO MVS ACB with O/C,S/C,E/F protection & 240V AC Motor, 240V AC Closing, 240V AC Shunt, Microprocessor based Release ET6A, Frame size 1, Isc=Icu=50kA@440V AC, Icw=50kA for 1s
11386 | 1600A TP 50kA EDO MVS ACB with O/C,S/C,E/F protection & 240V DC Motor, 240V DC Closing, 240V DC Shunt, Microprocessor based Release ET6A, Frame size 1, Isc=Icu=50kA@440V AC, Icw=50kA for 1s | ACB | LV_Switchgear | MVS16N3NW6A_240VDC-M_240VDC-CC_240VDC-ST | SCHNEIDER | 1600A | 50kA | Nos. | None | Inventory | 1600A TP 50kA EDO MVS ACB with O/C,S/C,E/F protection & 240V DC Motor, 240V DC Closing, 240V DC Shunt, Microprocessor based Release ET6A, Frame size 1, Isc=Icu=50kA@440V AC, Icw=50kA for 1s
11387 | 1600A TP 50kA EDO MVS ACB with O/C,S/C,E/F protection & 24V DC Motor, 24V DC Closing, 24V DC Shunt, Microprocessor based Release ET6A, Frame size 1, Isc=Icu=50kA@440V AC, Icw=50kA for 1s | ACB | LV_Switchgear | MVS16N3NW6A_24VDC-M_24VDC-CC_24VDC-ST | SCHNEIDER | 1600A | 50kA | Nos. | None | Inventory | 1600A TP 50kA EDO MVS ACB with O/C,S/C,E/F protection & 24V DC Motor, 24V DC Closing, 24V DC Shunt, Microprocessor based Release ET6A, Frame size 1, Isc=Icu=50kA@440V AC, Icw=50kA for 1s
11388 | 1600A TP 50kA EDO MVS ACB with O/C,S/C,E/F protection & 415V AC Motor, 415V AC Closing, 415V AC Shunt, Microprocessor based Release ET6A, Frame size 1, Isc=Icu=50kA@440V AC, Icw=50kA for 1s | ACB | LV_Switchgear | MVS16N3NW6A_415VAC-M_415VAC-CC_415VAC-ST | SCHNEIDER | 1600A | 50kA | Nos. | None | Inventory | 1600A TP 50kA EDO MVS ACB with O/C,S/C,E/F protection & 415V AC Motor, 415V AC Closing, 415V AC Shunt, Microprocessor based Release ET6A, Frame size 1, Isc=Icu=50kA@440V AC, Icw=50kA for 1s
11389 | 1600A TP 50kA EDO MVS ACB with O/C,S/C,E/F protection & 48V DC Motor, 48V DC Closing, 48V DC Shunt, Microprocessor based Release ET6A, Frame size 1, Isc=Icu=50kA@440V AC, Icw=50kA for 1s | ACB | LV_Switchgear | MVS16N3NW6A_48VDC-M_48VDC-CC_48VDC-ST | SCHNEIDER | 1600A | 50kA | Nos. | None | Inventory | 1600A TP 50kA EDO MVS ACB with O/C,S/C,E/F protection & 48V DC Motor, 48V DC Closing, 48V DC Shunt, Microprocessor based Release ET6A, Frame size 1, Isc=Icu=50kA@440V AC, Icw=50kA for 1s
11390 | 1600A TP 50kA EDO MVS ACB with O/C,S/C,E/F protection & 110V AC Motor, 110V AC Closing, 110V AC Shunt, Microprocessor based Release ET6G, Frame size 1, Isc=Icu=50kA@440V AC, Icw=50kA for 1s | ACB | LV_Switchgear | MVS16N3NW6L_110VAC-M_110VAC-CC_110VAC-ST | SCHNEIDER | 1600A | 50kA | Nos. | None | Inventory | 1600A TP 50kA EDO MVS ACB with O/C,S/C,E/F protection & 110V AC Motor, 110V AC Closing, 110V AC Shunt, Microprocessor based Release ET6G, Frame size 1, Isc=Icu=50kA@440V AC, Icw=50kA for 1s
11391 | 1600A TP 50kA EDO MVS ACB with O/C,S/C,E/F protection & 110V DC Motor, 110V DC Closing, 110V DC Shunt, Microprocessor based Release ET6G, Frame size 1, Isc=Icu=50kA@440V AC, Icw=50kA for 1s | ACB | LV_Switchgear | MVS16N3NW6L_110VDC-M_110VDC-CC_110VDC-ST | SCHNEIDER | 1600A | 50kA | Nos. | None | Inventory | 1600A TP 50kA EDO MVS ACB with O/C,S/C,E/F protection & 110V DC Motor, 110V DC Closing, 110V DC Shunt, Microprocessor based Release ET6G, Frame size 1, Isc=Icu=50kA@440V AC, Icw=50kA for 1s
11392 | 1600A TP 50kA EDO MVS ACB with O/C,S/C,E/F protection & 240V AC Motor, 240V AC Closing, 240V AC Shunt, Microprocessor based Release ET6G, Frame size 1, Isc=Icu=50kA@440V AC, Icw=50kA for 1s | ACB | LV_Switchgear | MVS16N3NW6L_240VAC-M_240VAC-CC_240VAC-ST | SCHNEIDER | 1600A | 50kA | Nos. | None | Inventory | 1600A TP 50kA EDO MVS ACB with O/C,S/C,E/F protection & 240V AC Motor, 240V AC Closing, 240V AC Shunt, Microprocessor based Release ET6G, Frame size 1, Isc=Icu=50kA@440V AC, Icw=50kA for 1s
11393 | 1600A TP 50kA EDO MVS ACB with O/C,S/C,E/F protection & 240V DC Motor, 240V DC Closing, 240V DC Shunt, Microprocessor based Release ET6G, Frame size 1, Isc=Icu=50kA@440V AC, Icw=50kA for 1s | ACB | LV_Switchgear | MVS16N3NW6L_240VDC-M_240VDC-CC_240VDC-ST | SCHNEIDER | 1600A | 50kA | Nos. | None | Inventory | 1600A TP 50kA EDO MVS ACB with O/C,S/C,E/F protection & 240V DC Motor, 240V DC Closing, 240V DC Shunt, Microprocessor based Release ET6G, Frame size 1, Isc=Icu=50kA@440V AC, Icw=50kA for 1s
11394 | 1600A TP 50kA EDO MVS ACB with O/C,S/C,E/F protection & 24V DC Motor, 24V DC Closing, 24V DC Shunt, Microprocessor based Release ET6G, Frame size 1, Isc=Icu=50kA@440V AC, Icw=50kA for 1s | ACB | LV_Switchgear | MVS16N3NW6L_24VDC-M_24VDC-CC_24VDC-ST | SCHNEIDER | 1600A | 50kA | Nos. | None | Inventory | 1600A TP 50kA EDO MVS ACB with O/C,S/C,E/F protection & 24V DC Motor, 24V DC Closing, 24V DC Shunt, Microprocessor based Release ET6G, Frame size 1, Isc=Icu=50kA@440V AC, Icw=50kA for 1s
11395 | 1600A TP 50kA EDO MVS ACB with O/C,S/C,E/F protection & 415V AC Motor, 415V AC Closing, 415V AC Shunt, Microprocessor based Release ET6G, Frame size 1, Isc=Icu=50kA@440V AC, Icw=50kA for 1s | ACB | LV_Switchgear | MVS16N3NW6L_415VAC-M_415VAC-CC_415VAC-ST | SCHNEIDER | 1600A | 50kA | Nos. | None | Inventory | 1600A TP 50kA EDO MVS ACB with O/C,S/C,E/F protection & 415V AC Motor, 415V AC Closing, 415V AC Shunt, Microprocessor based Release ET6G, Frame size 1, Isc=Icu=50kA@440V AC, Icw=50kA for 1s
11396 | 1600A TP 50kA EDO MVS ACB with O/C,S/C,E/F protection & 48V DC Motor, 48V DC Closing, 48V DC Shunt, Microprocessor based Release ET6G, Frame size 1, Isc=Icu=50kA@440V AC, Icw=50kA for 1s | ACB | LV_Switchgear | MVS16N3NW6L_48VDC-M_48VDC-CC_48VDC-ST | SCHNEIDER | 1600A | 50kA | Nos. | None | Inventory | 1600A TP 50kA EDO MVS ACB with O/C,S/C,E/F protection & 48V DC Motor, 48V DC Closing, 48V DC Shunt, Microprocessor based Release ET6G, Frame size 1, Isc=Icu=50kA@440V AC, Icw=50kA for 1s
11397 | 1600A TP 50kA EDO MVS ACB with O/C,S/C,E/F protection & 110V AC Motor, 110V AC Closing, 110V AC Shunt, Microprocessor based Release ET6V, Frame size 1, Isc=Icu=50kA@440V AC, Icw=50kA for 1s | ACB | LV_Switchgear | MVS16N3NW6V_110VAC-M_110VAC-CC_110VAC-ST | SCHNEIDER | 1600A | 50kA | Nos. | None | Inventory | 1600A TP 50kA EDO MVS ACB with O/C,S/C,E/F protection & 110V AC Motor, 110V AC Closing, 110V AC Shunt, Microprocessor based Release ET6V, Frame size 1, Isc=Icu=50kA@440V AC, Icw=50kA for 1s
11398 | 1600A TP 50kA EDO MVS ACB with O/C,S/C,E/F protection & 110V DC Motor, 110V DC Closing, 110V DC Shunt, Microprocessor based Release ET6V, Frame size 1, Isc=Icu=50kA@440V AC, Icw=50kA for 1s | ACB | LV_Switchgear | MVS16N3NW6V_110VDC-M_110VDC-CC_110VDC-ST | SCHNEIDER | 1600A | 50kA | Nos. | None | Inventory | 1600A TP 50kA EDO MVS ACB with O/C,S/C,E/F protection & 110V DC Motor, 110V DC Closing, 110V DC Shunt, Microprocessor based Release ET6V, Frame size 1, Isc=Icu=50kA@440V AC, Icw=50kA for 1s
11399 | 1600A TP 50kA EDO MVS ACB with O/C,S/C,E/F protection & 240V AC Motor, 240V AC Closing, 240V AC Shunt, Microprocessor based Release ET6V, Frame size 1, Isc=Icu=50kA@440V AC, Icw=50kA for 1s | ACB | LV_Switchgear | MVS16N3NW6V_240VAC-M_240VAC-CC_240VAC-ST | SCHNEIDER | 1600A | 50kA | Nos. | None | Inventory | 1600A TP 50kA EDO MVS ACB with O/C,S/C,E/F protection & 240V AC Motor, 240V AC Closing, 240V AC Shunt, Microprocessor based Release ET6V, Frame size 1, Isc=Icu=50kA@440V AC, Icw=50kA for 1s
11400 | 1600A TP 50kA EDO MVS ACB with O/C,S/C,E/F protection & 240V DC Motor, 240V DC Closing, 240V DC Shunt, Microprocessor based Release ET6V, Frame size 1, Isc=Icu=50kA@440V AC, Icw=50kA for 1s | ACB | LV_Switchgear | MVS16N3NW6V_240VDC-M_240VDC-CC_240VDC-ST | SCHNEIDER | 1600A | 50kA | Nos. | None | Inventory | 1600A TP 50kA EDO MVS ACB with O/C,S/C,E/F protection & 240V DC Motor, 240V DC Closing, 240V DC Shunt, Microprocessor based Release ET6V, Frame size 1, Isc=Icu=50kA@440V AC, Icw=50kA for 1s
11401 | 1600A TP 50kA EDO MVS ACB with O/C,S/C,E/F protection & 24V DC Motor, 24V DC Closing, 24V DC Shunt, Microprocessor based Release ET6V, Frame size 1, Isc=Icu=50kA@440V AC, Icw=50kA for 1s | ACB | LV_Switchgear | MVS16N3NW6V_24VDC-M_24VDC-CC_24VDC-ST | SCHNEIDER | 1600A | 50kA | Nos. | None | Inventory | 1600A TP 50kA EDO MVS ACB with O/C,S/C,E/F protection & 24V DC Motor, 24V DC Closing, 24V DC Shunt, Microprocessor based Release ET6V, Frame size 1, Isc=Icu=50kA@440V AC, Icw=50kA for 1s
11402 | 1600A TP 50kA EDO MVS ACB with O/C,S/C,E/F protection & 415V AC Motor, 415V AC Closing, 415V AC Shunt, Microprocessor based Release ET6V, Frame size 1, Isc=Icu=50kA@440V AC, Icw=50kA for 1s | ACB | LV_Switchgear | MVS16N3NW6V_415VAC-M_415VAC-CC_415VAC-ST | SCHNEIDER | 1600A | 50kA | Nos. | None | Inventory | 1600A TP 50kA EDO MVS ACB with O/C,S/C,E/F protection & 415V AC Motor, 415V AC Closing, 415V AC Shunt, Microprocessor based Release ET6V, Frame size 1, Isc=Icu=50kA@440V AC, Icw=50kA for 1s
11403 | 1600A TP 50kA EDO MVS ACB with O/C,S/C,E/F protection & 48V DC Motor, 48V DC Closing, 48V DC Shunt, Microprocessor based Release ET6V, Frame size 1, Isc=Icu=50kA@440V AC, Icw=50kA for 1s | ACB | LV_Switchgear | MVS16N3NW6V_48VDC-M_48VDC-CC_48VDC-ST | SCHNEIDER | 1600A | 50kA | Nos. | None | Inventory | 1600A TP 50kA EDO MVS ACB with O/C,S/C,E/F protection & 48V DC Motor, 48V DC Closing, 48V DC Shunt, Microprocessor based Release ET6V, Frame size 1, Isc=Icu=50kA@440V AC, Icw=50kA for 1s
11404 | 1600A FP 50kA MDO MVS ACB without Release, Frame size 1, Ics=Icu=50kA@440V AC, Icw=50kA for 1s | ACB | LV_Switchgear | MVS16N4MW0D | SCHNEIDER | 1600A | 50kA | Nos. | None | Inventory | 1600A FP 50kA MDO MVS ACB without Release, Frame size 1, Ics=Icu=50kA@440V AC, Icw=50kA for 1s
11405 | 1600A FP 50kA MDO MVS ACB with O/C,S/C protection, Microprocessor based Release ET2A, Frame size 1, Ics=Icu=50kA@440V AC, Icw=50kA for 1s | ACB | LV_Switchgear | MVS16N4MW2A | SCHNEIDER | 1600A | 50kA | Nos. | None | Inventory | 1600A FP 50kA MDO MVS ACB with O/C,S/C protection, Microprocessor based Release ET2A, Frame size 1, Ics=Icu=50kA@440V AC, Icw=50kA for 1s
11406 | 1600A FP 50kA MDO MVS ACB with O/C,S/C protection, Microprocessor based Release ET2L, Frame size 1, Ics=Icu=50kA@440V AC, Icw=50kA for 1s | ACB | LV_Switchgear | MVS16N4MW2L | SCHNEIDER | 1600A | 50kA | Nos. | None | Inventory | 1600A FP 50kA MDO MVS ACB with O/C,S/C protection, Microprocessor based Release ET2L, Frame size 1, Ics=Icu=50kA@440V AC, Icw=50kA for 1s
11407 | 1600A FP 50kA MDO MVS ACB with O/C,S/C protection, Microprocessor based Release ET2V, Frame size 1, Ics=Icu=50kA@440V AC, Icw=50kA for 1s | ACB | LV_Switchgear | MVS16N4MW2V | SCHNEIDER | 1600A | 50kA | Nos. | None | Inventory | 1600A FP 50kA MDO MVS ACB with O/C,S/C protection, Microprocessor based Release ET2V, Frame size 1, Ics=Icu=50kA@440V AC, Icw=50kA for 1s
11408 | 1600A FP 50kA MDO MVS ACB with O/C,S/C,E/F protection, Microprocessor based Release ET6A, Frame size 1, Ics=Icu=50kA@440V AC, Icw=50kA for 1s | ACB | LV_Switchgear | MVS16N4MW6A | SCHNEIDER | 1600A | 50kA | Nos. | None | Inventory | 1600A FP 50kA MDO MVS ACB with O/C,S/C,E/F protection, Microprocessor based Release ET6A, Frame size 1, Ics=Icu=50kA@440V AC, Icw=50kA for 1s
11409 | 1600A FP 50kA MDO MVS ACB with O/C,S/C,E/F protection, Microprocessor based Release ET6G, Frame size 1, Ics=Icu=50kA@440V AC, Icw=50kA for 1s | ACB | LV_Switchgear | MVS16N4MW6L | SCHNEIDER | 1600A | 50kA | Nos. | None | Inventory | 1600A FP 50kA MDO MVS ACB with O/C,S/C,E/F protection, Microprocessor based Release ET6G, Frame size 1, Ics=Icu=50kA@440V AC, Icw=50kA for 1s
11410 | 1600A FP 50kA MDO MVS ACB with O/C,S/C,E/F protection, Microprocessor based Release ET6V, Frame size 1, Ics=Icu=50kA@440V AC, Icw=50kA for 1s | ACB | LV_Switchgear | MVS16N4MW6V | SCHNEIDER | 1600A | 50kA | Nos. | None | Inventory | 1600A FP 50kA MDO MVS ACB with O/C,S/C,E/F protection, Microprocessor based Release ET6V, Frame size 1, Ics=Icu=50kA@440V AC, Icw=50kA for 1s
11411 | 1600A FP 50kA EDO MVS ACB without Release & 110V AC Motor, 110V AC Closing, 110V AC Shunt, Frame size 1, Isc=Icu=50kA@440V AC, Icw=50kA for 1s | ACB | LV_Switchgear | MVS16N4NW0D_110VAC-M_110VAC-CC_110VAC-ST | SCHNEIDER | 1600A | 50kA | Nos. | None | Inventory | 1600A FP 50kA EDO MVS ACB without Release & 110V AC Motor, 110V AC Closing, 110V AC Shunt, Frame size 1, Isc=Icu=50kA@440V AC, Icw=50kA for 1s
11412 | 1600A FP 50kA EDO MVS ACB without Release & 110V DC Motor, 110V DC Closing, 110V DC Shunt, Frame size 1, Isc=Icu=50kA@440V AC, Icw=50kA for 1s | ACB | LV_Switchgear | MVS16N4NW0D_110VDC-M_110VDC-CC_110VDC-ST | SCHNEIDER | 1600A | 50kA | Nos. | None | Inventory | 1600A FP 50kA EDO MVS ACB without Release & 110V DC Motor, 110V DC Closing, 110V DC Shunt, Frame size 1, Isc=Icu=50kA@440V AC, Icw=50kA for 1s
11413 | 1600A FP 50kA EDO MVS ACB without Release & 240V AC Motor, 240V AC Closing, 240V AC Shunt, Frame size 1, Isc=Icu=50kA@440V AC, Icw=50kA for 1s | ACB | LV_Switchgear | MVS16N4NW0D_240VAC-M_240VAC-CC_240VAC-ST | SCHNEIDER | 1600A | 50kA | Nos. | None | Inventory | 1600A FP 50kA EDO MVS ACB without Release & 240V AC Motor, 240V AC Closing, 240V AC Shunt, Frame size 1, Isc=Icu=50kA@440V AC, Icw=50kA for 1s
11414 | 1600A FP 50kA EDO MVS ACB without Release & 240V DC Motor, 240V DC Closing, 240V DC Shunt, Frame size 1, Isc=Icu=50kA@440V AC, Icw=50kA for 1s | ACB | LV_Switchgear | MVS16N4NW0D_240VDC-M_240VDC-CC_240VDC-ST | SCHNEIDER | 1600A | 50kA | Nos. | None | Inventory | 1600A FP 50kA EDO MVS ACB without Release & 240V DC Motor, 240V DC Closing, 240V DC Shunt, Frame size 1, Isc=Icu=50kA@440V AC, Icw=50kA for 1s
11415 | 1600A FP 50kA EDO MVS ACB without Release & 24V DC Motor, 24V DC Closing, 24V DC Shunt, Frame size 1, Isc=Icu=50kA@440V AC, Icw=50kA for 1s | ACB | LV_Switchgear | MVS16N4NW0D_24VDC-M_24VDC-CC_24VDC-ST | SCHNEIDER | 1600A | 50kA | Nos. | None | Inventory | 1600A FP 50kA EDO MVS ACB without Release & 24V DC Motor, 24V DC Closing, 24V DC Shunt, Frame size 1, Isc=Icu=50kA@440V AC, Icw=50kA for 1s
11416 | 1600A FP 50kA EDO MVS ACB without Release & 415V AC Motor, 415V AC Closing, 415V AC Shunt, Frame size 1, Isc=Icu=50kA@440V AC, Icw=50kA for 1s | ACB | LV_Switchgear | MVS16N4NW0D_415VAC-M_415VAC-CC_415VAC-ST | SCHNEIDER | 1600A | 50kA | Nos. | None | Inventory | 1600A FP 50kA EDO MVS ACB without Release & 415V AC Motor, 415V AC Closing, 415V AC Shunt, Frame size 1, Isc=Icu=50kA@440V AC, Icw=50kA for 1s
11417 | 1600A FP 50kA EDO MVS ACB without Release & 48V DC Motor, 48V DC Closing, 48V DC Shunt, Frame size 1, Isc=Icu=50kA@440V AC, Icw=50kA for 1s | ACB | LV_Switchgear | MVS16N4NW0D_48VDC-M_48VDC-CC_48VDC-ST | SCHNEIDER | 1600A | 50kA | Nos. | None | Inventory | 1600A FP 50kA EDO MVS ACB without Release & 48V DC Motor, 48V DC Closing, 48V DC Shunt, Frame size 1, Isc=Icu=50kA@440V AC, Icw=50kA for 1s
11418 | 1600A FP 50kA EDO MVS ACB with O/C,S/C protection & 110V AC Motor, 110V AC Closing, 110V AC Shunt, Microprocessor based Release ET2A, Frame size 1, Isc=Icu=50kA@440V AC, Icw=50kA for 1s | ACB | LV_Switchgear | MVS16N4NW2A_110VAC-M_110VAC-CC_110VAC-ST | SCHNEIDER | 1600A | 50kA | Nos. | None | Inventory | 1600A FP 50kA EDO MVS ACB with O/C,S/C protection & 110V AC Motor, 110V AC Closing, 110V AC Shunt, Microprocessor based Release ET2A, Frame size 1, Isc=Icu=50kA@440V AC, Icw=50kA for 1s
11419 | 1600A FP 50kA EDO MVS ACB with O/C,S/C protection & 110V DC Motor, 110V DC Closing, 110V DC Shunt, Microprocessor based Release ET2A, Frame size 1, Isc=Icu=50kA@440V AC, Icw=50kA for 1s | ACB | LV_Switchgear | MVS16N4NW2A_110VDC-M_110VDC-CC_110VDC-ST | SCHNEIDER | 1600A | 50kA | Nos. | None | Inventory | 1600A FP 50kA EDO MVS ACB with O/C,S/C protection & 110V DC Motor, 110V DC Closing, 110V DC Shunt, Microprocessor based Release ET2A, Frame size 1, Isc=Icu=50kA@440V AC, Icw=50kA for 1s
11420 | 1600A FP 50kA EDO MVS ACB with O/C,S/C protection & 240V AC Motor, 240V AC Closing, 240V AC Shunt, Microprocessor based Release ET2A, Frame size 1, Isc=Icu=50kA@440V AC, Icw=50kA for 1s | ACB | LV_Switchgear | MVS16N4NW2A_240VAC-M_240VAC-CC_240VAC-ST | SCHNEIDER | 1600A | 50kA | Nos. | None | Inventory | 1600A FP 50kA EDO MVS ACB with O/C,S/C protection & 240V AC Motor, 240V AC Closing, 240V AC Shunt, Microprocessor based Release ET2A, Frame size 1, Isc=Icu=50kA@440V AC, Icw=50kA for 1s
11421 | 1600A FP 50kA EDO MVS ACB with O/C,S/C protection & 240V DC Motor, 240V DC Closing, 240V DC Shunt, Microprocessor based Release ET2A, Frame size 1, Isc=Icu=50kA@440V AC, Icw=50kA for 1s | ACB | LV_Switchgear | MVS16N4NW2A_240VDC-M_240VDC-CC_240VDC-ST | SCHNEIDER | 1600A | 50kA | Nos. | None | Inventory | 1600A FP 50kA EDO MVS ACB with O/C,S/C protection & 240V DC Motor, 240V DC Closing, 240V DC Shunt, Microprocessor based Release ET2A, Frame size 1, Isc=Icu=50kA@440V AC, Icw=50kA for 1s
11422 | 1600A FP 50kA EDO MVS ACB with O/C,S/C protection & 24V DC Motor, 24V DC Closing, 24V DC Shunt, Microprocessor based Release ET2A, Frame size 1, Isc=Icu=50kA@440V AC, Icw=50kA for 1s | ACB | LV_Switchgear | MVS16N4NW2A_24VDC-M_24VDC-CC_24VDC-ST | SCHNEIDER | 1600A | 50kA | Nos. | None | Inventory | 1600A FP 50kA EDO MVS ACB with O/C,S/C protection & 24V DC Motor, 24V DC Closing, 24V DC Shunt, Microprocessor based Release ET2A, Frame size 1, Isc=Icu=50kA@440V AC, Icw=50kA for 1s
11423 | 1600A FP 50kA EDO MVS ACB with O/C,S/C protection & 415V AC Motor, 415V AC Closing, 415V AC Shunt, Microprocessor based Release ET2A, Frame size 1, Isc=Icu=50kA@440V AC, Icw=50kA for 1s | ACB | LV_Switchgear | MVS16N4NW2A_415VAC-M_415VAC-CC_415VAC-ST | SCHNEIDER | 1600A | 50kA | Nos. | None | Inventory | 1600A FP 50kA EDO MVS ACB with O/C,S/C protection & 415V AC Motor, 415V AC Closing, 415V AC Shunt, Microprocessor based Release ET2A, Frame size 1, Isc=Icu=50kA@440V AC, Icw=50kA for 1s
11424 | 1600A FP 50kA EDO MVS ACB with O/C,S/C protection & 48V DC Motor, 48V DC Closing, 48V DC Shunt, Microprocessor based Release ET2A, Frame size 1, Isc=Icu=50kA@440V AC, Icw=50kA for 1s | ACB | LV_Switchgear | MVS16N4NW2A_48VDC-M_48VDC-CC_48VDC-ST | SCHNEIDER | 1600A | 50kA | Nos. | None | Inventory | 1600A FP 50kA EDO MVS ACB with O/C,S/C protection & 48V DC Motor, 48V DC Closing, 48V DC Shunt, Microprocessor based Release ET2A, Frame size 1, Isc=Icu=50kA@440V AC, Icw=50kA for 1s
11425 | 1600A FP 50kA EDO MVS ACB with O/C,S/C protection & 110V AC Motor, 110V AC Closing, 110V AC Shunt, Microprocessor based Release ET2L, Frame size 1, Isc=Icu=50kA@440V AC, Icw=50kA for 1s | ACB | LV_Switchgear | MVS16N4NW2L_110VAC-M_110VAC-CC_110VAC-ST | SCHNEIDER | 1600A | 50kA | Nos. | None | Inventory | 1600A FP 50kA EDO MVS ACB with O/C,S/C protection & 110V AC Motor, 110V AC Closing, 110V AC Shunt, Microprocessor based Release ET2L, Frame size 1, Isc=Icu=50kA@440V AC, Icw=50kA for 1s
11426 | 1600A FP 50kA EDO MVS ACB with O/C,S/C protection & 110V DC Motor, 110V DC Closing, 110V DC Shunt, Microprocessor based Release ET2L, Frame size 1, Isc=Icu=50kA@440V AC, Icw=50kA for 1s | ACB | LV_Switchgear | MVS16N4NW2L_110VDC-M_110VDC-CC_110VDC-ST | SCHNEIDER | 1600A | 50kA | Nos. | None | Inventory | 1600A FP 50kA EDO MVS ACB with O/C,S/C protection & 110V DC Motor, 110V DC Closing, 110V DC Shunt, Microprocessor based Release ET2L, Frame size 1, Isc=Icu=50kA@440V AC, Icw=50kA for 1s
11427 | 1600A FP 50kA EDO MVS ACB with O/C,S/C protection & 240V AC Motor, 240V AC Closing, 240V AC Shunt, Microprocessor based Release ET2L, Frame size 1, Isc=Icu=50kA@440V AC, Icw=50kA for 1s | ACB | LV_Switchgear | MVS16N4NW2L_240VAC-M_240VAC-CC_240VAC-ST | SCHNEIDER | 1600A | 50kA | Nos. | None | Inventory | 1600A FP 50kA EDO MVS ACB with O/C,S/C protection & 240V AC Motor, 240V AC Closing, 240V AC Shunt, Microprocessor based Release ET2L, Frame size 1, Isc=Icu=50kA@440V AC, Icw=50kA for 1s
11428 | 1600A FP 50kA EDO MVS ACB with O/C,S/C protection & 240V DC Motor, 240V DC Closing, 240V DC Shunt, Microprocessor based Release ET2L, Frame size 1, Isc=Icu=50kA@440V AC, Icw=50kA for 1s | ACB | LV_Switchgear | MVS16N4NW2L_240VDC-M_240VDC-CC_240VDC-ST | SCHNEIDER | 1600A | 50kA | Nos. | None | Inventory | 1600A FP 50kA EDO MVS ACB with O/C,S/C protection & 240V DC Motor, 240V DC Closing, 240V DC Shunt, Microprocessor based Release ET2L, Frame size 1, Isc=Icu=50kA@440V AC, Icw=50kA for 1s
11429 | 1600A FP 50kA EDO MVS ACB with O/C,S/C protection & 24V DC Motor, 24V DC Closing, 24V DC Shunt, Microprocessor based Release ET2L, Frame size 1, Isc=Icu=50kA@440V AC, Icw=50kA for 1s | ACB | LV_Switchgear | MVS16N4NW2L_24VDC-M_24VDC-CC_24VDC-ST | SCHNEIDER | 1600A | 50kA | Nos. | None | Inventory | 1600A FP 50kA EDO MVS ACB with O/C,S/C protection & 24V DC Motor, 24V DC Closing, 24V DC Shunt, Microprocessor based Release ET2L, Frame size 1, Isc=Icu=50kA@440V AC, Icw=50kA for 1s
11430 | 1600A FP 50kA EDO MVS ACB with O/C,S/C protection & 415V AC Motor, 415V AC Closing, 415V AC Shunt, Microprocessor based Release ET2L, Frame size 1, Isc=Icu=50kA@440V AC, Icw=50kA for 1s | ACB | LV_Switchgear | MVS16N4NW2L_415VAC-M_415VAC-CC_415VAC-ST | SCHNEIDER | 1600A | 50kA | Nos. | None | Inventory | 1600A FP 50kA EDO MVS ACB with O/C,S/C protection & 415V AC Motor, 415V AC Closing, 415V AC Shunt, Microprocessor based Release ET2L, Frame size 1, Isc=Icu=50kA@440V AC, Icw=50kA for 1s
11431 | 1600A FP 50kA EDO MVS ACB with O/C,S/C protection & 48V DC Motor, 48V DC Closing, 48V DC Shunt, Microprocessor based Release ET2L, Frame size 1, Isc=Icu=50kA@440V AC, Icw=50kA for 1s | ACB | LV_Switchgear | MVS16N4NW2L_48VDC-M_48VDC-CC_48VDC-ST | SCHNEIDER | 1600A | 50kA | Nos. | None | Inventory | 1600A FP 50kA EDO MVS ACB with O/C,S/C protection & 48V DC Motor, 48V DC Closing, 48V DC Shunt, Microprocessor based Release ET2L, Frame size 1, Isc=Icu=50kA@440V AC, Icw=50kA for 1s
11432 | 1600A FP 50kA EDO MVS ACB with O/C,S/C protection & 110V AC Motor, 110V AC Closing, 110V AC Shunt, Microprocessor based Release ET2V, Frame size 1, Isc=Icu=50kA@440V AC, Icw=50kA for 1s | ACB | LV_Switchgear | MVS16N4NW2V_110VAC-M_110VAC-CC_110VAC-ST | SCHNEIDER | 1600A | 50kA | Nos. | None | Inventory | 1600A FP 50kA EDO MVS ACB with O/C,S/C protection & 110V AC Motor, 110V AC Closing, 110V AC Shunt, Microprocessor based Release ET2V, Frame size 1, Isc=Icu=50kA@440V AC, Icw=50kA for 1s
11433 | 1600A FP 50kA EDO MVS ACB with O/C,S/C protection & 110V DC Motor, 110V DC Closing, 110V DC Shunt, Microprocessor based Release ET2V, Frame size 1, Isc=Icu=50kA@440V AC, Icw=50kA for 1s | ACB | LV_Switchgear | MVS16N4NW2V_110VDC-M_110VDC-CC_110VDC-ST | SCHNEIDER | 1600A | 50kA | Nos. | None | Inventory | 1600A FP 50kA EDO MVS ACB with O/C,S/C protection & 110V DC Motor, 110V DC Closing, 110V DC Shunt, Microprocessor based Release ET2V, Frame size 1, Isc=Icu=50kA@440V AC, Icw=50kA for 1s
11434 | 1600A FP 50kA EDO MVS ACB with O/C,S/C protection & 240V AC Motor, 240V AC Closing, 240V AC Shunt, Microprocessor based Release ET2V, Frame size 1, Isc=Icu=50kA@440V AC, Icw=50kA for 1s | ACB | LV_Switchgear | MVS16N4NW2V_240VAC-M_240VAC-CC_240VAC-ST | SCHNEIDER | 1600A | 50kA | Nos. | None | Inventory | 1600A FP 50kA EDO MVS ACB with O/C,S/C protection & 240V AC Motor, 240V AC Closing, 240V AC Shunt, Microprocessor based Release ET2V, Frame size 1, Isc=Icu=50kA@440V AC, Icw=50kA for 1s
11435 | 1600A FP 50kA EDO MVS ACB with O/C,S/C protection & 240V DC Motor, 240V DC Closing, 240V DC Shunt, Microprocessor based Release ET2V, Frame size 1, Isc=Icu=50kA@440V AC, Icw=50kA for 1s | ACB | LV_Switchgear | MVS16N4NW2V_240VDC-M_240VDC-CC_240VDC-ST | SCHNEIDER | 1600A | 50kA | Nos. | None | Inventory | 1600A FP 50kA EDO MVS ACB with O/C,S/C protection & 240V DC Motor, 240V DC Closing, 240V DC Shunt, Microprocessor based Release ET2V, Frame size 1, Isc=Icu=50kA@440V AC, Icw=50kA for 1s
11436 | 1600A FP 50kA EDO MVS ACB with O/C,S/C protection & 24V DC Motor, 24V DC Closing, 24V DC Shunt, Microprocessor based Release ET2V, Frame size 1, Isc=Icu=50kA@440V AC, Icw=50kA for 1s | ACB | LV_Switchgear | MVS16N4NW2V_24VDC-M_24VDC-CC_24VDC-ST | SCHNEIDER | 1600A | 50kA | Nos. | None | Inventory | 1600A FP 50kA EDO MVS ACB with O/C,S/C protection & 24V DC Motor, 24V DC Closing, 24V DC Shunt, Microprocessor based Release ET2V, Frame size 1, Isc=Icu=50kA@440V AC, Icw=50kA for 1s
11437 | 1600A FP 50kA EDO MVS ACB with O/C,S/C protection & 415V AC Motor, 415V AC Closing, 415V AC Shunt, Microprocessor based Release ET2V, Frame size 1, Isc=Icu=50kA@440V AC, Icw=50kA for 1s | ACB | LV_Switchgear | MVS16N4NW2V_415VAC-M_415VAC-CC_415VAC-ST | SCHNEIDER | 1600A | 50kA | Nos. | None | Inventory | 1600A FP 50kA EDO MVS ACB with O/C,S/C protection & 415V AC Motor, 415V AC Closing, 415V AC Shunt, Microprocessor based Release ET2V, Frame size 1, Isc=Icu=50kA@440V AC, Icw=50kA for 1s
11438 | 1600A FP 50kA EDO MVS ACB with O/C,S/C protection & 48V DC Motor, 48V DC Closing, 48V DC Shunt, Microprocessor based Release ET2V, Frame size 1, Isc=Icu=50kA@440V AC, Icw=50kA for 1s | ACB | LV_Switchgear | MVS16N4NW2V_48VDC-M_48VDC-CC_48VDC-ST | SCHNEIDER | 1600A | 50kA | Nos. | None | Inventory | 1600A FP 50kA EDO MVS ACB with O/C,S/C protection & 48V DC Motor, 48V DC Closing, 48V DC Shunt, Microprocessor based Release ET2V, Frame size 1, Isc=Icu=50kA@440V AC, Icw=50kA for 1s
11439 | 1600A FP 50kA EDO MVS ACB with O/C,S/C,E/F protection & 110V AC Motor, 110V AC Closing, 110V AC Shunt, Microprocessor based Release ET6A, Frame size 1, Isc=Icu=50kA@440V AC, Icw=50kA for 1s | ACB | LV_Switchgear | MVS16N4NW6A_110VAC-M_110VAC-CC_110VAC-ST | SCHNEIDER | 1600A | 50kA | Nos. | None | Inventory | 1600A FP 50kA EDO MVS ACB with O/C,S/C,E/F protection & 110V AC Motor, 110V AC Closing, 110V AC Shunt, Microprocessor based Release ET6A, Frame size 1, Isc=Icu=50kA@440V AC, Icw=50kA for 1s
11440 | 1600A FP 50kA EDO MVS ACB with O/C,S/C,E/F protection & 110V DC Motor, 110V DC Closing, 110V DC Shunt, Microprocessor based Release ET6A, Frame size 1, Isc=Icu=50kA@440V AC, Icw=50kA for 1s | ACB | LV_Switchgear | MVS16N4NW6A_110VDC-M_110VDC-CC_110VDC-ST | SCHNEIDER | 1600A | 50kA | Nos. | None | Inventory | 1600A FP 50kA EDO MVS ACB with O/C,S/C,E/F protection & 110V DC Motor, 110V DC Closing, 110V DC Shunt, Microprocessor based Release ET6A, Frame size 1, Isc=Icu=50kA@440V AC, Icw=50kA for 1s
11441 | 1600A FP 50kA EDO MVS ACB with O/C,S/C,E/F protection & 240V AC Motor, 240V AC Closing, 240V AC Shunt, Microprocessor based Release ET6A, Frame size 1, Isc=Icu=50kA@440V AC, Icw=50kA for 1s | ACB | LV_Switchgear | MVS16N4NW6A_240VAC-M_240VAC-CC_240VAC-ST | SCHNEIDER | 1600A | 50kA | Nos. | None | Inventory | 1600A FP 50kA EDO MVS ACB with O/C,S/C,E/F protection & 240V AC Motor, 240V AC Closing, 240V AC Shunt, Microprocessor based Release ET6A, Frame size 1, Isc=Icu=50kA@440V AC, Icw=50kA for 1s
11442 | 1600A FP 50kA EDO MVS ACB with O/C,S/C,E/F protection & 240V DC Motor, 240V DC Closing, 240V DC Shunt, Microprocessor based Release ET6A, Frame size 1, Isc=Icu=50kA@440V AC, Icw=50kA for 1s | ACB | LV_Switchgear | MVS16N4NW6A_240VDC-M_240VDC-CC_240VDC-ST | SCHNEIDER | 1600A | 50kA | Nos. | None | Inventory | 1600A FP 50kA EDO MVS ACB with O/C,S/C,E/F protection & 240V DC Motor, 240V DC Closing, 240V DC Shunt, Microprocessor based Release ET6A, Frame size 1, Isc=Icu=50kA@440V AC, Icw=50kA for 1s
11443 | 1600A FP 50kA EDO MVS ACB with O/C,S/C,E/F protection & 24V DC Motor, 24V DC Closing, 24V DC Shunt, Microprocessor based Release ET6A, Frame size 1, Isc=Icu=50kA@440V AC, Icw=50kA for 1s | ACB | LV_Switchgear | MVS16N4NW6A_24VDC-M_24VDC-CC_24VDC-ST | SCHNEIDER | 1600A | 50kA | Nos. | None | Inventory | 1600A FP 50kA EDO MVS ACB with O/C,S/C,E/F protection & 24V DC Motor, 24V DC Closing, 24V DC Shunt, Microprocessor based Release ET6A, Frame size 1, Isc=Icu=50kA@440V AC, Icw=50kA for 1s
11444 | 1600A FP 50kA EDO MVS ACB with O/C,S/C,E/F protection & 415V AC Motor, 415V AC Closing, 415V AC Shunt, Microprocessor based Release ET6A, Frame size 1, Isc=Icu=50kA@440V AC, Icw=50kA for 1s | ACB | LV_Switchgear | MVS16N4NW6A_415VAC-M_415VAC-CC_415VAC-ST | SCHNEIDER | 1600A | 50kA | Nos. | None | Inventory | 1600A FP 50kA EDO MVS ACB with O/C,S/C,E/F protection & 415V AC Motor, 415V AC Closing, 415V AC Shunt, Microprocessor based Release ET6A, Frame size 1, Isc=Icu=50kA@440V AC, Icw=50kA for 1s
11445 | 1600A FP 50kA EDO MVS ACB with O/C,S/C,E/F protection & 48V DC Motor, 48V DC Closing, 48V DC Shunt, Microprocessor based Release ET6A, Frame size 1, Isc=Icu=50kA@440V AC, Icw=50kA for 1s | ACB | LV_Switchgear | MVS16N4NW6A_48VDC-M_48VDC-CC_48VDC-ST | SCHNEIDER | 1600A | 50kA | Nos. | None | Inventory | 1600A FP 50kA EDO MVS ACB with O/C,S/C,E/F protection & 48V DC Motor, 48V DC Closing, 48V DC Shunt, Microprocessor based Release ET6A, Frame size 1, Isc=Icu=50kA@440V AC, Icw=50kA for 1s
11446 | 1600A FP 50kA EDO MVS ACB with O/C,S/C,E/F protection & 110V AC Motor, 110V AC Closing, 110V AC Shunt, Microprocessor based Release ET6G, Frame size 1, Isc=Icu=50kA@440V AC, Icw=50kA for 1s | ACB | LV_Switchgear | MVS16N4NW6L_110VAC-M_110VAC-CC_110VAC-ST | SCHNEIDER | 1600A | 50kA | Nos. | None | Inventory | 1600A FP 50kA EDO MVS ACB with O/C,S/C,E/F protection & 110V AC Motor, 110V AC Closing, 110V AC Shunt, Microprocessor based Release ET6G, Frame size 1, Isc=Icu=50kA@440V AC, Icw=50kA for 1s
11447 | 1600A FP 50kA EDO MVS ACB with O/C,S/C,E/F protection & 110V DC Motor, 110V DC Closing, 110V DC Shunt, Microprocessor based Release ET6G, Frame size 1, Isc=Icu=50kA@440V AC, Icw=50kA for 1s | ACB | LV_Switchgear | MVS16N4NW6L_110VDC-M_110VDC-CC_110VDC-ST | SCHNEIDER | 1600A | 50kA | Nos. | None | Inventory | 1600A FP 50kA EDO MVS ACB with O/C,S/C,E/F protection & 110V DC Motor, 110V DC Closing, 110V DC Shunt, Microprocessor based Release ET6G, Frame size 1, Isc=Icu=50kA@440V AC, Icw=50kA for 1s
11448 | 1600A FP 50kA EDO MVS ACB with O/C,S/C,E/F protection & 240V AC Motor, 240V AC Closing, 240V AC Shunt, Microprocessor based Release ET6G, Frame size 1, Isc=Icu=50kA@440V AC, Icw=50kA for 1s | ACB | LV_Switchgear | MVS16N4NW6L_240VAC-M_240VAC-CC_240VAC-ST | SCHNEIDER | 1600A | 50kA | Nos. | None | Inventory | 1600A FP 50kA EDO MVS ACB with O/C,S/C,E/F protection & 240V AC Motor, 240V AC Closing, 240V AC Shunt, Microprocessor based Release ET6G, Frame size 1, Isc=Icu=50kA@440V AC, Icw=50kA for 1s
11449 | 1600A FP 50kA EDO MVS ACB with O/C,S/C,E/F protection & 240V DC Motor, 240V DC Closing, 240V DC Shunt, Microprocessor based Release ET6G, Frame size 1, Isc=Icu=50kA@440V AC, Icw=50kA for 1s | ACB | LV_Switchgear | MVS16N4NW6L_240VDC-M_240VDC-CC_240VDC-ST | SCHNEIDER | 1600A | 50kA | Nos. | None | Inventory | 1600A FP 50kA EDO MVS ACB with O/C,S/C,E/F protection & 240V DC Motor, 240V DC Closing, 240V DC Shunt, Microprocessor based Release ET6G, Frame size 1, Isc=Icu=50kA@440V AC, Icw=50kA for 1s
11450 | 1600A FP 50kA EDO MVS ACB with O/C,S/C,E/F protection & 24V DC Motor, 24V DC Closing, 24V DC Shunt, Microprocessor based Release ET6G, Frame size 1, Isc=Icu=50kA@440V AC, Icw=50kA for 1s | ACB | LV_Switchgear | MVS16N4NW6L_24VDC-M_24VDC-CC_24VDC-ST | SCHNEIDER | 1600A | 50kA | Nos. | None | Inventory | 1600A FP 50kA EDO MVS ACB with O/C,S/C,E/F protection & 24V DC Motor, 24V DC Closing, 24V DC Shunt, Microprocessor based Release ET6G, Frame size 1, Isc=Icu=50kA@440V AC, Icw=50kA for 1s
11451 | 1600A FP 50kA EDO MVS ACB with O/C,S/C,E/F protection & 415V AC Motor, 415V AC Closing, 415V AC Shunt, Microprocessor based Release ET6G, Frame size 1, Isc=Icu=50kA@440V AC, Icw=50kA for 1s | ACB | LV_Switchgear | MVS16N4NW6L_415VAC-M_415VAC-CC_415VAC-ST | SCHNEIDER | 1600A | 50kA | Nos. | None | Inventory | 1600A FP 50kA EDO MVS ACB with O/C,S/C,E/F protection & 415V AC Motor, 415V AC Closing, 415V AC Shunt, Microprocessor based Release ET6G, Frame size 1, Isc=Icu=50kA@440V AC, Icw=50kA for 1s
11452 | 1600A FP 50kA EDO MVS ACB with O/C,S/C,E/F protection & 48V DC Motor, 48V DC Closing, 48V DC Shunt, Microprocessor based Release ET6G, Frame size 1, Isc=Icu=50kA@440V AC, Icw=50kA for 1s | ACB | LV_Switchgear | MVS16N4NW6L_48VDC-M_48VDC-CC_48VDC-ST | SCHNEIDER | 1600A | 50kA | Nos. | None | Inventory | 1600A FP 50kA EDO MVS ACB with O/C,S/C,E/F protection & 48V DC Motor, 48V DC Closing, 48V DC Shunt, Microprocessor based Release ET6G, Frame size 1, Isc=Icu=50kA@440V AC, Icw=50kA for 1s
11453 | 1600A FP 50kA EDO MVS ACB with O/C,S/C,E/F protection & 110V AC Motor, 110V AC Closing, 110V AC Shunt, Microprocessor based Release ET6V, Frame size 1, Isc=Icu=50kA@440V AC, Icw=50kA for 1s | ACB | LV_Switchgear | MVS16N4NW6V_110VAC-M_110VAC-CC_110VAC-ST | SCHNEIDER | 1600A | 50kA | Nos. | None | Inventory | 1600A FP 50kA EDO MVS ACB with O/C,S/C,E/F protection & 110V AC Motor, 110V AC Closing, 110V AC Shunt, Microprocessor based Release ET6V, Frame size 1, Isc=Icu=50kA@440V AC, Icw=50kA for 1s
11454 | 1600A FP 50kA EDO MVS ACB with O/C,S/C,E/F protection & 110V DC Motor, 110V DC Closing, 110V DC Shunt, Microprocessor based Release ET6V, Frame size 1, Isc=Icu=50kA@440V AC, Icw=50kA for 1s | ACB | LV_Switchgear | MVS16N4NW6V_110VDC-M_110VDC-CC_110VDC-ST | SCHNEIDER | 1600A | 50kA | Nos. | None | Inventory | 1600A FP 50kA EDO MVS ACB with O/C,S/C,E/F protection & 110V DC Motor, 110V DC Closing, 110V DC Shunt, Microprocessor based Release ET6V, Frame size 1, Isc=Icu=50kA@440V AC, Icw=50kA for 1s
11455 | 1600A FP 50kA EDO MVS ACB with O/C,S/C,E/F protection & 240V AC Motor, 240V AC Closing, 240V AC Shunt, Microprocessor based Release ET6V, Frame size 1, Isc=Icu=50kA@440V AC, Icw=50kA for 1s | ACB | LV_Switchgear | MVS16N4NW6V_240VAC-M_240VAC-CC_240VAC-ST | SCHNEIDER | 1600A | 50kA | Nos. | None | Inventory | 1600A FP 50kA EDO MVS ACB with O/C,S/C,E/F protection & 240V AC Motor, 240V AC Closing, 240V AC Shunt, Microprocessor based Release ET6V, Frame size 1, Isc=Icu=50kA@440V AC, Icw=50kA for 1s
11456 | 1600A FP 50kA EDO MVS ACB with O/C,S/C,E/F protection & 240V DC Motor, 240V DC Closing, 240V DC Shunt, Microprocessor based Release ET6V, Frame size 1, Isc=Icu=50kA@440V AC, Icw=50kA for 1s | ACB | LV_Switchgear | MVS16N4NW6V_240VDC-M_240VDC-CC_240VDC-ST | SCHNEIDER | 1600A | 50kA | Nos. | None | Inventory | 1600A FP 50kA EDO MVS ACB with O/C,S/C,E/F protection & 240V DC Motor, 240V DC Closing, 240V DC Shunt, Microprocessor based Release ET6V, Frame size 1, Isc=Icu=50kA@440V AC, Icw=50kA for 1s
11457 | 1600A FP 50kA EDO MVS ACB with O/C,S/C,E/F protection & 24V DC Motor, 24V DC Closing, 24V DC Shunt, Microprocessor based Release ET6V, Frame size 1, Isc=Icu=50kA@440V AC, Icw=50kA for 1s | ACB | LV_Switchgear | MVS16N4NW6V_24VDC-M_24VDC-CC_24VDC-ST | SCHNEIDER | 1600A | 50kA | Nos. | None | Inventory | 1600A FP 50kA EDO MVS ACB with O/C,S/C,E/F protection & 24V DC Motor, 24V DC Closing, 24V DC Shunt, Microprocessor based Release ET6V, Frame size 1, Isc=Icu=50kA@440V AC, Icw=50kA for 1s
11458 | 1600A FP 50kA EDO MVS ACB with O/C,S/C,E/F protection & 415V AC Motor, 415V AC Closing, 415V AC Shunt, Microprocessor based Release ET6V, Frame size 1, Isc=Icu=50kA@440V AC, Icw=50kA for 1s | ACB | LV_Switchgear | MVS16N4NW6V_415VAC-M_415VAC-CC_415VAC-ST | SCHNEIDER | 1600A | 50kA | Nos. | None | Inventory | 1600A FP 50kA EDO MVS ACB with O/C,S/C,E/F protection & 415V AC Motor, 415V AC Closing, 415V AC Shunt, Microprocessor based Release ET6V, Frame size 1, Isc=Icu=50kA@440V AC, Icw=50kA for 1s
11459 | 1600A FP 50kA EDO MVS ACB with O/C,S/C,E/F protection & 48V DC Motor, 48V DC Closing, 48V DC Shunt, Microprocessor based Release ET6V, Frame size 1, Isc=Icu=50kA@440V AC, Icw=50kA for 1s | ACB | LV_Switchgear | MVS16N4NW6V_48VDC-M_48VDC-CC_48VDC-ST | SCHNEIDER | 1600A | 50kA | Nos. | None | Inventory | 1600A FP 50kA EDO MVS ACB with O/C,S/C,E/F protection & 48V DC Motor, 48V DC Closing, 48V DC Shunt, Microprocessor based Release ET6V, Frame size 1, Isc=Icu=50kA@440V AC, Icw=50kA for 1s
11460 | 2000A TP 50kA MDO MVS ACB without Release, Frame size 1, Ics=Icu=50kA@440V AC, Icw=50kA for 1s | ACB | LV_Switchgear | MVS20N3MW0D | SCHNEIDER | 2000A | 50kA | Nos. | None | Inventory | 2000A TP 50kA MDO MVS ACB without Release, Frame size 1, Ics=Icu=50kA@440V AC, Icw=50kA for 1s
11461 | 2000A TP 50kA MDO MVS ACB with O/C,S/C protection, Microprocessor based Release ET2A, Frame size 1, Ics=Icu=50kA@440V AC, Icw=50kA for 1s | ACB | LV_Switchgear | MVS20N3MW2A | SCHNEIDER | 2000A | 50kA | Nos. | None | Inventory | 2000A TP 50kA MDO MVS ACB with O/C,S/C protection, Microprocessor based Release ET2A, Frame size 1, Ics=Icu=50kA@440V AC, Icw=50kA for 1s
11462 | 2000A TP 50kA MDO MVS ACB with O/C,S/C protection, Microprocessor based Release ET2L, Frame size 1, Ics=Icu=50kA@440V AC, Icw=50kA for 1s | ACB | LV_Switchgear | MVS20N3MW2L | SCHNEIDER | 2000A | 50kA | Nos. | None | Inventory | 2000A TP 50kA MDO MVS ACB with O/C,S/C protection, Microprocessor based Release ET2L, Frame size 1, Ics=Icu=50kA@440V AC, Icw=50kA for 1s
11463 | 2000A TP 50kA MDO MVS ACB with O/C,S/C protection, Microprocessor based Release ET2V, Frame size 1, Ics=Icu=50kA@440V AC, Icw=50kA for 1s | ACB | LV_Switchgear | MVS20N3MW2V | SCHNEIDER | 2000A | 50kA | Nos. | None | Inventory | 2000A TP 50kA MDO MVS ACB with O/C,S/C protection, Microprocessor based Release ET2V, Frame size 1, Ics=Icu=50kA@440V AC, Icw=50kA for 1s
11464 | 2000A TP 50kA MDO MVS ACB with O/C,S/C,E/F protection, Microprocessor based Release ET6A, Frame size 1, Ics=Icu=50kA@440V AC, Icw=50kA for 1s | ACB | LV_Switchgear | MVS20N3MW6A | SCHNEIDER | 2000A | 50kA | Nos. | None | Inventory | 2000A TP 50kA MDO MVS ACB with O/C,S/C,E/F protection, Microprocessor based Release ET6A, Frame size 1, Ics=Icu=50kA@440V AC, Icw=50kA for 1s
11465 | 2000A TP 50kA MDO MVS ACB with O/C,S/C,E/F protection, Microprocessor based Release ET6G, Frame size 1, Ics=Icu=50kA@440V AC, Icw=50kA for 1s | ACB | LV_Switchgear | MVS20N3MW6L | SCHNEIDER | 2000A | 50kA | Nos. | None | Inventory | 2000A TP 50kA MDO MVS ACB with O/C,S/C,E/F protection, Microprocessor based Release ET6G, Frame size 1, Ics=Icu=50kA@440V AC, Icw=50kA for 1s
11466 | 2000A TP 50kA MDO MVS ACB with O/C,S/C,E/F protection, Microprocessor based Release ET6V, Frame size 1, Ics=Icu=50kA@440V AC, Icw=50kA for 1s | ACB | LV_Switchgear | MVS20N3MW6V | SCHNEIDER | 2000A | 50kA | Nos. | None | Inventory | 2000A TP 50kA MDO MVS ACB with O/C,S/C,E/F protection, Microprocessor based Release ET6V, Frame size 1, Ics=Icu=50kA@440V AC, Icw=50kA for 1s
11467 | 2000A TP 50kA EDO MVS ACB without Release & 110V AC Motor, 110V AC Closing, 110V AC Shunt, Frame size 1, Isc=Icu=50kA@440V AC, Icw=50kA for 1s | ACB | LV_Switchgear | MVS20N3NW0D_110VAC-M_110VAC-CC_110VAC-ST | SCHNEIDER | 2000A | 50kA | Nos. | None | Inventory | 2000A TP 50kA EDO MVS ACB without Release & 110V AC Motor, 110V AC Closing, 110V AC Shunt, Frame size 1, Isc=Icu=50kA@440V AC, Icw=50kA for 1s
11468 | 2000A TP 50kA EDO MVS ACB without Release & 110V DC Motor, 110V DC Closing, 110V DC Shunt, Frame size 1, Isc=Icu=50kA@440V AC, Icw=50kA for 1s | ACB | LV_Switchgear | MVS20N3NW0D_110VDC-M_110VDC-CC_110VDC-ST | SCHNEIDER | 2000A | 50kA | Nos. | None | Inventory | 2000A TP 50kA EDO MVS ACB without Release & 110V DC Motor, 110V DC Closing, 110V DC Shunt, Frame size 1, Isc=Icu=50kA@440V AC, Icw=50kA for 1s
11469 | 2000A TP 50kA EDO MVS ACB without Release & 240V AC Motor, 240V AC Closing, 240V AC Shunt, Frame size 1, Isc=Icu=50kA@440V AC, Icw=50kA for 1s | ACB | LV_Switchgear | MVS20N3NW0D_240VAC-M_240VAC-CC_240VAC-ST | SCHNEIDER | 2000A | 50kA | Nos. | None | Inventory | 2000A TP 50kA EDO MVS ACB without Release & 240V AC Motor, 240V AC Closing, 240V AC Shunt, Frame size 1, Isc=Icu=50kA@440V AC, Icw=50kA for 1s
11470 | 2000A TP 50kA EDO MVS ACB without Release & 240V DC Motor, 240V DC Closing, 240V DC Shunt, Frame size 1, Isc=Icu=50kA@440V AC, Icw=50kA for 1s | ACB | LV_Switchgear | MVS20N3NW0D_240VDC-M_240VDC-CC_240VDC-ST | SCHNEIDER | 2000A | 50kA | Nos. | None | Inventory | 2000A TP 50kA EDO MVS ACB without Release & 240V DC Motor, 240V DC Closing, 240V DC Shunt, Frame size 1, Isc=Icu=50kA@440V AC, Icw=50kA for 1s
11471 | 2000A TP 50kA EDO MVS ACB without Release & 24V DC Motor, 24V DC Closing, 24V DC Shunt, Frame size 1, Isc=Icu=50kA@440V AC, Icw=50kA for 1s | ACB | LV_Switchgear | MVS20N3NW0D_24VDC-M_24VDC-CC_24VDC-ST | SCHNEIDER | 2000A | 50kA | Nos. | None | Inventory | 2000A TP 50kA EDO MVS ACB without Release & 24V DC Motor, 24V DC Closing, 24V DC Shunt, Frame size 1, Isc=Icu=50kA@440V AC, Icw=50kA for 1s
11472 | 2000A TP 50kA EDO MVS ACB without Release & 415V AC Motor, 415V AC Closing, 415V AC Shunt, Frame size 1, Isc=Icu=50kA@440V AC, Icw=50kA for 1s | ACB | LV_Switchgear | MVS20N3NW0D_415VAC-M_415VAC-CC_415VAC-ST | SCHNEIDER | 2000A | 50kA | Nos. | None | Inventory | 2000A TP 50kA EDO MVS ACB without Release & 415V AC Motor, 415V AC Closing, 415V AC Shunt, Frame size 1, Isc=Icu=50kA@440V AC, Icw=50kA for 1s
11473 | 2000A TP 50kA EDO MVS ACB without Release & 48V DC Motor, 48V DC Closing, 48V DC Shunt, Frame size 1, Isc=Icu=50kA@440V AC, Icw=50kA for 1s | ACB | LV_Switchgear | MVS20N3NW0D_48VDC-M_48VDC-CC_48VDC-ST | SCHNEIDER | 2000A | 50kA | Nos. | None | Inventory | 2000A TP 50kA EDO MVS ACB without Release & 48V DC Motor, 48V DC Closing, 48V DC Shunt, Frame size 1, Isc=Icu=50kA@440V AC, Icw=50kA for 1s
11474 | 2000A TP 50kA EDO MVS ACB with O/C,S/C protection & 110V AC Motor, 110V AC Closing, 110V AC Shunt, Microprocessor based Release ET2A, Frame size 1, Isc=Icu=50kA@440V AC, Icw=50kA for 1s | ACB | LV_Switchgear | MVS20N3NW2A_110VAC-M_110VAC-CC_110VAC-ST | SCHNEIDER | 2000A | 50kA | Nos. | None | Inventory | 2000A TP 50kA EDO MVS ACB with O/C,S/C protection & 110V AC Motor, 110V AC Closing, 110V AC Shunt, Microprocessor based Release ET2A, Frame size 1, Isc=Icu=50kA@440V AC, Icw=50kA for 1s
11475 | 2000A TP 50kA EDO MVS ACB with O/C,S/C protection & 110V DC Motor, 110V DC Closing, 110V DC Shunt, Microprocessor based Release ET2A, Frame size 1, Isc=Icu=50kA@440V AC, Icw=50kA for 1s | ACB | LV_Switchgear | MVS20N3NW2A_110VDC-M_110VDC-CC_110VDC-ST | SCHNEIDER | 2000A | 50kA | Nos. | None | Inventory | 2000A TP 50kA EDO MVS ACB with O/C,S/C protection & 110V DC Motor, 110V DC Closing, 110V DC Shunt, Microprocessor based Release ET2A, Frame size 1, Isc=Icu=50kA@440V AC, Icw=50kA for 1s
11476 | 2000A TP 50kA EDO MVS ACB with O/C,S/C protection & 240V AC Motor, 240V AC Closing, 240V AC Shunt, Microprocessor based Release ET2A, Frame size 1, Isc=Icu=50kA@440V AC, Icw=50kA for 1s | ACB | LV_Switchgear | MVS20N3NW2A_240VAC-M_240VAC-CC_240VAC-ST | SCHNEIDER | 2000A | 50kA | Nos. | None | Inventory | 2000A TP 50kA EDO MVS ACB with O/C,S/C protection & 240V AC Motor, 240V AC Closing, 240V AC Shunt, Microprocessor based Release ET2A, Frame size 1, Isc=Icu=50kA@440V AC, Icw=50kA for 1s
11477 | 2000A TP 50kA EDO MVS ACB with O/C,S/C protection & 240V DC Motor, 240V DC Closing, 240V DC Shunt, Microprocessor based Release ET2A, Frame size 1, Isc=Icu=50kA@440V AC, Icw=50kA for 1s | ACB | LV_Switchgear | MVS20N3NW2A_240VDC-M_240VDC-CC_240VDC-ST | SCHNEIDER | 2000A | 50kA | Nos. | None | Inventory | 2000A TP 50kA EDO MVS ACB with O/C,S/C protection & 240V DC Motor, 240V DC Closing, 240V DC Shunt, Microprocessor based Release ET2A, Frame size 1, Isc=Icu=50kA@440V AC, Icw=50kA for 1s
11478 | 2000A TP 50kA EDO MVS ACB with O/C,S/C protection & 24V DC Motor, 24V DC Closing, 24V DC Shunt, Microprocessor based Release ET2A, Frame size 1, Isc=Icu=50kA@440V AC, Icw=50kA for 1s | ACB | LV_Switchgear | MVS20N3NW2A_24VDC-M_24VDC-CC_24VDC-ST | SCHNEIDER | 2000A | 50kA | Nos. | None | Inventory | 2000A TP 50kA EDO MVS ACB with O/C,S/C protection & 24V DC Motor, 24V DC Closing, 24V DC Shunt, Microprocessor based Release ET2A, Frame size 1, Isc=Icu=50kA@440V AC, Icw=50kA for 1s
11479 | 2000A TP 50kA EDO MVS ACB with O/C,S/C protection & 415V AC Motor, 415V AC Closing, 415V AC Shunt, Microprocessor based Release ET2A, Frame size 1, Isc=Icu=50kA@440V AC, Icw=50kA for 1s | ACB | LV_Switchgear | MVS20N3NW2A_415VAC-M_415VAC-CC_415VAC-ST | SCHNEIDER | 2000A | 50kA | Nos. | None | Inventory | 2000A TP 50kA EDO MVS ACB with O/C,S/C protection & 415V AC Motor, 415V AC Closing, 415V AC Shunt, Microprocessor based Release ET2A, Frame size 1, Isc=Icu=50kA@440V AC, Icw=50kA for 1s
11480 | 2000A TP 50kA EDO MVS ACB with O/C,S/C protection & 48V DC Motor, 48V DC Closing, 48V DC Shunt, Microprocessor based Release ET2A, Frame size 1, Isc=Icu=50kA@440V AC, Icw=50kA for 1s | ACB | LV_Switchgear | MVS20N3NW2A_48VDC-M_48VDC-CC_48VDC-ST | SCHNEIDER | 2000A | 50kA | Nos. | None | Inventory | 2000A TP 50kA EDO MVS ACB with O/C,S/C protection & 48V DC Motor, 48V DC Closing, 48V DC Shunt, Microprocessor based Release ET2A, Frame size 1, Isc=Icu=50kA@440V AC, Icw=50kA for 1s
11481 | 2000A TP 50kA EDO MVS ACB with O/C,S/C protection & 110V AC Motor, 110V AC Closing, 110V AC Shunt, Microprocessor based Release ET2L, Frame size 1, Isc=Icu=50kA@440V AC, Icw=50kA for 1s | ACB | LV_Switchgear | MVS20N3NW2L_110VAC-M_110VAC-CC_110VAC-ST | SCHNEIDER | 2000A | 50kA | Nos. | None | Inventory | 2000A TP 50kA EDO MVS ACB with O/C,S/C protection & 110V AC Motor, 110V AC Closing, 110V AC Shunt, Microprocessor based Release ET2L, Frame size 1, Isc=Icu=50kA@440V AC, Icw=50kA for 1s
11482 | 2000A TP 50kA EDO MVS ACB with O/C,S/C protection & 110V DC Motor, 110V DC Closing, 110V DC Shunt, Microprocessor based Release ET2L, Frame size 1, Isc=Icu=50kA@440V AC, Icw=50kA for 1s | ACB | LV_Switchgear | MVS20N3NW2L_110VDC-M_110VDC-CC_110VDC-ST | SCHNEIDER | 2000A | 50kA | Nos. | None | Inventory | 2000A TP 50kA EDO MVS ACB with O/C,S/C protection & 110V DC Motor, 110V DC Closing, 110V DC Shunt, Microprocessor based Release ET2L, Frame size 1, Isc=Icu=50kA@440V AC, Icw=50kA for 1s
11483 | 2000A TP 50kA EDO MVS ACB with O/C,S/C protection & 240V AC Motor, 240V AC Closing, 240V AC Shunt, Microprocessor based Release ET2L, Frame size 1, Isc=Icu=50kA@440V AC, Icw=50kA for 1s | ACB | LV_Switchgear | MVS20N3NW2L_240VAC-M_240VAC-CC_240VAC-ST | SCHNEIDER | 2000A | 50kA | Nos. | None | Inventory | 2000A TP 50kA EDO MVS ACB with O/C,S/C protection & 240V AC Motor, 240V AC Closing, 240V AC Shunt, Microprocessor based Release ET2L, Frame size 1, Isc=Icu=50kA@440V AC, Icw=50kA for 1s
11484 | 2000A TP 50kA EDO MVS ACB with O/C,S/C protection & 240V DC Motor, 240V DC Closing, 240V DC Shunt, Microprocessor based Release ET2L, Frame size 1, Isc=Icu=50kA@440V AC, Icw=50kA for 1s | ACB | LV_Switchgear | MVS20N3NW2L_240VDC-M_240VDC-CC_240VDC-ST | SCHNEIDER | 2000A | 50kA | Nos. | None | Inventory | 2000A TP 50kA EDO MVS ACB with O/C,S/C protection & 240V DC Motor, 240V DC Closing, 240V DC Shunt, Microprocessor based Release ET2L, Frame size 1, Isc=Icu=50kA@440V AC, Icw=50kA for 1s
11485 | 2000A TP 50kA EDO MVS ACB with O/C,S/C protection & 24V DC Motor, 24V DC Closing, 24V DC Shunt, Microprocessor based Release ET2L, Frame size 1, Isc=Icu=50kA@440V AC, Icw=50kA for 1s | ACB | LV_Switchgear | MVS20N3NW2L_24VDC-M_24VDC-CC_24VDC-ST | SCHNEIDER | 2000A | 50kA | Nos. | None | Inventory | 2000A TP 50kA EDO MVS ACB with O/C,S/C protection & 24V DC Motor, 24V DC Closing, 24V DC Shunt, Microprocessor based Release ET2L, Frame size 1, Isc=Icu=50kA@440V AC, Icw=50kA for 1s
11486 | 2000A TP 50kA EDO MVS ACB with O/C,S/C protection & 415V AC Motor, 415V AC Closing, 415V AC Shunt, Microprocessor based Release ET2L, Frame size 1, Isc=Icu=50kA@440V AC, Icw=50kA for 1s | ACB | LV_Switchgear | MVS20N3NW2L_415VAC-M_415VAC-CC_415VAC-ST | SCHNEIDER | 2000A | 50kA | Nos. | None | Inventory | 2000A TP 50kA EDO MVS ACB with O/C,S/C protection & 415V AC Motor, 415V AC Closing, 415V AC Shunt, Microprocessor based Release ET2L, Frame size 1, Isc=Icu=50kA@440V AC, Icw=50kA for 1s
11487 | 2000A TP 50kA EDO MVS ACB with O/C,S/C protection & 48V DC Motor, 48V DC Closing, 48V DC Shunt, Microprocessor based Release ET2L, Frame size 1, Isc=Icu=50kA@440V AC, Icw=50kA for 1s | ACB | LV_Switchgear | MVS20N3NW2L_48VDC-M_48VDC-CC_48VDC-ST | SCHNEIDER | 2000A | 50kA | Nos. | None | Inventory | 2000A TP 50kA EDO MVS ACB with O/C,S/C protection & 48V DC Motor, 48V DC Closing, 48V DC Shunt, Microprocessor based Release ET2L, Frame size 1, Isc=Icu=50kA@440V AC, Icw=50kA for 1s
11488 | 2000A TP 50kA EDO MVS ACB with O/C,S/C protection & 110V AC Motor, 110V AC Closing, 110V AC Shunt, Microprocessor based Release ET2V, Frame size 1, Isc=Icu=50kA@440V AC, Icw=50kA for 1s | ACB | LV_Switchgear | MVS20N3NW2V_110VAC-M_110VAC-CC_110VAC-ST | SCHNEIDER | 2000A | 50kA | Nos. | None | Inventory | 2000A TP 50kA EDO MVS ACB with O/C,S/C protection & 110V AC Motor, 110V AC Closing, 110V AC Shunt, Microprocessor based Release ET2V, Frame size 1, Isc=Icu=50kA@440V AC, Icw=50kA for 1s
11489 | 2000A TP 50kA EDO MVS ACB with O/C,S/C protection & 110V DC Motor, 110V DC Closing, 110V DC Shunt, Microprocessor based Release ET2V, Frame size 1, Isc=Icu=50kA@440V AC, Icw=50kA for 1s | ACB | LV_Switchgear | MVS20N3NW2V_110VDC-M_110VDC-CC_110VDC-ST | SCHNEIDER | 2000A | 50kA | Nos. | None | Inventory | 2000A TP 50kA EDO MVS ACB with O/C,S/C protection & 110V DC Motor, 110V DC Closing, 110V DC Shunt, Microprocessor based Release ET2V, Frame size 1, Isc=Icu=50kA@440V AC, Icw=50kA for 1s
11490 | 2000A TP 50kA EDO MVS ACB with O/C,S/C protection & 240V AC Motor, 240V AC Closing, 240V AC Shunt, Microprocessor based Release ET2V, Frame size 1, Isc=Icu=50kA@440V AC, Icw=50kA for 1s | ACB | LV_Switchgear | MVS20N3NW2V_240VAC-M_240VAC-CC_240VAC-ST | SCHNEIDER | 2000A | 50kA | Nos. | None | Inventory | 2000A TP 50kA EDO MVS ACB with O/C,S/C protection & 240V AC Motor, 240V AC Closing, 240V AC Shunt, Microprocessor based Release ET2V, Frame size 1, Isc=Icu=50kA@440V AC, Icw=50kA for 1s
11491 | 2000A TP 50kA EDO MVS ACB with O/C,S/C protection & 240V DC Motor, 240V DC Closing, 240V DC Shunt, Microprocessor based Release ET2V, Frame size 1, Isc=Icu=50kA@440V AC, Icw=50kA for 1s | ACB | LV_Switchgear | MVS20N3NW2V_240VDC-M_240VDC-CC_240VDC-ST | SCHNEIDER | 2000A | 50kA | Nos. | None | Inventory | 2000A TP 50kA EDO MVS ACB with O/C,S/C protection & 240V DC Motor, 240V DC Closing, 240V DC Shunt, Microprocessor based Release ET2V, Frame size 1, Isc=Icu=50kA@440V AC, Icw=50kA for 1s
11492 | 2000A TP 50kA EDO MVS ACB with O/C,S/C protection & 24V DC Motor, 24V DC Closing, 24V DC Shunt, Microprocessor based Release ET2V, Frame size 1, Isc=Icu=50kA@440V AC, Icw=50kA for 1s | ACB | LV_Switchgear | MVS20N3NW2V_24VDC-M_24VDC-CC_24VDC-ST | SCHNEIDER | 2000A | 50kA | Nos. | None | Inventory | 2000A TP 50kA EDO MVS ACB with O/C,S/C protection & 24V DC Motor, 24V DC Closing, 24V DC Shunt, Microprocessor based Release ET2V, Frame size 1, Isc=Icu=50kA@440V AC, Icw=50kA for 1s
11493 | 2000A TP 50kA EDO MVS ACB with O/C,S/C protection & 415V AC Motor, 415V AC Closing, 415V AC Shunt, Microprocessor based Release ET2V, Frame size 1, Isc=Icu=50kA@440V AC, Icw=50kA for 1s | ACB | LV_Switchgear | MVS20N3NW2V_415VAC-M_415VAC-CC_415VAC-ST | SCHNEIDER | 2000A | 50kA | Nos. | None | Inventory | 2000A TP 50kA EDO MVS ACB with O/C,S/C protection & 415V AC Motor, 415V AC Closing, 415V AC Shunt, Microprocessor based Release ET2V, Frame size 1, Isc=Icu=50kA@440V AC, Icw=50kA for 1s
11494 | 2000A TP 50kA EDO MVS ACB with O/C,S/C protection & 48V DC Motor, 48V DC Closing, 48V DC Shunt, Microprocessor based Release ET2V, Frame size 1, Isc=Icu=50kA@440V AC, Icw=50kA for 1s | ACB | LV_Switchgear | MVS20N3NW2V_48VDC-M_48VDC-CC_48VDC-ST | SCHNEIDER | 2000A | 50kA | Nos. | None | Inventory | 2000A TP 50kA EDO MVS ACB with O/C,S/C protection & 48V DC Motor, 48V DC Closing, 48V DC Shunt, Microprocessor based Release ET2V, Frame size 1, Isc=Icu=50kA@440V AC, Icw=50kA for 1s
11495 | 2000A TP 50kA EDO MVS ACB with O/C,S/C,E/F protection & 110V AC Motor, 110V AC Closing, 110V AC Shunt, Microprocessor based Release ET6A, Frame size 1, Isc=Icu=50kA@440V AC, Icw=50kA for 1s | ACB | LV_Switchgear | MVS20N3NW6A_110VAC-M_110VAC-CC_110VAC-ST | SCHNEIDER | 2000A | 50kA | Nos. | None | Inventory | 2000A TP 50kA EDO MVS ACB with O/C,S/C,E/F protection & 110V AC Motor, 110V AC Closing, 110V AC Shunt, Microprocessor based Release ET6A, Frame size 1, Isc=Icu=50kA@440V AC, Icw=50kA for 1s
11496 | 2000A TP 50kA EDO MVS ACB with O/C,S/C,E/F protection & 110V DC Motor, 110V DC Closing, 110V DC Shunt, Microprocessor based Release ET6A, Frame size 1, Isc=Icu=50kA@440V AC, Icw=50kA for 1s | ACB | LV_Switchgear | MVS20N3NW6A_110VDC-M_110VDC-CC_110VDC-ST | SCHNEIDER | 2000A | 50kA | Nos. | None | Inventory | 2000A TP 50kA EDO MVS ACB with O/C,S/C,E/F protection & 110V DC Motor, 110V DC Closing, 110V DC Shunt, Microprocessor based Release ET6A, Frame size 1, Isc=Icu=50kA@440V AC, Icw=50kA for 1s
11497 | 2000A TP 50kA EDO MVS ACB with O/C,S/C,E/F protection & 240V AC Motor, 240V AC Closing, 240V AC Shunt, Microprocessor based Release ET6A, Frame size 1, Isc=Icu=50kA@440V AC, Icw=50kA for 1s | ACB | LV_Switchgear | MVS20N3NW6A_240VAC-M_240VAC-CC_240VAC-ST | SCHNEIDER | 2000A | 50kA | Nos. | None | Inventory | 2000A TP 50kA EDO MVS ACB with O/C,S/C,E/F protection & 240V AC Motor, 240V AC Closing, 240V AC Shunt, Microprocessor based Release ET6A, Frame size 1, Isc=Icu=50kA@440V AC, Icw=50kA for 1s
11498 | 2000A TP 50kA EDO MVS ACB with O/C,S/C,E/F protection & 240V DC Motor, 240V DC Closing, 240V DC Shunt, Microprocessor based Release ET6A, Frame size 1, Isc=Icu=50kA@440V AC, Icw=50kA for 1s | ACB | LV_Switchgear | MVS20N3NW6A_240VDC-M_240VDC-CC_240VDC-ST | SCHNEIDER | 2000A | 50kA | Nos. | None | Inventory | 2000A TP 50kA EDO MVS ACB with O/C,S/C,E/F protection & 240V DC Motor, 240V DC Closing, 240V DC Shunt, Microprocessor based Release ET6A, Frame size 1, Isc=Icu=50kA@440V AC, Icw=50kA for 1s
11499 | 2000A TP 50kA EDO MVS ACB with O/C,S/C,E/F protection & 24V DC Motor, 24V DC Closing, 24V DC Shunt, Microprocessor based Release ET6A, Frame size 1, Isc=Icu=50kA@440V AC, Icw=50kA for 1s | ACB | LV_Switchgear | MVS20N3NW6A_24VDC-M_24VDC-CC_24VDC-ST | SCHNEIDER | 2000A | 50kA | Nos. | None | Inventory | 2000A TP 50kA EDO MVS ACB with O/C,S/C,E/F protection & 24V DC Motor, 24V DC Closing, 24V DC Shunt, Microprocessor based Release ET6A, Frame size 1, Isc=Icu=50kA@440V AC, Icw=50kA for 1s
11500 | 2000A TP 50kA EDO MVS ACB with O/C,S/C,E/F protection & 415V AC Motor, 415V AC Closing, 415V AC Shunt, Microprocessor based Release ET6A, Frame size 1, Isc=Icu=50kA@440V AC, Icw=50kA for 1s | ACB | LV_Switchgear | MVS20N3NW6A_415VAC-M_415VAC-CC_415VAC-ST | SCHNEIDER | 2000A | 50kA | Nos. | None | Inventory | 2000A TP 50kA EDO MVS ACB with O/C,S/C,E/F protection & 415V AC Motor, 415V AC Closing, 415V AC Shunt, Microprocessor based Release ET6A, Frame size 1, Isc=Icu=50kA@440V AC, Icw=50kA for 1s
11501 | 2000A TP 50kA EDO MVS ACB with O/C,S/C,E/F protection & 48V DC Motor, 48V DC Closing, 48V DC Shunt, Microprocessor based Release ET6A, Frame size 1, Isc=Icu=50kA@440V AC, Icw=50kA for 1s | ACB | LV_Switchgear | MVS20N3NW6A_48VDC-M_48VDC-CC_48VDC-ST | SCHNEIDER | 2000A | 50kA | Nos. | None | Inventory | 2000A TP 50kA EDO MVS ACB with O/C,S/C,E/F protection & 48V DC Motor, 48V DC Closing, 48V DC Shunt, Microprocessor based Release ET6A, Frame size 1, Isc=Icu=50kA@440V AC, Icw=50kA for 1s
11502 | 2000A TP 50kA EDO MVS ACB with O/C,S/C,E/F protection & 110V AC Motor, 110V AC Closing, 110V AC Shunt, Microprocessor based Release ET6G, Frame size 1, Isc=Icu=50kA@440V AC, Icw=50kA for 1s | ACB | LV_Switchgear | MVS20N3NW6L_110VAC-M_110VAC-CC_110VAC-ST | SCHNEIDER | 2000A | 50kA | Nos. | None | Inventory | 2000A TP 50kA EDO MVS ACB with O/C,S/C,E/F protection & 110V AC Motor, 110V AC Closing, 110V AC Shunt, Microprocessor based Release ET6G, Frame size 1, Isc=Icu=50kA@440V AC, Icw=50kA for 1s
11503 | 2000A TP 50kA EDO MVS ACB with O/C,S/C,E/F protection & 110V DC Motor, 110V DC Closing, 110V DC Shunt, Microprocessor based Release ET6G, Frame size 1, Isc=Icu=50kA@440V AC, Icw=50kA for 1s | ACB | LV_Switchgear | MVS20N3NW6L_110VDC-M_110VDC-CC_110VDC-ST | SCHNEIDER | 2000A | 50kA | Nos. | None | Inventory | 2000A TP 50kA EDO MVS ACB with O/C,S/C,E/F protection & 110V DC Motor, 110V DC Closing, 110V DC Shunt, Microprocessor based Release ET6G, Frame size 1, Isc=Icu=50kA@440V AC, Icw=50kA for 1s
11504 | 2000A TP 50kA EDO MVS ACB with O/C,S/C,E/F protection & 240V AC Motor, 240V AC Closing, 240V AC Shunt, Microprocessor based Release ET6G, Frame size 1, Isc=Icu=50kA@440V AC, Icw=50kA for 1s | ACB | LV_Switchgear | MVS20N3NW6L_240VAC-M_240VAC-CC_240VAC-ST | SCHNEIDER | 2000A | 50kA | Nos. | None | Inventory | 2000A TP 50kA EDO MVS ACB with O/C,S/C,E/F protection & 240V AC Motor, 240V AC Closing, 240V AC Shunt, Microprocessor based Release ET6G, Frame size 1, Isc=Icu=50kA@440V AC, Icw=50kA for 1s
11505 | 2000A TP 50kA EDO MVS ACB with O/C,S/C,E/F protection & 240V DC Motor, 240V DC Closing, 240V DC Shunt, Microprocessor based Release ET6G, Frame size 1, Isc=Icu=50kA@440V AC, Icw=50kA for 1s | ACB | LV_Switchgear | MVS20N3NW6L_240VDC-M_240VDC-CC_240VDC-ST | SCHNEIDER | 2000A | 50kA | Nos. | None | Inventory | 2000A TP 50kA EDO MVS ACB with O/C,S/C,E/F protection & 240V DC Motor, 240V DC Closing, 240V DC Shunt, Microprocessor based Release ET6G, Frame size 1, Isc=Icu=50kA@440V AC, Icw=50kA for 1s
11506 | 2000A TP 50kA EDO MVS ACB with O/C,S/C,E/F protection & 24V DC Motor, 24V DC Closing, 24V DC Shunt, Microprocessor based Release ET6G, Frame size 1, Isc=Icu=50kA@440V AC, Icw=50kA for 1s | ACB | LV_Switchgear | MVS20N3NW6L_24VDC-M_24VDC-CC_24VDC-ST | SCHNEIDER | 2000A | 50kA | Nos. | None | Inventory | 2000A TP 50kA EDO MVS ACB with O/C,S/C,E/F protection & 24V DC Motor, 24V DC Closing, 24V DC Shunt, Microprocessor based Release ET6G, Frame size 1, Isc=Icu=50kA@440V AC, Icw=50kA for 1s
11507 | 2000A TP 50kA EDO MVS ACB with O/C,S/C,E/F protection & 415V AC Motor, 415V AC Closing, 415V AC Shunt, Microprocessor based Release ET6G, Frame size 1, Isc=Icu=50kA@440V AC, Icw=50kA for 1s | ACB | LV_Switchgear | MVS20N3NW6L_415VAC-M_415VAC-CC_415VAC-ST | SCHNEIDER | 2000A | 50kA | Nos. | None | Inventory | 2000A TP 50kA EDO MVS ACB with O/C,S/C,E/F protection & 415V AC Motor, 415V AC Closing, 415V AC Shunt, Microprocessor based Release ET6G, Frame size 1, Isc=Icu=50kA@440V AC, Icw=50kA for 1s
11508 | 2000A TP 50kA EDO MVS ACB with O/C,S/C,E/F protection & 48V DC Motor, 48V DC Closing, 48V DC Shunt, Microprocessor based Release ET6G, Frame size 1, Isc=Icu=50kA@440V AC, Icw=50kA for 1s | ACB | LV_Switchgear | MVS20N3NW6L_48VDC-M_48VDC-CC_48VDC-ST | SCHNEIDER | 2000A | 50kA | Nos. | None | Inventory | 2000A TP 50kA EDO MVS ACB with O/C,S/C,E/F protection & 48V DC Motor, 48V DC Closing, 48V DC Shunt, Microprocessor based Release ET6G, Frame size 1, Isc=Icu=50kA@440V AC, Icw=50kA for 1s
11509 | 2000A TP 50kA EDO MVS ACB with O/C,S/C,E/F protection & 110V AC Motor, 110V AC Closing, 110V AC Shunt, Microprocessor based Release ET6V, Frame size 1, Isc=Icu=50kA@440V AC, Icw=50kA for 1s | ACB | LV_Switchgear | MVS20N3NW6V_110VAC-M_110VAC-CC_110VAC-ST | SCHNEIDER | 2000A | 50kA | Nos. | None | Inventory | 2000A TP 50kA EDO MVS ACB with O/C,S/C,E/F protection & 110V AC Motor, 110V AC Closing, 110V AC Shunt, Microprocessor based Release ET6V, Frame size 1, Isc=Icu=50kA@440V AC, Icw=50kA for 1s
11510 | 2000A TP 50kA EDO MVS ACB with O/C,S/C,E/F protection & 110V DC Motor, 110V DC Closing, 110V DC Shunt, Microprocessor based Release ET6V, Frame size 1, Isc=Icu=50kA@440V AC, Icw=50kA for 1s | ACB | LV_Switchgear | MVS20N3NW6V_110VDC-M_110VDC-CC_110VDC-ST | SCHNEIDER | 2000A | 50kA | Nos. | None | Inventory | 2000A TP 50kA EDO MVS ACB with O/C,S/C,E/F protection & 110V DC Motor, 110V DC Closing, 110V DC Shunt, Microprocessor based Release ET6V, Frame size 1, Isc=Icu=50kA@440V AC, Icw=50kA for 1s
11511 | 2000A TP 50kA EDO MVS ACB with O/C,S/C,E/F protection & 240V AC Motor, 240V AC Closing, 240V AC Shunt, Microprocessor based Release ET6V, Frame size 1, Isc=Icu=50kA@440V AC, Icw=50kA for 1s | ACB | LV_Switchgear | MVS20N3NW6V_240VAC-M_240VAC-CC_240VAC-ST | SCHNEIDER | 2000A | 50kA | Nos. | None | Inventory | 2000A TP 50kA EDO MVS ACB with O/C,S/C,E/F protection & 240V AC Motor, 240V AC Closing, 240V AC Shunt, Microprocessor based Release ET6V, Frame size 1, Isc=Icu=50kA@440V AC, Icw=50kA for 1s
11512 | 2000A TP 50kA EDO MVS ACB with O/C,S/C,E/F protection & 240V DC Motor, 240V DC Closing, 240V DC Shunt, Microprocessor based Release ET6V, Frame size 1, Isc=Icu=50kA@440V AC, Icw=50kA for 1s | ACB | LV_Switchgear | MVS20N3NW6V_240VDC-M_240VDC-CC_240VDC-ST | SCHNEIDER | 2000A | 50kA | Nos. | None | Inventory | 2000A TP 50kA EDO MVS ACB with O/C,S/C,E/F protection & 240V DC Motor, 240V DC Closing, 240V DC Shunt, Microprocessor based Release ET6V, Frame size 1, Isc=Icu=50kA@440V AC, Icw=50kA for 1s
11513 | 2000A TP 50kA EDO MVS ACB with O/C,S/C,E/F protection & 24V DC Motor, 24V DC Closing, 24V DC Shunt, Microprocessor based Release ET6V, Frame size 1, Isc=Icu=50kA@440V AC, Icw=50kA for 1s | ACB | LV_Switchgear | MVS20N3NW6V_24VDC-M_24VDC-CC_24VDC-ST | SCHNEIDER | 2000A | 50kA | Nos. | None | Inventory | 2000A TP 50kA EDO MVS ACB with O/C,S/C,E/F protection & 24V DC Motor, 24V DC Closing, 24V DC Shunt, Microprocessor based Release ET6V, Frame size 1, Isc=Icu=50kA@440V AC, Icw=50kA for 1s
11514 | 2000A TP 50kA EDO MVS ACB with O/C,S/C,E/F protection & 415V AC Motor, 415V AC Closing, 415V AC Shunt, Microprocessor based Release ET6V, Frame size 1, Isc=Icu=50kA@440V AC, Icw=50kA for 1s | ACB | LV_Switchgear | MVS20N3NW6V_415VAC-M_415VAC-CC_415VAC-ST | SCHNEIDER | 2000A | 50kA | Nos. | None | Inventory | 2000A TP 50kA EDO MVS ACB with O/C,S/C,E/F protection & 415V AC Motor, 415V AC Closing, 415V AC Shunt, Microprocessor based Release ET6V, Frame size 1, Isc=Icu=50kA@440V AC, Icw=50kA for 1s
11515 | 2000A TP 50kA EDO MVS ACB with O/C,S/C,E/F protection & 48V DC Motor, 48V DC Closing, 48V DC Shunt, Microprocessor based Release ET6V, Frame size 1, Isc=Icu=50kA@440V AC, Icw=50kA for 1s | ACB | LV_Switchgear | MVS20N3NW6V_48VDC-M_48VDC-CC_48VDC-ST | SCHNEIDER | 2000A | 50kA | Nos. | None | Inventory | 2000A TP 50kA EDO MVS ACB with O/C,S/C,E/F protection & 48V DC Motor, 48V DC Closing, 48V DC Shunt, Microprocessor based Release ET6V, Frame size 1, Isc=Icu=50kA@440V AC, Icw=50kA for 1s
11516 | 2000A FP 50kA MDO MVS ACB without Release, Frame size 1, Ics=Icu=50kA@440V AC, Icw=50kA for 1s | ACB | LV_Switchgear | MVS20N4MW0D | SCHNEIDER | 2000A | 50kA | Nos. | None | Inventory | 2000A FP 50kA MDO MVS ACB without Release, Frame size 1, Ics=Icu=50kA@440V AC, Icw=50kA for 1s
11517 | 2000A FP 50kA MDO MVS ACB with O/C,S/C protection, Microprocessor based Release ET2A, Frame size 1, Ics=Icu=50kA@440V AC, Icw=50kA for 1s | ACB | LV_Switchgear | MVS20N4MW2A | SCHNEIDER | 2000A | 50kA | Nos. | None | Inventory | 2000A FP 50kA MDO MVS ACB with O/C,S/C protection, Microprocessor based Release ET2A, Frame size 1, Ics=Icu=50kA@440V AC, Icw=50kA for 1s
11518 | 2000A FP 50kA MDO MVS ACB with O/C,S/C protection, Microprocessor based Release ET2L, Frame size 1, Ics=Icu=50kA@440V AC, Icw=50kA for 1s | ACB | LV_Switchgear | MVS20N4MW2L | SCHNEIDER | 2000A | 50kA | Nos. | None | Inventory | 2000A FP 50kA MDO MVS ACB with O/C,S/C protection, Microprocessor based Release ET2L, Frame size 1, Ics=Icu=50kA@440V AC, Icw=50kA for 1s
11519 | 2000A FP 50kA MDO MVS ACB with O/C,S/C protection, Microprocessor based Release ET2V, Frame size 1, Ics=Icu=50kA@440V AC, Icw=50kA for 1s | ACB | LV_Switchgear | MVS20N4MW2V | SCHNEIDER | 2000A | 50kA | Nos. | None | Inventory | 2000A FP 50kA MDO MVS ACB with O/C,S/C protection, Microprocessor based Release ET2V, Frame size 1, Ics=Icu=50kA@440V AC, Icw=50kA for 1s
11520 | 2000A FP 50kA MDO MVS ACB with O/C,S/C,E/F protection, Microprocessor based Release ET6A, Frame size 1, Ics=Icu=50kA@440V AC, Icw=50kA for 1s | ACB | LV_Switchgear | MVS20N4MW6A | SCHNEIDER | 2000A | 50kA | Nos. | None | Inventory | 2000A FP 50kA MDO MVS ACB with O/C,S/C,E/F protection, Microprocessor based Release ET6A, Frame size 1, Ics=Icu=50kA@440V AC, Icw=50kA for 1s
11521 | 2000A FP 50kA MDO MVS ACB with O/C,S/C,E/F protection, Microprocessor based Release ET6G, Frame size 1, Ics=Icu=50kA@440V AC, Icw=50kA for 1s | ACB | LV_Switchgear | MVS20N4MW6L | SCHNEIDER | 2000A | 50kA | Nos. | None | Inventory | 2000A FP 50kA MDO MVS ACB with O/C,S/C,E/F protection, Microprocessor based Release ET6G, Frame size 1, Ics=Icu=50kA@440V AC, Icw=50kA for 1s
11522 | 2000A FP 50kA MDO MVS ACB with O/C,S/C,E/F protection, Microprocessor based Release ET6V, Frame size 1, Ics=Icu=50kA@440V AC, Icw=50kA for 1s | ACB | LV_Switchgear | MVS20N4MW6V | SCHNEIDER | 2000A | 50kA | Nos. | None | Inventory | 2000A FP 50kA MDO MVS ACB with O/C,S/C,E/F protection, Microprocessor based Release ET6V, Frame size 1, Ics=Icu=50kA@440V AC, Icw=50kA for 1s
11523 | 2000A FP 50kA EDO MVS ACB without Release & 110V AC Motor, 110V AC Closing, 110V AC Shunt, Frame size 1, Isc=Icu=50kA@440V AC, Icw=50kA for 1s | ACB | LV_Switchgear | MVS20N4NW0D_110VAC-M_110VAC-CC_110VAC-ST | SCHNEIDER | 2000A | 50kA | Nos. | None | Inventory | 2000A FP 50kA EDO MVS ACB without Release & 110V AC Motor, 110V AC Closing, 110V AC Shunt, Frame size 1, Isc=Icu=50kA@440V AC, Icw=50kA for 1s
11524 | 2000A FP 50kA EDO MVS ACB without Release & 110V DC Motor, 110V DC Closing, 110V DC Shunt, Frame size 1, Isc=Icu=50kA@440V AC, Icw=50kA for 1s | ACB | LV_Switchgear | MVS20N4NW0D_110VDC-M_110VDC-CC_110VDC-ST | SCHNEIDER | 2000A | 50kA | Nos. | None | Inventory | 2000A FP 50kA EDO MVS ACB without Release & 110V DC Motor, 110V DC Closing, 110V DC Shunt, Frame size 1, Isc=Icu=50kA@440V AC, Icw=50kA for 1s
11525 | 2000A FP 50kA EDO MVS ACB without Release & 240V AC Motor, 240V AC Closing, 240V AC Shunt, Frame size 1, Isc=Icu=50kA@440V AC, Icw=50kA for 1s | ACB | LV_Switchgear | MVS20N4NW0D_240VAC-M_240VAC-CC_240VAC-ST | SCHNEIDER | 2000A | 50kA | Nos. | None | Inventory | 2000A FP 50kA EDO MVS ACB without Release & 240V AC Motor, 240V AC Closing, 240V AC Shunt, Frame size 1, Isc=Icu=50kA@440V AC, Icw=50kA for 1s
11526 | 2000A FP 50kA EDO MVS ACB without Release & 240V DC Motor, 240V DC Closing, 240V DC Shunt, Frame size 1, Isc=Icu=50kA@440V AC, Icw=50kA for 1s | ACB | LV_Switchgear | MVS20N4NW0D_240VDC-M_240VDC-CC_240VDC-ST | SCHNEIDER | 2000A | 50kA | Nos. | None | Inventory | 2000A FP 50kA EDO MVS ACB without Release & 240V DC Motor, 240V DC Closing, 240V DC Shunt, Frame size 1, Isc=Icu=50kA@440V AC, Icw=50kA for 1s
11527 | 2000A FP 50kA EDO MVS ACB without Release & 24V DC Motor, 24V DC Closing, 24V DC Shunt, Frame size 1, Isc=Icu=50kA@440V AC, Icw=50kA for 1s | ACB | LV_Switchgear | MVS20N4NW0D_24VDC-M_24VDC-CC_24VDC-ST | SCHNEIDER | 2000A | 50kA | Nos. | None | Inventory | 2000A FP 50kA EDO MVS ACB without Release & 24V DC Motor, 24V DC Closing, 24V DC Shunt, Frame size 1, Isc=Icu=50kA@440V AC, Icw=50kA for 1s
11528 | 2000A FP 50kA EDO MVS ACB without Release & 415V AC Motor, 415V AC Closing, 415V AC Shunt, Frame size 1, Isc=Icu=50kA@440V AC, Icw=50kA for 1s | ACB | LV_Switchgear | MVS20N4NW0D_415VAC-M_415VAC-CC_415VAC-ST | SCHNEIDER | 2000A | 50kA | Nos. | None | Inventory | 2000A FP 50kA EDO MVS ACB without Release & 415V AC Motor, 415V AC Closing, 415V AC Shunt, Frame size 1, Isc=Icu=50kA@440V AC, Icw=50kA for 1s
11529 | 2000A FP 50kA EDO MVS ACB without Release & 48V DC Motor, 48V DC Closing, 48V DC Shunt, Frame size 1, Isc=Icu=50kA@440V AC, Icw=50kA for 1s | ACB | LV_Switchgear | MVS20N4NW0D_48VDC-M_48VDC-CC_48VDC-ST | SCHNEIDER | 2000A | 50kA | Nos. | None | Inventory | 2000A FP 50kA EDO MVS ACB without Release & 48V DC Motor, 48V DC Closing, 48V DC Shunt, Frame size 1, Isc=Icu=50kA@440V AC, Icw=50kA for 1s
11530 | 2000A FP 50kA EDO MVS ACB with O/C,S/C protection & 110V AC Motor, 110V AC Closing, 110V AC Shunt, Microprocessor based Release ET2A, Frame size 1, Isc=Icu=50kA@440V AC, Icw=50kA for 1s | ACB | LV_Switchgear | MVS20N4NW2A_110VAC-M_110VAC-CC_110VAC-ST | SCHNEIDER | 2000A | 50kA | Nos. | None | Inventory | 2000A FP 50kA EDO MVS ACB with O/C,S/C protection & 110V AC Motor, 110V AC Closing, 110V AC Shunt, Microprocessor based Release ET2A, Frame size 1, Isc=Icu=50kA@440V AC, Icw=50kA for 1s
11531 | 2000A FP 50kA EDO MVS ACB with O/C,S/C protection & 110V DC Motor, 110V DC Closing, 110V DC Shunt, Microprocessor based Release ET2A, Frame size 1, Isc=Icu=50kA@440V AC, Icw=50kA for 1s | ACB | LV_Switchgear | MVS20N4NW2A_110VDC-M_110VDC-CC_110VDC-ST | SCHNEIDER | 2000A | 50kA | Nos. | None | Inventory | 2000A FP 50kA EDO MVS ACB with O/C,S/C protection & 110V DC Motor, 110V DC Closing, 110V DC Shunt, Microprocessor based Release ET2A, Frame size 1, Isc=Icu=50kA@440V AC, Icw=50kA for 1s
11532 | 2000A FP 50kA EDO MVS ACB with O/C,S/C protection & 240V AC Motor, 240V AC Closing, 240V AC Shunt, Microprocessor based Release ET2A, Frame size 1, Isc=Icu=50kA@440V AC, Icw=50kA for 1s | ACB | LV_Switchgear | MVS20N4NW2A_240VAC-M_240VAC-CC_240VAC-ST | SCHNEIDER | 2000A | 50kA | Nos. | None | Inventory | 2000A FP 50kA EDO MVS ACB with O/C,S/C protection & 240V AC Motor, 240V AC Closing, 240V AC Shunt, Microprocessor based Release ET2A, Frame size 1, Isc=Icu=50kA@440V AC, Icw=50kA for 1s
11533 | 2000A FP 50kA EDO MVS ACB with O/C,S/C protection & 240V DC Motor, 240V DC Closing, 240V DC Shunt, Microprocessor based Release ET2A, Frame size 1, Isc=Icu=50kA@440V AC, Icw=50kA for 1s | ACB | LV_Switchgear | MVS20N4NW2A_240VDC-M_240VDC-CC_240VDC-ST | SCHNEIDER | 2000A | 50kA | Nos. | None | Inventory | 2000A FP 50kA EDO MVS ACB with O/C,S/C protection & 240V DC Motor, 240V DC Closing, 240V DC Shunt, Microprocessor based Release ET2A, Frame size 1, Isc=Icu=50kA@440V AC, Icw=50kA for 1s
11534 | 2000A FP 50kA EDO MVS ACB with O/C,S/C protection & 24V DC Motor, 24V DC Closing, 24V DC Shunt, Microprocessor based Release ET2A, Frame size 1, Isc=Icu=50kA@440V AC, Icw=50kA for 1s | ACB | LV_Switchgear | MVS20N4NW2A_24VDC-M_24VDC-CC_24VDC-ST | SCHNEIDER | 2000A | 50kA | Nos. | None | Inventory | 2000A FP 50kA EDO MVS ACB with O/C,S/C protection & 24V DC Motor, 24V DC Closing, 24V DC Shunt, Microprocessor based Release ET2A, Frame size 1, Isc=Icu=50kA@440V AC, Icw=50kA for 1s
11535 | 2000A FP 50kA EDO MVS ACB with O/C,S/C protection & 415V AC Motor, 415V AC Closing, 415V AC Shunt, Microprocessor based Release ET2A, Frame size 1, Isc=Icu=50kA@440V AC, Icw=50kA for 1s | ACB | LV_Switchgear | MVS20N4NW2A_415VAC-M_415VAC-CC_415VAC-ST | SCHNEIDER | 2000A | 50kA | Nos. | None | Inventory | 2000A FP 50kA EDO MVS ACB with O/C,S/C protection & 415V AC Motor, 415V AC Closing, 415V AC Shunt, Microprocessor based Release ET2A, Frame size 1, Isc=Icu=50kA@440V AC, Icw=50kA for 1s
11536 | 2000A FP 50kA EDO MVS ACB with O/C,S/C protection & 48V DC Motor, 48V DC Closing, 48V DC Shunt, Microprocessor based Release ET2A, Frame size 1, Isc=Icu=50kA@440V AC, Icw=50kA for 1s | ACB | LV_Switchgear | MVS20N4NW2A_48VDC-M_48VDC-CC_48VDC-ST | SCHNEIDER | 2000A | 50kA | Nos. | None | Inventory | 2000A FP 50kA EDO MVS ACB with O/C,S/C protection & 48V DC Motor, 48V DC Closing, 48V DC Shunt, Microprocessor based Release ET2A, Frame size 1, Isc=Icu=50kA@440V AC, Icw=50kA for 1s
11537 | 2000A FP 50kA EDO MVS ACB with O/C,S/C protection & 110V AC Motor, 110V AC Closing, 110V AC Shunt, Microprocessor based Release ET2L, Frame size 1, Isc=Icu=50kA@440V AC, Icw=50kA for 1s | ACB | LV_Switchgear | MVS20N4NW2L_110VAC-M_110VAC-CC_110VAC-ST | SCHNEIDER | 2000A | 50kA | Nos. | None | Inventory | 2000A FP 50kA EDO MVS ACB with O/C,S/C protection & 110V AC Motor, 110V AC Closing, 110V AC Shunt, Microprocessor based Release ET2L, Frame size 1, Isc=Icu=50kA@440V AC, Icw=50kA for 1s
11538 | 2000A FP 50kA EDO MVS ACB with O/C,S/C protection & 110V DC Motor, 110V DC Closing, 110V DC Shunt, Microprocessor based Release ET2L, Frame size 1, Isc=Icu=50kA@440V AC, Icw=50kA for 1s | ACB | LV_Switchgear | MVS20N4NW2L_110VDC-M_110VDC-CC_110VDC-ST | SCHNEIDER | 2000A | 50kA | Nos. | None | Inventory | 2000A FP 50kA EDO MVS ACB with O/C,S/C protection & 110V DC Motor, 110V DC Closing, 110V DC Shunt, Microprocessor based Release ET2L, Frame size 1, Isc=Icu=50kA@440V AC, Icw=50kA for 1s
11539 | 2000A FP 50kA EDO MVS ACB with O/C,S/C protection & 240V AC Motor, 240V AC Closing, 240V AC Shunt, Microprocessor based Release ET2L, Frame size 1, Isc=Icu=50kA@440V AC, Icw=50kA for 1s | ACB | LV_Switchgear | MVS20N4NW2L_240VAC-M_240VAC-CC_240VAC-ST | SCHNEIDER | 2000A | 50kA | Nos. | None | Inventory | 2000A FP 50kA EDO MVS ACB with O/C,S/C protection & 240V AC Motor, 240V AC Closing, 240V AC Shunt, Microprocessor based Release ET2L, Frame size 1, Isc=Icu=50kA@440V AC, Icw=50kA for 1s
11540 | 2000A FP 50kA EDO MVS ACB with O/C,S/C protection & 240V DC Motor, 240V DC Closing, 240V DC Shunt, Microprocessor based Release ET2L, Frame size 1, Isc=Icu=50kA@440V AC, Icw=50kA for 1s | ACB | LV_Switchgear | MVS20N4NW2L_240VDC-M_240VDC-CC_240VDC-ST | SCHNEIDER | 2000A | 50kA | Nos. | None | Inventory | 2000A FP 50kA EDO MVS ACB with O/C,S/C protection & 240V DC Motor, 240V DC Closing, 240V DC Shunt, Microprocessor based Release ET2L, Frame size 1, Isc=Icu=50kA@440V AC, Icw=50kA for 1s
11541 | 2000A FP 50kA EDO MVS ACB with O/C,S/C protection & 24V DC Motor, 24V DC Closing, 24V DC Shunt, Microprocessor based Release ET2L, Frame size 1, Isc=Icu=50kA@440V AC, Icw=50kA for 1s | ACB | LV_Switchgear | MVS20N4NW2L_24VDC-M_24VDC-CC_24VDC-ST | SCHNEIDER | 2000A | 50kA | Nos. | None | Inventory | 2000A FP 50kA EDO MVS ACB with O/C,S/C protection & 24V DC Motor, 24V DC Closing, 24V DC Shunt, Microprocessor based Release ET2L, Frame size 1, Isc=Icu=50kA@440V AC, Icw=50kA for 1s
11542 | 2000A FP 50kA EDO MVS ACB with O/C,S/C protection & 415V AC Motor, 415V AC Closing, 415V AC Shunt, Microprocessor based Release ET2L, Frame size 1, Isc=Icu=50kA@440V AC, Icw=50kA for 1s | ACB | LV_Switchgear | MVS20N4NW2L_415VAC-M_415VAC-CC_415VAC-ST | SCHNEIDER | 2000A | 50kA | Nos. | None | Inventory | 2000A FP 50kA EDO MVS ACB with O/C,S/C protection & 415V AC Motor, 415V AC Closing, 415V AC Shunt, Microprocessor based Release ET2L, Frame size 1, Isc=Icu=50kA@440V AC, Icw=50kA for 1s
11543 | 2000A FP 50kA EDO MVS ACB with O/C,S/C protection & 48V DC Motor, 48V DC Closing, 48V DC Shunt, Microprocessor based Release ET2L, Frame size 1, Isc=Icu=50kA@440V AC, Icw=50kA for 1s | ACB | LV_Switchgear | MVS20N4NW2L_48VDC-M_48VDC-CC_48VDC-ST | SCHNEIDER | 2000A | 50kA | Nos. | None | Inventory | 2000A FP 50kA EDO MVS ACB with O/C,S/C protection & 48V DC Motor, 48V DC Closing, 48V DC Shunt, Microprocessor based Release ET2L, Frame size 1, Isc=Icu=50kA@440V AC, Icw=50kA for 1s
11544 | 2000A FP 50kA EDO MVS ACB with O/C,S/C protection & 110V AC Motor, 110V AC Closing, 110V AC Shunt, Microprocessor based Release ET2V, Frame size 1, Isc=Icu=50kA@440V AC, Icw=50kA for 1s | ACB | LV_Switchgear | MVS20N4NW2V_110VAC-M_110VAC-CC_110VAC-ST | SCHNEIDER | 2000A | 50kA | Nos. | None | Inventory | 2000A FP 50kA EDO MVS ACB with O/C,S/C protection & 110V AC Motor, 110V AC Closing, 110V AC Shunt, Microprocessor based Release ET2V, Frame size 1, Isc=Icu=50kA@440V AC, Icw=50kA for 1s
11545 | 2000A FP 50kA EDO MVS ACB with O/C,S/C protection & 110V DC Motor, 110V DC Closing, 110V DC Shunt, Microprocessor based Release ET2V, Frame size 1, Isc=Icu=50kA@440V AC, Icw=50kA for 1s | ACB | LV_Switchgear | MVS20N4NW2V_110VDC-M_110VDC-CC_110VDC-ST | SCHNEIDER | 2000A | 50kA | Nos. | None | Inventory | 2000A FP 50kA EDO MVS ACB with O/C,S/C protection & 110V DC Motor, 110V DC Closing, 110V DC Shunt, Microprocessor based Release ET2V, Frame size 1, Isc=Icu=50kA@440V AC, Icw=50kA for 1s
11546 | 2000A FP 50kA EDO MVS ACB with O/C,S/C protection & 240V AC Motor, 240V AC Closing, 240V AC Shunt, Microprocessor based Release ET2V, Frame size 1, Isc=Icu=50kA@440V AC, Icw=50kA for 1s | ACB | LV_Switchgear | MVS20N4NW2V_240VAC-M_240VAC-CC_240VAC-ST | SCHNEIDER | 2000A | 50kA | Nos. | None | Inventory | 2000A FP 50kA EDO MVS ACB with O/C,S/C protection & 240V AC Motor, 240V AC Closing, 240V AC Shunt, Microprocessor based Release ET2V, Frame size 1, Isc=Icu=50kA@440V AC, Icw=50kA for 1s
11547 | 2000A FP 50kA EDO MVS ACB with O/C,S/C protection & 240V DC Motor, 240V DC Closing, 240V DC Shunt, Microprocessor based Release ET2V, Frame size 1, Isc=Icu=50kA@440V AC, Icw=50kA for 1s | ACB | LV_Switchgear | MVS20N4NW2V_240VDC-M_240VDC-CC_240VDC-ST | SCHNEIDER | 2000A | 50kA | Nos. | None | Inventory | 2000A FP 50kA EDO MVS ACB with O/C,S/C protection & 240V DC Motor, 240V DC Closing, 240V DC Shunt, Microprocessor based Release ET2V, Frame size 1, Isc=Icu=50kA@440V AC, Icw=50kA for 1s
11548 | 2000A FP 50kA EDO MVS ACB with O/C,S/C protection & 24V DC Motor, 24V DC Closing, 24V DC Shunt, Microprocessor based Release ET2V, Frame size 1, Isc=Icu=50kA@440V AC, Icw=50kA for 1s | ACB | LV_Switchgear | MVS20N4NW2V_24VDC-M_24VDC-CC_24VDC-ST | SCHNEIDER | 2000A | 50kA | Nos. | None | Inventory | 2000A FP 50kA EDO MVS ACB with O/C,S/C protection & 24V DC Motor, 24V DC Closing, 24V DC Shunt, Microprocessor based Release ET2V, Frame size 1, Isc=Icu=50kA@440V AC, Icw=50kA for 1s
11549 | 2000A FP 50kA EDO MVS ACB with O/C,S/C protection & 415V AC Motor, 415V AC Closing, 415V AC Shunt, Microprocessor based Release ET2V, Frame size 1, Isc=Icu=50kA@440V AC, Icw=50kA for 1s | ACB | LV_Switchgear | MVS20N4NW2V_415VAC-M_415VAC-CC_415VAC-ST | SCHNEIDER | 2000A | 50kA | Nos. | None | Inventory | 2000A FP 50kA EDO MVS ACB with O/C,S/C protection & 415V AC Motor, 415V AC Closing, 415V AC Shunt, Microprocessor based Release ET2V, Frame size 1, Isc=Icu=50kA@440V AC, Icw=50kA for 1s
11550 | 2000A FP 50kA EDO MVS ACB with O/C,S/C protection & 48V DC Motor, 48V DC Closing, 48V DC Shunt, Microprocessor based Release ET2V, Frame size 1, Isc=Icu=50kA@440V AC, Icw=50kA for 1s | ACB | LV_Switchgear | MVS20N4NW2V_48VDC-M_48VDC-CC_48VDC-ST | SCHNEIDER | 2000A | 50kA | Nos. | None | Inventory | 2000A FP 50kA EDO MVS ACB with O/C,S/C protection & 48V DC Motor, 48V DC Closing, 48V DC Shunt, Microprocessor based Release ET2V, Frame size 1, Isc=Icu=50kA@440V AC, Icw=50kA for 1s
11551 | 2000A FP 50kA EDO MVS ACB with O/C,S/C,E/F protection & 110V AC Motor, 110V AC Closing, 110V AC Shunt, Microprocessor based Release ET6A, Frame size 1, Isc=Icu=50kA@440V AC, Icw=50kA for 1s | ACB | LV_Switchgear | MVS20N4NW6A_110VAC-M_110VAC-CC_110VAC-ST | SCHNEIDER | 2000A | 50kA | Nos. | None | Inventory | 2000A FP 50kA EDO MVS ACB with O/C,S/C,E/F protection & 110V AC Motor, 110V AC Closing, 110V AC Shunt, Microprocessor based Release ET6A, Frame size 1, Isc=Icu=50kA@440V AC, Icw=50kA for 1s
11552 | 2000A FP 50kA EDO MVS ACB with O/C,S/C,E/F protection & 110V DC Motor, 110V DC Closing, 110V DC Shunt, Microprocessor based Release ET6A, Frame size 1, Isc=Icu=50kA@440V AC, Icw=50kA for 1s | ACB | LV_Switchgear | MVS20N4NW6A_110VDC-M_110VDC-CC_110VDC-ST | SCHNEIDER | 2000A | 50kA | Nos. | None | Inventory | 2000A FP 50kA EDO MVS ACB with O/C,S/C,E/F protection & 110V DC Motor, 110V DC Closing, 110V DC Shunt, Microprocessor based Release ET6A, Frame size 1, Isc=Icu=50kA@440V AC, Icw=50kA for 1s
11553 | 2000A FP 50kA EDO MVS ACB with O/C,S/C,E/F protection & 240V AC Motor, 240V AC Closing, 240V AC Shunt, Microprocessor based Release ET6A, Frame size 1, Isc=Icu=50kA@440V AC, Icw=50kA for 1s | ACB | LV_Switchgear | MVS20N4NW6A_240VAC-M_240VAC-CC_240VAC-ST | SCHNEIDER | 2000A | 50kA | Nos. | None | Inventory | 2000A FP 50kA EDO MVS ACB with O/C,S/C,E/F protection & 240V AC Motor, 240V AC Closing, 240V AC Shunt, Microprocessor based Release ET6A, Frame size 1, Isc=Icu=50kA@440V AC, Icw=50kA for 1s
11554 | 2000A FP 50kA EDO MVS ACB with O/C,S/C,E/F protection & 240V DC Motor, 240V DC Closing, 240V DC Shunt, Microprocessor based Release ET6A, Frame size 1, Isc=Icu=50kA@440V AC, Icw=50kA for 1s | ACB | LV_Switchgear | MVS20N4NW6A_240VDC-M_240VDC-CC_240VDC-ST | SCHNEIDER | 2000A | 50kA | Nos. | None | Inventory | 2000A FP 50kA EDO MVS ACB with O/C,S/C,E/F protection & 240V DC Motor, 240V DC Closing, 240V DC Shunt, Microprocessor based Release ET6A, Frame size 1, Isc=Icu=50kA@440V AC, Icw=50kA for 1s
11555 | 2000A FP 50kA EDO MVS ACB with O/C,S/C,E/F protection & 24V DC Motor, 24V DC Closing, 24V DC Shunt, Microprocessor based Release ET6A, Frame size 1, Isc=Icu=50kA@440V AC, Icw=50kA for 1s | ACB | LV_Switchgear | MVS20N4NW6A_24VDC-M_24VDC-CC_24VDC-ST | SCHNEIDER | 2000A | 50kA | Nos. | None | Inventory | 2000A FP 50kA EDO MVS ACB with O/C,S/C,E/F protection & 24V DC Motor, 24V DC Closing, 24V DC Shunt, Microprocessor based Release ET6A, Frame size 1, Isc=Icu=50kA@440V AC, Icw=50kA for 1s
11556 | 2000A FP 50kA EDO MVS ACB with O/C,S/C,E/F protection & 415V AC Motor, 415V AC Closing, 415V AC Shunt, Microprocessor based Release ET6A, Frame size 1, Isc=Icu=50kA@440V AC, Icw=50kA for 1s | ACB | LV_Switchgear | MVS20N4NW6A_415VAC-M_415VAC-CC_415VAC-ST | SCHNEIDER | 2000A | 50kA | Nos. | None | Inventory | 2000A FP 50kA EDO MVS ACB with O/C,S/C,E/F protection & 415V AC Motor, 415V AC Closing, 415V AC Shunt, Microprocessor based Release ET6A, Frame size 1, Isc=Icu=50kA@440V AC, Icw=50kA for 1s
11557 | 2000A FP 50kA EDO MVS ACB with O/C,S/C,E/F protection & 48V DC Motor, 48V DC Closing, 48V DC Shunt, Microprocessor based Release ET6A, Frame size 1, Isc=Icu=50kA@440V AC, Icw=50kA for 1s | ACB | LV_Switchgear | MVS20N4NW6A_48VDC-M_48VDC-CC_48VDC-ST | SCHNEIDER | 2000A | 50kA | Nos. | None | Inventory | 2000A FP 50kA EDO MVS ACB with O/C,S/C,E/F protection & 48V DC Motor, 48V DC Closing, 48V DC Shunt, Microprocessor based Release ET6A, Frame size 1, Isc=Icu=50kA@440V AC, Icw=50kA for 1s
11558 | 2000A FP 50kA EDO MVS ACB with O/C,S/C,E/F protection & 110V AC Motor, 110V AC Closing, 110V AC Shunt, Microprocessor based Release ET6G, Frame size 1, Isc=Icu=50kA@440V AC, Icw=50kA for 1s | ACB | LV_Switchgear | MVS20N4NW6L_110VAC-M_110VAC-CC_110VAC-ST | SCHNEIDER | 2000A | 50kA | Nos. | None | Inventory | 2000A FP 50kA EDO MVS ACB with O/C,S/C,E/F protection & 110V AC Motor, 110V AC Closing, 110V AC Shunt, Microprocessor based Release ET6G, Frame size 1, Isc=Icu=50kA@440V AC, Icw=50kA for 1s
11559 | 2000A FP 50kA EDO MVS ACB with O/C,S/C,E/F protection & 110V DC Motor, 110V DC Closing, 110V DC Shunt, Microprocessor based Release ET6G, Frame size 1, Isc=Icu=50kA@440V AC, Icw=50kA for 1s | ACB | LV_Switchgear | MVS20N4NW6L_110VDC-M_110VDC-CC_110VDC-ST | SCHNEIDER | 2000A | 50kA | Nos. | None | Inventory | 2000A FP 50kA EDO MVS ACB with O/C,S/C,E/F protection & 110V DC Motor, 110V DC Closing, 110V DC Shunt, Microprocessor based Release ET6G, Frame size 1, Isc=Icu=50kA@440V AC, Icw=50kA for 1s
11560 | 2000A FP 50kA EDO MVS ACB with O/C,S/C,E/F protection & 240V AC Motor, 240V AC Closing, 240V AC Shunt, Microprocessor based Release ET6G, Frame size 1, Isc=Icu=50kA@440V AC, Icw=50kA for 1s | ACB | LV_Switchgear | MVS20N4NW6L_240VAC-M_240VAC-CC_240VAC-ST | SCHNEIDER | 2000A | 50kA | Nos. | None | Inventory | 2000A FP 50kA EDO MVS ACB with O/C,S/C,E/F protection & 240V AC Motor, 240V AC Closing, 240V AC Shunt, Microprocessor based Release ET6G, Frame size 1, Isc=Icu=50kA@440V AC, Icw=50kA for 1s
11561 | 2000A FP 50kA EDO MVS ACB with O/C,S/C,E/F protection & 240V DC Motor, 240V DC Closing, 240V DC Shunt, Microprocessor based Release ET6G, Frame size 1, Isc=Icu=50kA@440V AC, Icw=50kA for 1s | ACB | LV_Switchgear | MVS20N4NW6L_240VDC-M_240VDC-CC_240VDC-ST | SCHNEIDER | 2000A | 50kA | Nos. | None | Inventory | 2000A FP 50kA EDO MVS ACB with O/C,S/C,E/F protection & 240V DC Motor, 240V DC Closing, 240V DC Shunt, Microprocessor based Release ET6G, Frame size 1, Isc=Icu=50kA@440V AC, Icw=50kA for 1s
11562 | 2000A FP 50kA EDO MVS ACB with O/C,S/C,E/F protection & 24V DC Motor, 24V DC Closing, 24V DC Shunt, Microprocessor based Release ET6G, Frame size 1, Isc=Icu=50kA@440V AC, Icw=50kA for 1s | ACB | LV_Switchgear | MVS20N4NW6L_24VDC-M_24VDC-CC_24VDC-ST | SCHNEIDER | 2000A | 50kA | Nos. | None | Inventory | 2000A FP 50kA EDO MVS ACB with O/C,S/C,E/F protection & 24V DC Motor, 24V DC Closing, 24V DC Shunt, Microprocessor based Release ET6G, Frame size 1, Isc=Icu=50kA@440V AC, Icw=50kA for 1s
11563 | 2000A FP 50kA EDO MVS ACB with O/C,S/C,E/F protection & 415V AC Motor, 415V AC Closing, 415V AC Shunt, Microprocessor based Release ET6G, Frame size 1, Isc=Icu=50kA@440V AC, Icw=50kA for 1s | ACB | LV_Switchgear | MVS20N4NW6L_415VAC-M_415VAC-CC_415VAC-ST | SCHNEIDER | 2000A | 50kA | Nos. | None | Inventory | 2000A FP 50kA EDO MVS ACB with O/C,S/C,E/F protection & 415V AC Motor, 415V AC Closing, 415V AC Shunt, Microprocessor based Release ET6G, Frame size 1, Isc=Icu=50kA@440V AC, Icw=50kA for 1s
11564 | 2000A FP 50kA EDO MVS ACB with O/C,S/C,E/F protection & 48V DC Motor, 48V DC Closing, 48V DC Shunt, Microprocessor based Release ET6G, Frame size 1, Isc=Icu=50kA@440V AC, Icw=50kA for 1s | ACB | LV_Switchgear | MVS20N4NW6L_48VDC-M_48VDC-CC_48VDC-ST | SCHNEIDER | 2000A | 50kA | Nos. | None | Inventory | 2000A FP 50kA EDO MVS ACB with O/C,S/C,E/F protection & 48V DC Motor, 48V DC Closing, 48V DC Shunt, Microprocessor based Release ET6G, Frame size 1, Isc=Icu=50kA@440V AC, Icw=50kA for 1s
11565 | 2000A FP 50kA EDO MVS ACB with O/C,S/C,E/F protection & 110V AC Motor, 110V AC Closing, 110V AC Shunt, Microprocessor based Release ET6V, Frame size 1, Isc=Icu=50kA@440V AC, Icw=50kA for 1s | ACB | LV_Switchgear | MVS20N4NW6V_110VAC-M_110VAC-CC_110VAC-ST | SCHNEIDER | 2000A | 50kA | Nos. | None | Inventory | 2000A FP 50kA EDO MVS ACB with O/C,S/C,E/F protection & 110V AC Motor, 110V AC Closing, 110V AC Shunt, Microprocessor based Release ET6V, Frame size 1, Isc=Icu=50kA@440V AC, Icw=50kA for 1s
11566 | 2000A FP 50kA EDO MVS ACB with O/C,S/C,E/F protection & 110V DC Motor, 110V DC Closing, 110V DC Shunt, Microprocessor based Release ET6V, Frame size 1, Isc=Icu=50kA@440V AC, Icw=50kA for 1s | ACB | LV_Switchgear | MVS20N4NW6V_110VDC-M_110VDC-CC_110VDC-ST | SCHNEIDER | 2000A | 50kA | Nos. | None | Inventory | 2000A FP 50kA EDO MVS ACB with O/C,S/C,E/F protection & 110V DC Motor, 110V DC Closing, 110V DC Shunt, Microprocessor based Release ET6V, Frame size 1, Isc=Icu=50kA@440V AC, Icw=50kA for 1s
11567 | 2000A FP 50kA EDO MVS ACB with O/C,S/C,E/F protection & 240V AC Motor, 240V AC Closing, 240V AC Shunt, Microprocessor based Release ET6V, Frame size 1, Isc=Icu=50kA@440V AC, Icw=50kA for 1s | ACB | LV_Switchgear | MVS20N4NW6V_240VAC-M_240VAC-CC_240VAC-ST | SCHNEIDER | 2000A | 50kA | Nos. | None | Inventory | 2000A FP 50kA EDO MVS ACB with O/C,S/C,E/F protection & 240V AC Motor, 240V AC Closing, 240V AC Shunt, Microprocessor based Release ET6V, Frame size 1, Isc=Icu=50kA@440V AC, Icw=50kA for 1s
11568 | 2000A FP 50kA EDO MVS ACB with O/C,S/C,E/F protection & 240V DC Motor, 240V DC Closing, 240V DC Shunt, Microprocessor based Release ET6V, Frame size 1, Isc=Icu=50kA@440V AC, Icw=50kA for 1s | ACB | LV_Switchgear | MVS20N4NW6V_240VDC-M_240VDC-CC_240VDC-ST | SCHNEIDER | 2000A | 50kA | Nos. | None | Inventory | 2000A FP 50kA EDO MVS ACB with O/C,S/C,E/F protection & 240V DC Motor, 240V DC Closing, 240V DC Shunt, Microprocessor based Release ET6V, Frame size 1, Isc=Icu=50kA@440V AC, Icw=50kA for 1s
11569 | 2000A FP 50kA EDO MVS ACB with O/C,S/C,E/F protection & 24V DC Motor, 24V DC Closing, 24V DC Shunt, Microprocessor based Release ET6V, Frame size 1, Isc=Icu=50kA@440V AC, Icw=50kA for 1s | ACB | LV_Switchgear | MVS20N4NW6V_24VDC-M_24VDC-CC_24VDC-ST | SCHNEIDER | 2000A | 50kA | Nos. | None | Inventory | 2000A FP 50kA EDO MVS ACB with O/C,S/C,E/F protection & 24V DC Motor, 24V DC Closing, 24V DC Shunt, Microprocessor based Release ET6V, Frame size 1, Isc=Icu=50kA@440V AC, Icw=50kA for 1s
11570 | 2000A FP 50kA EDO MVS ACB with O/C,S/C,E/F protection & 415V AC Motor, 415V AC Closing, 415V AC Shunt, Microprocessor based Release ET6V, Frame size 1, Isc=Icu=50kA@440V AC, Icw=50kA for 1s | ACB | LV_Switchgear | MVS20N4NW6V_415VAC-M_415VAC-CC_415VAC-ST | SCHNEIDER | 2000A | 50kA | Nos. | None | Inventory | 2000A FP 50kA EDO MVS ACB with O/C,S/C,E/F protection & 415V AC Motor, 415V AC Closing, 415V AC Shunt, Microprocessor based Release ET6V, Frame size 1, Isc=Icu=50kA@440V AC, Icw=50kA for 1s
11571 | 2000A FP 50kA EDO MVS ACB with O/C,S/C,E/F protection & 48V DC Motor, 48V DC Closing, 48V DC Shunt, Microprocessor based Release ET6V, Frame size 1, Isc=Icu=50kA@440V AC, Icw=50kA for 1s | ACB | LV_Switchgear | MVS20N4NW6V_48VDC-M_48VDC-CC_48VDC-ST | SCHNEIDER | 2000A | 50kA | Nos. | None | Inventory | 2000A FP 50kA EDO MVS ACB with O/C,S/C,E/F protection & 48V DC Motor, 48V DC Closing, 48V DC Shunt, Microprocessor based Release ET6V, Frame size 1, Isc=Icu=50kA@440V AC, Icw=50kA for 1s
11572 | 2500A TP 50kA MDO MVS ACB without Release, Frame size 1, Ics=Icu=50kA@440V AC, Icw=50kA for 1s | ACB | LV_Switchgear | MVS25N3MW0D | SCHNEIDER | 2500A | 50kA | Nos. | None | Inventory | 2500A TP 50kA MDO MVS ACB without Release, Frame size 1, Ics=Icu=50kA@440V AC, Icw=50kA for 1s
11573 | 2500A TP 50kA MDO MVS ACB with O/C,S/C protection, Microprocessor based Release ET2A, Frame size 1, Ics=Icu=50kA@440V AC, Icw=50kA for 1s | ACB | LV_Switchgear | MVS25N3MW2A | SCHNEIDER | 2500A | 50kA | Nos. | None | Inventory | 2500A TP 50kA MDO MVS ACB with O/C,S/C protection, Microprocessor based Release ET2A, Frame size 1, Ics=Icu=50kA@440V AC, Icw=50kA for 1s
11574 | 2500A TP 50kA MDO MVS ACB with O/C,S/C protection, Microprocessor based Release ET2L, Frame size 1, Ics=Icu=50kA@440V AC, Icw=50kA for 1s | ACB | LV_Switchgear | MVS25N3MW2L | SCHNEIDER | 2500A | 50kA | Nos. | None | Inventory | 2500A TP 50kA MDO MVS ACB with O/C,S/C protection, Microprocessor based Release ET2L, Frame size 1, Ics=Icu=50kA@440V AC, Icw=50kA for 1s
11575 | 2500A TP 50kA MDO MVS ACB with O/C,S/C protection, Microprocessor based Release ET2V, Frame size 1, Ics=Icu=50kA@440V AC, Icw=50kA for 1s | ACB | LV_Switchgear | MVS25N3MW2V | SCHNEIDER | 2500A | 50kA | Nos. | None | Inventory | 2500A TP 50kA MDO MVS ACB with O/C,S/C protection, Microprocessor based Release ET2V, Frame size 1, Ics=Icu=50kA@440V AC, Icw=50kA for 1s
11576 | 2500A TP 50kA MDO MVS ACB with O/C,S/C,E/F protection, Microprocessor based Release ET6A, Frame size 1, Ics=Icu=50kA@440V AC, Icw=50kA for 1s | ACB | LV_Switchgear | MVS25N3MW6A | SCHNEIDER | 2500A | 50kA | Nos. | None | Inventory | 2500A TP 50kA MDO MVS ACB with O/C,S/C,E/F protection, Microprocessor based Release ET6A, Frame size 1, Ics=Icu=50kA@440V AC, Icw=50kA for 1s
11577 | 2500A TP 50kA MDO MVS ACB with O/C,S/C,E/F protection, Microprocessor based Release ET6G, Frame size 1, Ics=Icu=50kA@440V AC, Icw=50kA for 1s | ACB | LV_Switchgear | MVS25N3MW6L | SCHNEIDER | 2500A | 50kA | Nos. | None | Inventory | 2500A TP 50kA MDO MVS ACB with O/C,S/C,E/F protection, Microprocessor based Release ET6G, Frame size 1, Ics=Icu=50kA@440V AC, Icw=50kA for 1s
11578 | 2500A TP 50kA MDO MVS ACB with O/C,S/C,E/F protection, Microprocessor based Release ET6V, Frame size 1, Ics=Icu=50kA@440V AC, Icw=50kA for 1s | ACB | LV_Switchgear | MVS25N3MW6V | SCHNEIDER | 2500A | 50kA | Nos. | None | Inventory | 2500A TP 50kA MDO MVS ACB with O/C,S/C,E/F protection, Microprocessor based Release ET6V, Frame size 1, Ics=Icu=50kA@440V AC, Icw=50kA for 1s
11579 | 2500A TP 50kA EDO MVS ACB without Release & 110V AC Motor, 110V AC Closing, 110V AC Shunt, Frame size 1, Isc=Icu=50kA@440V AC, Icw=50kA for 1s | ACB | LV_Switchgear | MVS25N3NW0D_110VAC-M_110VAC-CC_110VAC-ST | SCHNEIDER | 2500A | 50kA | Nos. | None | Inventory | 2500A TP 50kA EDO MVS ACB without Release & 110V AC Motor, 110V AC Closing, 110V AC Shunt, Frame size 1, Isc=Icu=50kA@440V AC, Icw=50kA for 1s
11580 | 2500A TP 50kA EDO MVS ACB without Release & 110V DC Motor, 110V DC Closing, 110V DC Shunt, Frame size 1, Isc=Icu=50kA@440V AC, Icw=50kA for 1s | ACB | LV_Switchgear | MVS25N3NW0D_110VDC-M_110VDC-CC_110VDC-ST | SCHNEIDER | 2500A | 50kA | Nos. | None | Inventory | 2500A TP 50kA EDO MVS ACB without Release & 110V DC Motor, 110V DC Closing, 110V DC Shunt, Frame size 1, Isc=Icu=50kA@440V AC, Icw=50kA for 1s
11581 | 2500A TP 50kA EDO MVS ACB without Release & 240V AC Motor, 240V AC Closing, 240V AC Shunt, Frame size 1, Isc=Icu=50kA@440V AC, Icw=50kA for 1s | ACB | LV_Switchgear | MVS25N3NW0D_240VAC-M_240VAC-CC_240VAC-ST | SCHNEIDER | 2500A | 50kA | Nos. | None | Inventory | 2500A TP 50kA EDO MVS ACB without Release & 240V AC Motor, 240V AC Closing, 240V AC Shunt, Frame size 1, Isc=Icu=50kA@440V AC, Icw=50kA for 1s
11582 | 2500A TP 50kA EDO MVS ACB without Release & 240V DC Motor, 240V DC Closing, 240V DC Shunt, Frame size 1, Isc=Icu=50kA@440V AC, Icw=50kA for 1s | ACB | LV_Switchgear | MVS25N3NW0D_240VDC-M_240VDC-CC_240VDC-ST | SCHNEIDER | 2500A | 50kA | Nos. | None | Inventory | 2500A TP 50kA EDO MVS ACB without Release & 240V DC Motor, 240V DC Closing, 240V DC Shunt, Frame size 1, Isc=Icu=50kA@440V AC, Icw=50kA for 1s
11583 | 2500A TP 50kA EDO MVS ACB without Release & 24V DC Motor, 24V DC Closing, 24V DC Shunt, Frame size 1, Isc=Icu=50kA@440V AC, Icw=50kA for 1s | ACB | LV_Switchgear | MVS25N3NW0D_24VDC-M_24VDC-CC_24VDC-ST | SCHNEIDER | 2500A | 50kA | Nos. | None | Inventory | 2500A TP 50kA EDO MVS ACB without Release & 24V DC Motor, 24V DC Closing, 24V DC Shunt, Frame size 1, Isc=Icu=50kA@440V AC, Icw=50kA for 1s
11584 | 2500A TP 50kA EDO MVS ACB without Release & 415V AC Motor, 415V AC Closing, 415V AC Shunt, Frame size 1, Isc=Icu=50kA@440V AC, Icw=50kA for 1s | ACB | LV_Switchgear | MVS25N3NW0D_415VAC-M_415VAC-CC_415VAC-ST | SCHNEIDER | 2500A | 50kA | Nos. | None | Inventory | 2500A TP 50kA EDO MVS ACB without Release & 415V AC Motor, 415V AC Closing, 415V AC Shunt, Frame size 1, Isc=Icu=50kA@440V AC, Icw=50kA for 1s
11585 | 2500A TP 50kA EDO MVS ACB without Release & 48V DC Motor, 48V DC Closing, 48V DC Shunt, Frame size 1, Isc=Icu=50kA@440V AC, Icw=50kA for 1s | ACB | LV_Switchgear | MVS25N3NW0D_48VDC-M_48VDC-CC_48VDC-ST | SCHNEIDER | 2500A | 50kA | Nos. | None | Inventory | 2500A TP 50kA EDO MVS ACB without Release & 48V DC Motor, 48V DC Closing, 48V DC Shunt, Frame size 1, Isc=Icu=50kA@440V AC, Icw=50kA for 1s
11586 | 2500A TP 50kA EDO MVS ACB with O/C,S/C protection & 110V AC Motor, 110V AC Closing, 110V AC Shunt, Microprocessor based Release ET2A, Frame size 1, Isc=Icu=50kA@440V AC, Icw=50kA for 1s | ACB | LV_Switchgear | MVS25N3NW2A_110VAC-M_110VAC-CC_110VAC-ST | SCHNEIDER | 2500A | 50kA | Nos. | None | Inventory | 2500A TP 50kA EDO MVS ACB with O/C,S/C protection & 110V AC Motor, 110V AC Closing, 110V AC Shunt, Microprocessor based Release ET2A, Frame size 1, Isc=Icu=50kA@440V AC, Icw=50kA for 1s
11587 | 2500A TP 50kA EDO MVS ACB with O/C,S/C protection & 110V DC Motor, 110V DC Closing, 110V DC Shunt, Microprocessor based Release ET2A, Frame size 1, Isc=Icu=50kA@440V AC, Icw=50kA for 1s | ACB | LV_Switchgear | MVS25N3NW2A_110VDC-M_110VDC-CC_110VDC-ST | SCHNEIDER | 2500A | 50kA | Nos. | None | Inventory | 2500A TP 50kA EDO MVS ACB with O/C,S/C protection & 110V DC Motor, 110V DC Closing, 110V DC Shunt, Microprocessor based Release ET2A, Frame size 1, Isc=Icu=50kA@440V AC, Icw=50kA for 1s
11588 | 2500A TP 50kA EDO MVS ACB with O/C,S/C protection & 240V AC Motor, 240V AC Closing, 240V AC Shunt, Microprocessor based Release ET2A, Frame size 1, Isc=Icu=50kA@440V AC, Icw=50kA for 1s | ACB | LV_Switchgear | MVS25N3NW2A_240VAC-M_240VAC-CC_240VAC-ST | SCHNEIDER | 2500A | 50kA | Nos. | None | Inventory | 2500A TP 50kA EDO MVS ACB with O/C,S/C protection & 240V AC Motor, 240V AC Closing, 240V AC Shunt, Microprocessor based Release ET2A, Frame size 1, Isc=Icu=50kA@440V AC, Icw=50kA for 1s
11589 | 2500A TP 50kA EDO MVS ACB with O/C,S/C protection & 240V DC Motor, 240V DC Closing, 240V DC Shunt, Microprocessor based Release ET2A, Frame size 1, Isc=Icu=50kA@440V AC, Icw=50kA for 1s | ACB | LV_Switchgear | MVS25N3NW2A_240VDC-M_240VDC-CC_240VDC-ST | SCHNEIDER | 2500A | 50kA | Nos. | None | Inventory | 2500A TP 50kA EDO MVS ACB with O/C,S/C protection & 240V DC Motor, 240V DC Closing, 240V DC Shunt, Microprocessor based Release ET2A, Frame size 1, Isc=Icu=50kA@440V AC, Icw=50kA for 1s
11590 | 2500A TP 50kA EDO MVS ACB with O/C,S/C protection & 24V DC Motor, 24V DC Closing, 24V DC Shunt, Microprocessor based Release ET2A, Frame size 1, Isc=Icu=50kA@440V AC, Icw=50kA for 1s | ACB | LV_Switchgear | MVS25N3NW2A_24VDC-M_24VDC-CC_24VDC-ST | SCHNEIDER | 2500A | 50kA | Nos. | None | Inventory | 2500A TP 50kA EDO MVS ACB with O/C,S/C protection & 24V DC Motor, 24V DC Closing, 24V DC Shunt, Microprocessor based Release ET2A, Frame size 1, Isc=Icu=50kA@440V AC, Icw=50kA for 1s
11591 | 2500A TP 50kA EDO MVS ACB with O/C,S/C protection & 415V AC Motor, 415V AC Closing, 415V AC Shunt, Microprocessor based Release ET2A, Frame size 1, Isc=Icu=50kA@440V AC, Icw=50kA for 1s | ACB | LV_Switchgear | MVS25N3NW2A_415VAC-M_415VAC-CC_415VAC-ST | SCHNEIDER | 2500A | 50kA | Nos. | None | Inventory | 2500A TP 50kA EDO MVS ACB with O/C,S/C protection & 415V AC Motor, 415V AC Closing, 415V AC Shunt, Microprocessor based Release ET2A, Frame size 1, Isc=Icu=50kA@440V AC, Icw=50kA for 1s
11592 | 2500A TP 50kA EDO MVS ACB with O/C,S/C protection & 48V DC Motor, 48V DC Closing, 48V DC Shunt, Microprocessor based Release ET2A, Frame size 1, Isc=Icu=50kA@440V AC, Icw=50kA for 1s | ACB | LV_Switchgear | MVS25N3NW2A_48VDC-M_48VDC-CC_48VDC-ST | SCHNEIDER | 2500A | 50kA | Nos. | None | Inventory | 2500A TP 50kA EDO MVS ACB with O/C,S/C protection & 48V DC Motor, 48V DC Closing, 48V DC Shunt, Microprocessor based Release ET2A, Frame size 1, Isc=Icu=50kA@440V AC, Icw=50kA for 1s
11593 | 2500A TP 50kA EDO MVS ACB with O/C,S/C protection & 110V AC Motor, 110V AC Closing, 110V AC Shunt, Microprocessor based Release ET2L, Frame size 1, Isc=Icu=50kA@440V AC, Icw=50kA for 1s | ACB | LV_Switchgear | MVS25N3NW2L_110VAC-M_110VAC-CC_110VAC-ST | SCHNEIDER | 2500A | 50kA | Nos. | None | Inventory | 2500A TP 50kA EDO MVS ACB with O/C,S/C protection & 110V AC Motor, 110V AC Closing, 110V AC Shunt, Microprocessor based Release ET2L, Frame size 1, Isc=Icu=50kA@440V AC, Icw=50kA for 1s
11594 | 2500A TP 50kA EDO MVS ACB with O/C,S/C protection & 110V DC Motor, 110V DC Closing, 110V DC Shunt, Microprocessor based Release ET2L, Frame size 1, Isc=Icu=50kA@440V AC, Icw=50kA for 1s | ACB | LV_Switchgear | MVS25N3NW2L_110VDC-M_110VDC-CC_110VDC-ST | SCHNEIDER | 2500A | 50kA | Nos. | None | Inventory | 2500A TP 50kA EDO MVS ACB with O/C,S/C protection & 110V DC Motor, 110V DC Closing, 110V DC Shunt, Microprocessor based Release ET2L, Frame size 1, Isc=Icu=50kA@440V AC, Icw=50kA for 1s
11595 | 2500A TP 50kA EDO MVS ACB with O/C,S/C protection & 240V AC Motor, 240V AC Closing, 240V AC Shunt, Microprocessor based Release ET2L, Frame size 1, Isc=Icu=50kA@440V AC, Icw=50kA for 1s | ACB | LV_Switchgear | MVS25N3NW2L_240VAC-M_240VAC-CC_240VAC-ST | SCHNEIDER | 2500A | 50kA | Nos. | None | Inventory | 2500A TP 50kA EDO MVS ACB with O/C,S/C protection & 240V AC Motor, 240V AC Closing, 240V AC Shunt, Microprocessor based Release ET2L, Frame size 1, Isc=Icu=50kA@440V AC, Icw=50kA for 1s
11596 | 2500A TP 50kA EDO MVS ACB with O/C,S/C protection & 240V DC Motor, 240V DC Closing, 240V DC Shunt, Microprocessor based Release ET2L, Frame size 1, Isc=Icu=50kA@440V AC, Icw=50kA for 1s | ACB | LV_Switchgear | MVS25N3NW2L_240VDC-M_240VDC-CC_240VDC-ST | SCHNEIDER | 2500A | 50kA | Nos. | None | Inventory | 2500A TP 50kA EDO MVS ACB with O/C,S/C protection & 240V DC Motor, 240V DC Closing, 240V DC Shunt, Microprocessor based Release ET2L, Frame size 1, Isc=Icu=50kA@440V AC, Icw=50kA for 1s
11597 | 2500A TP 50kA EDO MVS ACB with O/C,S/C protection & 24V DC Motor, 24V DC Closing, 24V DC Shunt, Microprocessor based Release ET2L, Frame size 1, Isc=Icu=50kA@440V AC, Icw=50kA for 1s | ACB | LV_Switchgear | MVS25N3NW2L_24VDC-M_24VDC-CC_24VDC-ST | SCHNEIDER | 2500A | 50kA | Nos. | None | Inventory | 2500A TP 50kA EDO MVS ACB with O/C,S/C protection & 24V DC Motor, 24V DC Closing, 24V DC Shunt, Microprocessor based Release ET2L, Frame size 1, Isc=Icu=50kA@440V AC, Icw=50kA for 1s
11598 | 2500A TP 50kA EDO MVS ACB with O/C,S/C protection & 415V AC Motor, 415V AC Closing, 415V AC Shunt, Microprocessor based Release ET2L, Frame size 1, Isc=Icu=50kA@440V AC, Icw=50kA for 1s | ACB | LV_Switchgear | MVS25N3NW2L_415VAC-M_415VAC-CC_415VAC-ST | SCHNEIDER | 2500A | 50kA | Nos. | None | Inventory | 2500A TP 50kA EDO MVS ACB with O/C,S/C protection & 415V AC Motor, 415V AC Closing, 415V AC Shunt, Microprocessor based Release ET2L, Frame size 1, Isc=Icu=50kA@440V AC, Icw=50kA for 1s
11599 | 2500A TP 50kA EDO MVS ACB with O/C,S/C protection & 48V DC Motor, 48V DC Closing, 48V DC Shunt, Microprocessor based Release ET2L, Frame size 1, Isc=Icu=50kA@440V AC, Icw=50kA for 1s | ACB | LV_Switchgear | MVS25N3NW2L_48VDC-M_48VDC-CC_48VDC-ST | SCHNEIDER | 2500A | 50kA | Nos. | None | Inventory | 2500A TP 50kA EDO MVS ACB with O/C,S/C protection & 48V DC Motor, 48V DC Closing, 48V DC Shunt, Microprocessor based Release ET2L, Frame size 1, Isc=Icu=50kA@440V AC, Icw=50kA for 1s
11600 | 2500A TP 50kA EDO MVS ACB with O/C,S/C protection & 110V AC Motor, 110V AC Closing, 110V AC Shunt, Microprocessor based Release ET2V, Frame size 1, Isc=Icu=50kA@440V AC, Icw=50kA for 1s | ACB | LV_Switchgear | MVS25N3NW2V_110VAC-M_110VAC-CC_110VAC-ST | SCHNEIDER | 2500A | 50kA | Nos. | None | Inventory | 2500A TP 50kA EDO MVS ACB with O/C,S/C protection & 110V AC Motor, 110V AC Closing, 110V AC Shunt, Microprocessor based Release ET2V, Frame size 1, Isc=Icu=50kA@440V AC, Icw=50kA for 1s
11601 | 2500A TP 50kA EDO MVS ACB with O/C,S/C protection & 110V DC Motor, 110V DC Closing, 110V DC Shunt, Microprocessor based Release ET2V, Frame size 1, Isc=Icu=50kA@440V AC, Icw=50kA for 1s | ACB | LV_Switchgear | MVS25N3NW2V_110VDC-M_110VDC-CC_110VDC-ST | SCHNEIDER | 2500A | 50kA | Nos. | None | Inventory | 2500A TP 50kA EDO MVS ACB with O/C,S/C protection & 110V DC Motor, 110V DC Closing, 110V DC Shunt, Microprocessor based Release ET2V, Frame size 1, Isc=Icu=50kA@440V AC, Icw=50kA for 1s
11602 | 2500A TP 50kA EDO MVS ACB with O/C,S/C protection & 240V AC Motor, 240V AC Closing, 240V AC Shunt, Microprocessor based Release ET2V, Frame size 1, Isc=Icu=50kA@440V AC, Icw=50kA for 1s | ACB | LV_Switchgear | MVS25N3NW2V_240VAC-M_240VAC-CC_240VAC-ST | SCHNEIDER | 2500A | 50kA | Nos. | None | Inventory | 2500A TP 50kA EDO MVS ACB with O/C,S/C protection & 240V AC Motor, 240V AC Closing, 240V AC Shunt, Microprocessor based Release ET2V, Frame size 1, Isc=Icu=50kA@440V AC, Icw=50kA for 1s
11603 | 2500A TP 50kA EDO MVS ACB with O/C,S/C protection & 240V DC Motor, 240V DC Closing, 240V DC Shunt, Microprocessor based Release ET2V, Frame size 1, Isc=Icu=50kA@440V AC, Icw=50kA for 1s | ACB | LV_Switchgear | MVS25N3NW2V_240VDC-M_240VDC-CC_240VDC-ST | SCHNEIDER | 2500A | 50kA | Nos. | None | Inventory | 2500A TP 50kA EDO MVS ACB with O/C,S/C protection & 240V DC Motor, 240V DC Closing, 240V DC Shunt, Microprocessor based Release ET2V, Frame size 1, Isc=Icu=50kA@440V AC, Icw=50kA for 1s
11604 | 2500A TP 50kA EDO MVS ACB with O/C,S/C protection & 24V DC Motor, 24V DC Closing, 24V DC Shunt, Microprocessor based Release ET2V, Frame size 1, Isc=Icu=50kA@440V AC, Icw=50kA for 1s | ACB | LV_Switchgear | MVS25N3NW2V_24VDC-M_24VDC-CC_24VDC-ST | SCHNEIDER | 2500A | 50kA | Nos. | None | Inventory | 2500A TP 50kA EDO MVS ACB with O/C,S/C protection & 24V DC Motor, 24V DC Closing, 24V DC Shunt, Microprocessor based Release ET2V, Frame size 1, Isc=Icu=50kA@440V AC, Icw=50kA for 1s
11605 | 2500A TP 50kA EDO MVS ACB with O/C,S/C protection & 415V AC Motor, 415V AC Closing, 415V AC Shunt, Microprocessor based Release ET2V, Frame size 1, Isc=Icu=50kA@440V AC, Icw=50kA for 1s | ACB | LV_Switchgear | MVS25N3NW2V_415VAC-M_415VAC-CC_415VAC-ST | SCHNEIDER | 2500A | 50kA | Nos. | None | Inventory | 2500A TP 50kA EDO MVS ACB with O/C,S/C protection & 415V AC Motor, 415V AC Closing, 415V AC Shunt, Microprocessor based Release ET2V, Frame size 1, Isc=Icu=50kA@440V AC, Icw=50kA for 1s
11606 | 2500A TP 50kA EDO MVS ACB with O/C,S/C protection & 48V DC Motor, 48V DC Closing, 48V DC Shunt, Microprocessor based Release ET2V, Frame size 1, Isc=Icu=50kA@440V AC, Icw=50kA for 1s | ACB | LV_Switchgear | MVS25N3NW2V_48VDC-M_48VDC-CC_48VDC-ST | SCHNEIDER | 2500A | 50kA | Nos. | None | Inventory | 2500A TP 50kA EDO MVS ACB with O/C,S/C protection & 48V DC Motor, 48V DC Closing, 48V DC Shunt, Microprocessor based Release ET2V, Frame size 1, Isc=Icu=50kA@440V AC, Icw=50kA for 1s
11607 | 2500A TP 50kA EDO MVS ACB with O/C,S/C,E/F protection & 110V AC Motor, 110V AC Closing, 110V AC Shunt, Microprocessor based Release ET6A, Frame size 1, Isc=Icu=50kA@440V AC, Icw=50kA for 1s | ACB | LV_Switchgear | MVS25N3NW6A_110VAC-M_110VAC-CC_110VAC-ST | SCHNEIDER | 2500A | 50kA | Nos. | None | Inventory | 2500A TP 50kA EDO MVS ACB with O/C,S/C,E/F protection & 110V AC Motor, 110V AC Closing, 110V AC Shunt, Microprocessor based Release ET6A, Frame size 1, Isc=Icu=50kA@440V AC, Icw=50kA for 1s
11608 | 2500A TP 50kA EDO MVS ACB with O/C,S/C,E/F protection & 110V DC Motor, 110V DC Closing, 110V DC Shunt, Microprocessor based Release ET6A, Frame size 1, Isc=Icu=50kA@440V AC, Icw=50kA for 1s | ACB | LV_Switchgear | MVS25N3NW6A_110VDC-M_110VDC-CC_110VDC-ST | SCHNEIDER | 2500A | 50kA | Nos. | None | Inventory | 2500A TP 50kA EDO MVS ACB with O/C,S/C,E/F protection & 110V DC Motor, 110V DC Closing, 110V DC Shunt, Microprocessor based Release ET6A, Frame size 1, Isc=Icu=50kA@440V AC, Icw=50kA for 1s
11609 | 2500A TP 50kA EDO MVS ACB with O/C,S/C,E/F protection & 240V AC Motor, 240V AC Closing, 240V AC Shunt, Microprocessor based Release ET6A, Frame size 1, Isc=Icu=50kA@440V AC, Icw=50kA for 1s | ACB | LV_Switchgear | MVS25N3NW6A_240VAC-M_240VAC-CC_240VAC-ST | SCHNEIDER | 2500A | 50kA | Nos. | None | Inventory | 2500A TP 50kA EDO MVS ACB with O/C,S/C,E/F protection & 240V AC Motor, 240V AC Closing, 240V AC Shunt, Microprocessor based Release ET6A, Frame size 1, Isc=Icu=50kA@440V AC, Icw=50kA for 1s
11610 | 2500A TP 50kA EDO MVS ACB with O/C,S/C,E/F protection & 240V DC Motor, 240V DC Closing, 240V DC Shunt, Microprocessor based Release ET6A, Frame size 1, Isc=Icu=50kA@440V AC, Icw=50kA for 1s | ACB | LV_Switchgear | MVS25N3NW6A_240VDC-M_240VDC-CC_240VDC-ST | SCHNEIDER | 2500A | 50kA | Nos. | None | Inventory | 2500A TP 50kA EDO MVS ACB with O/C,S/C,E/F protection & 240V DC Motor, 240V DC Closing, 240V DC Shunt, Microprocessor based Release ET6A, Frame size 1, Isc=Icu=50kA@440V AC, Icw=50kA for 1s
11611 | 2500A TP 50kA EDO MVS ACB with O/C,S/C,E/F protection & 24V DC Motor, 24V DC Closing, 24V DC Shunt, Microprocessor based Release ET6A, Frame size 1, Isc=Icu=50kA@440V AC, Icw=50kA for 1s | ACB | LV_Switchgear | MVS25N3NW6A_24VDC-M_24VDC-CC_24VDC-ST | SCHNEIDER | 2500A | 50kA | Nos. | None | Inventory | 2500A TP 50kA EDO MVS ACB with O/C,S/C,E/F protection & 24V DC Motor, 24V DC Closing, 24V DC Shunt, Microprocessor based Release ET6A, Frame size 1, Isc=Icu=50kA@440V AC, Icw=50kA for 1s
11612 | 2500A TP 50kA EDO MVS ACB with O/C,S/C,E/F protection & 415V AC Motor, 415V AC Closing, 415V AC Shunt, Microprocessor based Release ET6A, Frame size 1, Isc=Icu=50kA@440V AC, Icw=50kA for 1s | ACB | LV_Switchgear | MVS25N3NW6A_415VAC-M_415VAC-CC_415VAC-ST | SCHNEIDER | 2500A | 50kA | Nos. | None | Inventory | 2500A TP 50kA EDO MVS ACB with O/C,S/C,E/F protection & 415V AC Motor, 415V AC Closing, 415V AC Shunt, Microprocessor based Release ET6A, Frame size 1, Isc=Icu=50kA@440V AC, Icw=50kA for 1s
11613 | 2500A TP 50kA EDO MVS ACB with O/C,S/C,E/F protection & 48V DC Motor, 48V DC Closing, 48V DC Shunt, Microprocessor based Release ET6A, Frame size 1, Isc=Icu=50kA@440V AC, Icw=50kA for 1s | ACB | LV_Switchgear | MVS25N3NW6A_48VDC-M_48VDC-CC_48VDC-ST | SCHNEIDER | 2500A | 50kA | Nos. | None | Inventory | 2500A TP 50kA EDO MVS ACB with O/C,S/C,E/F protection & 48V DC Motor, 48V DC Closing, 48V DC Shunt, Microprocessor based Release ET6A, Frame size 1, Isc=Icu=50kA@440V AC, Icw=50kA for 1s
11614 | 2500A TP 50kA EDO MVS ACB with O/C,S/C,E/F protection & 110V AC Motor, 110V AC Closing, 110V AC Shunt, Microprocessor based Release ET6G, Frame size 1, Isc=Icu=50kA@440V AC, Icw=50kA for 1s | ACB | LV_Switchgear | MVS25N3NW6L_110VAC-M_110VAC-CC_110VAC-ST | SCHNEIDER | 2500A | 50kA | Nos. | None | Inventory | 2500A TP 50kA EDO MVS ACB with O/C,S/C,E/F protection & 110V AC Motor, 110V AC Closing, 110V AC Shunt, Microprocessor based Release ET6G, Frame size 1, Isc=Icu=50kA@440V AC, Icw=50kA for 1s
11615 | 2500A TP 50kA EDO MVS ACB with O/C,S/C,E/F protection & 110V DC Motor, 110V DC Closing, 110V DC Shunt, Microprocessor based Release ET6G, Frame size 1, Isc=Icu=50kA@440V AC, Icw=50kA for 1s | ACB | LV_Switchgear | MVS25N3NW6L_110VDC-M_110VDC-CC_110VDC-ST | SCHNEIDER | 2500A | 50kA | Nos. | None | Inventory | 2500A TP 50kA EDO MVS ACB with O/C,S/C,E/F protection & 110V DC Motor, 110V DC Closing, 110V DC Shunt, Microprocessor based Release ET6G, Frame size 1, Isc=Icu=50kA@440V AC, Icw=50kA for 1s
11616 | 2500A TP 50kA EDO MVS ACB with O/C,S/C,E/F protection & 240V AC Motor, 240V AC Closing, 240V AC Shunt, Microprocessor based Release ET6G, Frame size 1, Isc=Icu=50kA@440V AC, Icw=50kA for 1s | ACB | LV_Switchgear | MVS25N3NW6L_240VAC-M_240VAC-CC_240VAC-ST | SCHNEIDER | 2500A | 50kA | Nos. | None | Inventory | 2500A TP 50kA EDO MVS ACB with O/C,S/C,E/F protection & 240V AC Motor, 240V AC Closing, 240V AC Shunt, Microprocessor based Release ET6G, Frame size 1, Isc=Icu=50kA@440V AC, Icw=50kA for 1s
11617 | 2500A TP 50kA EDO MVS ACB with O/C,S/C,E/F protection & 240V DC Motor, 240V DC Closing, 240V DC Shunt, Microprocessor based Release ET6G, Frame size 1, Isc=Icu=50kA@440V AC, Icw=50kA for 1s | ACB | LV_Switchgear | MVS25N3NW6L_240VDC-M_240VDC-CC_240VDC-ST | SCHNEIDER | 2500A | 50kA | Nos. | None | Inventory | 2500A TP 50kA EDO MVS ACB with O/C,S/C,E/F protection & 240V DC Motor, 240V DC Closing, 240V DC Shunt, Microprocessor based Release ET6G, Frame size 1, Isc=Icu=50kA@440V AC, Icw=50kA for 1s
11618 | 2500A TP 50kA EDO MVS ACB with O/C,S/C,E/F protection & 24V DC Motor, 24V DC Closing, 24V DC Shunt, Microprocessor based Release ET6G, Frame size 1, Isc=Icu=50kA@440V AC, Icw=50kA for 1s | ACB | LV_Switchgear | MVS25N3NW6L_24VDC-M_24VDC-CC_24VDC-ST | SCHNEIDER | 2500A | 50kA | Nos. | None | Inventory | 2500A TP 50kA EDO MVS ACB with O/C,S/C,E/F protection & 24V DC Motor, 24V DC Closing, 24V DC Shunt, Microprocessor based Release ET6G, Frame size 1, Isc=Icu=50kA@440V AC, Icw=50kA for 1s
11619 | 2500A TP 50kA EDO MVS ACB with O/C,S/C,E/F protection & 415V AC Motor, 415V AC Closing, 415V AC Shunt, Microprocessor based Release ET6G, Frame size 1, Isc=Icu=50kA@440V AC, Icw=50kA for 1s | ACB | LV_Switchgear | MVS25N3NW6L_415VAC-M_415VAC-CC_415VAC-ST | SCHNEIDER | 2500A | 50kA | Nos. | None | Inventory | 2500A TP 50kA EDO MVS ACB with O/C,S/C,E/F protection & 415V AC Motor, 415V AC Closing, 415V AC Shunt, Microprocessor based Release ET6G, Frame size 1, Isc=Icu=50kA@440V AC, Icw=50kA for 1s
11620 | 2500A TP 50kA EDO MVS ACB with O/C,S/C,E/F protection & 48V DC Motor, 48V DC Closing, 48V DC Shunt, Microprocessor based Release ET6G, Frame size 1, Isc=Icu=50kA@440V AC, Icw=50kA for 1s | ACB | LV_Switchgear | MVS25N3NW6L_48VDC-M_48VDC-CC_48VDC-ST | SCHNEIDER | 2500A | 50kA | Nos. | None | Inventory | 2500A TP 50kA EDO MVS ACB with O/C,S/C,E/F protection & 48V DC Motor, 48V DC Closing, 48V DC Shunt, Microprocessor based Release ET6G, Frame size 1, Isc=Icu=50kA@440V AC, Icw=50kA for 1s
11621 | 2500A TP 50kA EDO MVS ACB with O/C,S/C,E/F protection & 110V AC Motor, 110V AC Closing, 110V AC Shunt, Microprocessor based Release ET6V, Frame size 1, Isc=Icu=50kA@440V AC, Icw=50kA for 1s | ACB | LV_Switchgear | MVS25N3NW6V_110VAC-M_110VAC-CC_110VAC-ST | SCHNEIDER | 2500A | 50kA | Nos. | None | Inventory | 2500A TP 50kA EDO MVS ACB with O/C,S/C,E/F protection & 110V AC Motor, 110V AC Closing, 110V AC Shunt, Microprocessor based Release ET6V, Frame size 1, Isc=Icu=50kA@440V AC, Icw=50kA for 1s
11622 | 2500A TP 50kA EDO MVS ACB with O/C,S/C,E/F protection & 110V DC Motor, 110V DC Closing, 110V DC Shunt, Microprocessor based Release ET6V, Frame size 1, Isc=Icu=50kA@440V AC, Icw=50kA for 1s | ACB | LV_Switchgear | MVS25N3NW6V_110VDC-M_110VDC-CC_110VDC-ST | SCHNEIDER | 2500A | 50kA | Nos. | None | Inventory | 2500A TP 50kA EDO MVS ACB with O/C,S/C,E/F protection & 110V DC Motor, 110V DC Closing, 110V DC Shunt, Microprocessor based Release ET6V, Frame size 1, Isc=Icu=50kA@440V AC, Icw=50kA for 1s
11623 | 2500A TP 50kA EDO MVS ACB with O/C,S/C,E/F protection & 240V AC Motor, 240V AC Closing, 240V AC Shunt, Microprocessor based Release ET6V, Frame size 1, Isc=Icu=50kA@440V AC, Icw=50kA for 1s | ACB | LV_Switchgear | MVS25N3NW6V_240VAC-M_240VAC-CC_240VAC-ST | SCHNEIDER | 2500A | 50kA | Nos. | None | Inventory | 2500A TP 50kA EDO MVS ACB with O/C,S/C,E/F protection & 240V AC Motor, 240V AC Closing, 240V AC Shunt, Microprocessor based Release ET6V, Frame size 1, Isc=Icu=50kA@440V AC, Icw=50kA for 1s
11624 | 2500A TP 50kA EDO MVS ACB with O/C,S/C,E/F protection & 240V DC Motor, 240V DC Closing, 240V DC Shunt, Microprocessor based Release ET6V, Frame size 1, Isc=Icu=50kA@440V AC, Icw=50kA for 1s | ACB | LV_Switchgear | MVS25N3NW6V_240VDC-M_240VDC-CC_240VDC-ST | SCHNEIDER | 2500A | 50kA | Nos. | None | Inventory | 2500A TP 50kA EDO MVS ACB with O/C,S/C,E/F protection & 240V DC Motor, 240V DC Closing, 240V DC Shunt, Microprocessor based Release ET6V, Frame size 1, Isc=Icu=50kA@440V AC, Icw=50kA for 1s
11625 | 2500A TP 50kA EDO MVS ACB with O/C,S/C,E/F protection & 24V DC Motor, 24V DC Closing, 24V DC Shunt, Microprocessor based Release ET6V, Frame size 1, Isc=Icu=50kA@440V AC, Icw=50kA for 1s | ACB | LV_Switchgear | MVS25N3NW6V_24VDC-M_24VDC-CC_24VDC-ST | SCHNEIDER | 2500A | 50kA | Nos. | None | Inventory | 2500A TP 50kA EDO MVS ACB with O/C,S/C,E/F protection & 24V DC Motor, 24V DC Closing, 24V DC Shunt, Microprocessor based Release ET6V, Frame size 1, Isc=Icu=50kA@440V AC, Icw=50kA for 1s
11626 | 2500A TP 50kA EDO MVS ACB with O/C,S/C,E/F protection & 415V AC Motor, 415V AC Closing, 415V AC Shunt, Microprocessor based Release ET6V, Frame size 1, Isc=Icu=50kA@440V AC, Icw=50kA for 1s | ACB | LV_Switchgear | MVS25N3NW6V_415VAC-M_415VAC-CC_415VAC-ST | SCHNEIDER | 2500A | 50kA | Nos. | None | Inventory | 2500A TP 50kA EDO MVS ACB with O/C,S/C,E/F protection & 415V AC Motor, 415V AC Closing, 415V AC Shunt, Microprocessor based Release ET6V, Frame size 1, Isc=Icu=50kA@440V AC, Icw=50kA for 1s
11627 | 2500A TP 50kA EDO MVS ACB with O/C,S/C,E/F protection & 48V DC Motor, 48V DC Closing, 48V DC Shunt, Microprocessor based Release ET6V, Frame size 1, Isc=Icu=50kA@440V AC, Icw=50kA for 1s | ACB | LV_Switchgear | MVS25N3NW6V_48VDC-M_48VDC-CC_48VDC-ST | SCHNEIDER | 2500A | 50kA | Nos. | None | Inventory | 2500A TP 50kA EDO MVS ACB with O/C,S/C,E/F protection & 48V DC Motor, 48V DC Closing, 48V DC Shunt, Microprocessor based Release ET6V, Frame size 1, Isc=Icu=50kA@440V AC, Icw=50kA for 1s
11628 | 2500A FP 50kA MDO MVS ACB without Release, Frame size 1, Ics=Icu=50kA@440V AC, Icw=50kA for 1s | ACB | LV_Switchgear | MVS25N4MW0D | SCHNEIDER | 2500A | 50kA | Nos. | None | Inventory | 2500A FP 50kA MDO MVS ACB without Release, Frame size 1, Ics=Icu=50kA@440V AC, Icw=50kA for 1s
11629 | 2500A FP 50kA MDO MVS ACB with O/C,S/C protection, Microprocessor based Release ET2A, Frame size 1, Ics=Icu=50kA@440V AC, Icw=50kA for 1s | ACB | LV_Switchgear | MVS25N4MW2A | SCHNEIDER | 2500A | 50kA | Nos. | None | Inventory | 2500A FP 50kA MDO MVS ACB with O/C,S/C protection, Microprocessor based Release ET2A, Frame size 1, Ics=Icu=50kA@440V AC, Icw=50kA for 1s
11630 | 2500A FP 50kA MDO MVS ACB with O/C,S/C protection, Microprocessor based Release ET2L, Frame size 1, Ics=Icu=50kA@440V AC, Icw=50kA for 1s | ACB | LV_Switchgear | MVS25N4MW2L | SCHNEIDER | 2500A | 50kA | Nos. | None | Inventory | 2500A FP 50kA MDO MVS ACB with O/C,S/C protection, Microprocessor based Release ET2L, Frame size 1, Ics=Icu=50kA@440V AC, Icw=50kA for 1s
11631 | 2500A FP 50kA MDO MVS ACB with O/C,S/C protection, Microprocessor based Release ET2V, Frame size 1, Ics=Icu=50kA@440V AC, Icw=50kA for 1s | ACB | LV_Switchgear | MVS25N4MW2V | SCHNEIDER | 2500A | 50kA | Nos. | None | Inventory | 2500A FP 50kA MDO MVS ACB with O/C,S/C protection, Microprocessor based Release ET2V, Frame size 1, Ics=Icu=50kA@440V AC, Icw=50kA for 1s
11632 | 2500A FP 50kA MDO MVS ACB with O/C,S/C,E/F protection, Microprocessor based Release ET6A, Frame size 1, Ics=Icu=50kA@440V AC, Icw=50kA for 1s | ACB | LV_Switchgear | MVS25N4MW6A | SCHNEIDER | 2500A | 50kA | Nos. | None | Inventory | 2500A FP 50kA MDO MVS ACB with O/C,S/C,E/F protection, Microprocessor based Release ET6A, Frame size 1, Ics=Icu=50kA@440V AC, Icw=50kA for 1s
11633 | 2500A FP 50kA MDO MVS ACB with O/C,S/C,E/F protection, Microprocessor based Release ET6G, Frame size 1, Ics=Icu=50kA@440V AC, Icw=50kA for 1s | ACB | LV_Switchgear | MVS25N4MW6L | SCHNEIDER | 2500A | 50kA | Nos. | None | Inventory | 2500A FP 50kA MDO MVS ACB with O/C,S/C,E/F protection, Microprocessor based Release ET6G, Frame size 1, Ics=Icu=50kA@440V AC, Icw=50kA for 1s
11634 | 2500A FP 50kA MDO MVS ACB with O/C,S/C,E/F protection, Microprocessor based Release ET6V, Frame size 1, Ics=Icu=50kA@440V AC, Icw=50kA for 1s | ACB | LV_Switchgear | MVS25N4MW6V | SCHNEIDER | 2500A | 50kA | Nos. | None | Inventory | 2500A FP 50kA MDO MVS ACB with O/C,S/C,E/F protection, Microprocessor based Release ET6V, Frame size 1, Ics=Icu=50kA@440V AC, Icw=50kA for 1s
11635 | 2500A FP 50kA EDO MVS ACB without Release & 110V AC Motor, 110V AC Closing, 110V AC Shunt, Frame size 1, Isc=Icu=50kA@440V AC, Icw=50kA for 1s | ACB | LV_Switchgear | MVS25N4NW0D_110VAC-M_110VAC-CC_110VAC-ST | SCHNEIDER | 2500A | 50kA | Nos. | None | Inventory | 2500A FP 50kA EDO MVS ACB without Release & 110V AC Motor, 110V AC Closing, 110V AC Shunt, Frame size 1, Isc=Icu=50kA@440V AC, Icw=50kA for 1s
11636 | 2500A FP 50kA EDO MVS ACB without Release & 110V DC Motor, 110V DC Closing, 110V DC Shunt, Frame size 1, Isc=Icu=50kA@440V AC, Icw=50kA for 1s | ACB | LV_Switchgear | MVS25N4NW0D_110VDC-M_110VDC-CC_110VDC-ST | SCHNEIDER | 2500A | 50kA | Nos. | None | Inventory | 2500A FP 50kA EDO MVS ACB without Release & 110V DC Motor, 110V DC Closing, 110V DC Shunt, Frame size 1, Isc=Icu=50kA@440V AC, Icw=50kA for 1s
11637 | 2500A FP 50kA EDO MVS ACB without Release & 240V AC Motor, 240V AC Closing, 240V AC Shunt, Frame size 1, Isc=Icu=50kA@440V AC, Icw=50kA for 1s | ACB | LV_Switchgear | MVS25N4NW0D_240VAC-M_240VAC-CC_240VAC-ST | SCHNEIDER | 2500A | 50kA | Nos. | None | Inventory | 2500A FP 50kA EDO MVS ACB without Release & 240V AC Motor, 240V AC Closing, 240V AC Shunt, Frame size 1, Isc=Icu=50kA@440V AC, Icw=50kA for 1s
11638 | 2500A FP 50kA EDO MVS ACB without Release & 240V DC Motor, 240V DC Closing, 240V DC Shunt, Frame size 1, Isc=Icu=50kA@440V AC, Icw=50kA for 1s | ACB | LV_Switchgear | MVS25N4NW0D_240VDC-M_240VDC-CC_240VDC-ST | SCHNEIDER | 2500A | 50kA | Nos. | None | Inventory | 2500A FP 50kA EDO MVS ACB without Release & 240V DC Motor, 240V DC Closing, 240V DC Shunt, Frame size 1, Isc=Icu=50kA@440V AC, Icw=50kA for 1s
11639 | 2500A FP 50kA EDO MVS ACB without Release & 24V DC Motor, 24V DC Closing, 24V DC Shunt, Frame size 1, Isc=Icu=50kA@440V AC, Icw=50kA for 1s | ACB | LV_Switchgear | MVS25N4NW0D_24VDC-M_24VDC-CC_24VDC-ST | SCHNEIDER | 2500A | 50kA | Nos. | None | Inventory | 2500A FP 50kA EDO MVS ACB without Release & 24V DC Motor, 24V DC Closing, 24V DC Shunt, Frame size 1, Isc=Icu=50kA@440V AC, Icw=50kA for 1s
11640 | 2500A FP 50kA EDO MVS ACB without Release & 415V AC Motor, 415V AC Closing, 415V AC Shunt, Frame size 1, Isc=Icu=50kA@440V AC, Icw=50kA for 1s | ACB | LV_Switchgear | MVS25N4NW0D_415VAC-M_415VAC-CC_415VAC-ST | SCHNEIDER | 2500A | 50kA | Nos. | None | Inventory | 2500A FP 50kA EDO MVS ACB without Release & 415V AC Motor, 415V AC Closing, 415V AC Shunt, Frame size 1, Isc=Icu=50kA@440V AC, Icw=50kA for 1s
11641 | 2500A FP 50kA EDO MVS ACB without Release & 48V DC Motor, 48V DC Closing, 48V DC Shunt, Frame size 1, Isc=Icu=50kA@440V AC, Icw=50kA for 1s | ACB | LV_Switchgear | MVS25N4NW0D_48VDC-M_48VDC-CC_48VDC-ST | SCHNEIDER | 2500A | 50kA | Nos. | None | Inventory | 2500A FP 50kA EDO MVS ACB without Release & 48V DC Motor, 48V DC Closing, 48V DC Shunt, Frame size 1, Isc=Icu=50kA@440V AC, Icw=50kA for 1s
11642 | 2500A FP 50kA EDO MVS ACB with O/C,S/C protection & 110V AC Motor, 110V AC Closing, 110V AC Shunt, Microprocessor based Release ET2A, Frame size 1, Isc=Icu=50kA@440V AC, Icw=50kA for 1s | ACB | LV_Switchgear | MVS25N4NW2A_110VAC-M_110VAC-CC_110VAC-ST | SCHNEIDER | 2500A | 50kA | Nos. | None | Inventory | 2500A FP 50kA EDO MVS ACB with O/C,S/C protection & 110V AC Motor, 110V AC Closing, 110V AC Shunt, Microprocessor based Release ET2A, Frame size 1, Isc=Icu=50kA@440V AC, Icw=50kA for 1s
11643 | 2500A FP 50kA EDO MVS ACB with O/C,S/C protection & 110V DC Motor, 110V DC Closing, 110V DC Shunt, Microprocessor based Release ET2A, Frame size 1, Isc=Icu=50kA@440V AC, Icw=50kA for 1s | ACB | LV_Switchgear | MVS25N4NW2A_110VDC-M_110VDC-CC_110VDC-ST | SCHNEIDER | 2500A | 50kA | Nos. | None | Inventory | 2500A FP 50kA EDO MVS ACB with O/C,S/C protection & 110V DC Motor, 110V DC Closing, 110V DC Shunt, Microprocessor based Release ET2A, Frame size 1, Isc=Icu=50kA@440V AC, Icw=50kA for 1s
11644 | 2500A FP 50kA EDO MVS ACB with O/C,S/C protection & 240V AC Motor, 240V AC Closing, 240V AC Shunt, Microprocessor based Release ET2A, Frame size 1, Isc=Icu=50kA@440V AC, Icw=50kA for 1s | ACB | LV_Switchgear | MVS25N4NW2A_240VAC-M_240VAC-CC_240VAC-ST | SCHNEIDER | 2500A | 50kA | Nos. | None | Inventory | 2500A FP 50kA EDO MVS ACB with O/C,S/C protection & 240V AC Motor, 240V AC Closing, 240V AC Shunt, Microprocessor based Release ET2A, Frame size 1, Isc=Icu=50kA@440V AC, Icw=50kA for 1s
11645 | 2500A FP 50kA EDO MVS ACB with O/C,S/C protection & 240V DC Motor, 240V DC Closing, 240V DC Shunt, Microprocessor based Release ET2A, Frame size 1, Isc=Icu=50kA@440V AC, Icw=50kA for 1s | ACB | LV_Switchgear | MVS25N4NW2A_240VDC-M_240VDC-CC_240VDC-ST | SCHNEIDER | 2500A | 50kA | Nos. | None | Inventory | 2500A FP 50kA EDO MVS ACB with O/C,S/C protection & 240V DC Motor, 240V DC Closing, 240V DC Shunt, Microprocessor based Release ET2A, Frame size 1, Isc=Icu=50kA@440V AC, Icw=50kA for 1s
11646 | 2500A FP 50kA EDO MVS ACB with O/C,S/C protection & 24V DC Motor, 24V DC Closing, 24V DC Shunt, Microprocessor based Release ET2A, Frame size 1, Isc=Icu=50kA@440V AC, Icw=50kA for 1s | ACB | LV_Switchgear | MVS25N4NW2A_24VDC-M_24VDC-CC_24VDC-ST | SCHNEIDER | 2500A | 50kA | Nos. | None | Inventory | 2500A FP 50kA EDO MVS ACB with O/C,S/C protection & 24V DC Motor, 24V DC Closing, 24V DC Shunt, Microprocessor based Release ET2A, Frame size 1, Isc=Icu=50kA@440V AC, Icw=50kA for 1s
11647 | 2500A FP 50kA EDO MVS ACB with O/C,S/C protection & 415V AC Motor, 415V AC Closing, 415V AC Shunt, Microprocessor based Release ET2A, Frame size 1, Isc=Icu=50kA@440V AC, Icw=50kA for 1s | ACB | LV_Switchgear | MVS25N4NW2A_415VAC-M_415VAC-CC_415VAC-ST | SCHNEIDER | 2500A | 50kA | Nos. | None | Inventory | 2500A FP 50kA EDO MVS ACB with O/C,S/C protection & 415V AC Motor, 415V AC Closing, 415V AC Shunt, Microprocessor based Release ET2A, Frame size 1, Isc=Icu=50kA@440V AC, Icw=50kA for 1s
11648 | 2500A FP 50kA EDO MVS ACB with O/C,S/C protection & 48V DC Motor, 48V DC Closing, 48V DC Shunt, Microprocessor based Release ET2A, Frame size 1, Isc=Icu=50kA@440V AC, Icw=50kA for 1s | ACB | LV_Switchgear | MVS25N4NW2A_48VDC-M_48VDC-CC_48VDC-ST | SCHNEIDER | 2500A | 50kA | Nos. | None | Inventory | 2500A FP 50kA EDO MVS ACB with O/C,S/C protection & 48V DC Motor, 48V DC Closing, 48V DC Shunt, Microprocessor based Release ET2A, Frame size 1, Isc=Icu=50kA@440V AC, Icw=50kA for 1s
11649 | 2500A FP 50kA EDO MVS ACB with O/C,S/C protection & 110V AC Motor, 110V AC Closing, 110V AC Shunt, Microprocessor based Release ET2L, Frame size 1, Isc=Icu=50kA@440V AC, Icw=50kA for 1s | ACB | LV_Switchgear | MVS25N4NW2L_110VAC-M_110VAC-CC_110VAC-ST | SCHNEIDER | 2500A | 50kA | Nos. | None | Inventory | 2500A FP 50kA EDO MVS ACB with O/C,S/C protection & 110V AC Motor, 110V AC Closing, 110V AC Shunt, Microprocessor based Release ET2L, Frame size 1, Isc=Icu=50kA@440V AC, Icw=50kA for 1s
11650 | 2500A FP 50kA EDO MVS ACB with O/C,S/C protection & 110V DC Motor, 110V DC Closing, 110V DC Shunt, Microprocessor based Release ET2L, Frame size 1, Isc=Icu=50kA@440V AC, Icw=50kA for 1s | ACB | LV_Switchgear | MVS25N4NW2L_110VDC-M_110VDC-CC_110VDC-ST | SCHNEIDER | 2500A | 50kA | Nos. | None | Inventory | 2500A FP 50kA EDO MVS ACB with O/C,S/C protection & 110V DC Motor, 110V DC Closing, 110V DC Shunt, Microprocessor based Release ET2L, Frame size 1, Isc=Icu=50kA@440V AC, Icw=50kA for 1s
11651 | 2500A FP 50kA EDO MVS ACB with O/C,S/C protection & 240V AC Motor, 240V AC Closing, 240V AC Shunt, Microprocessor based Release ET2L, Frame size 1, Isc=Icu=50kA@440V AC, Icw=50kA for 1s | ACB | LV_Switchgear | MVS25N4NW2L_240VAC-M_240VAC-CC_240VAC-ST | SCHNEIDER | 2500A | 50kA | Nos. | None | Inventory | 2500A FP 50kA EDO MVS ACB with O/C,S/C protection & 240V AC Motor, 240V AC Closing, 240V AC Shunt, Microprocessor based Release ET2L, Frame size 1, Isc=Icu=50kA@440V AC, Icw=50kA for 1s
11652 | 2500A FP 50kA EDO MVS ACB with O/C,S/C protection & 240V DC Motor, 240V DC Closing, 240V DC Shunt, Microprocessor based Release ET2L, Frame size 1, Isc=Icu=50kA@440V AC, Icw=50kA for 1s | ACB | LV_Switchgear | MVS25N4NW2L_240VDC-M_240VDC-CC_240VDC-ST | SCHNEIDER | 2500A | 50kA | Nos. | None | Inventory | 2500A FP 50kA EDO MVS ACB with O/C,S/C protection & 240V DC Motor, 240V DC Closing, 240V DC Shunt, Microprocessor based Release ET2L, Frame size 1, Isc=Icu=50kA@440V AC, Icw=50kA for 1s
11653 | 2500A FP 50kA EDO MVS ACB with O/C,S/C protection & 24V DC Motor, 24V DC Closing, 24V DC Shunt, Microprocessor based Release ET2L, Frame size 1, Isc=Icu=50kA@440V AC, Icw=50kA for 1s | ACB | LV_Switchgear | MVS25N4NW2L_24VDC-M_24VDC-CC_24VDC-ST | SCHNEIDER | 2500A | 50kA | Nos. | None | Inventory | 2500A FP 50kA EDO MVS ACB with O/C,S/C protection & 24V DC Motor, 24V DC Closing, 24V DC Shunt, Microprocessor based Release ET2L, Frame size 1, Isc=Icu=50kA@440V AC, Icw=50kA for 1s
11654 | 2500A FP 50kA EDO MVS ACB with O/C,S/C protection & 415V AC Motor, 415V AC Closing, 415V AC Shunt, Microprocessor based Release ET2L, Frame size 1, Isc=Icu=50kA@440V AC, Icw=50kA for 1s | ACB | LV_Switchgear | MVS25N4NW2L_415VAC-M_415VAC-CC_415VAC-ST | SCHNEIDER | 2500A | 50kA | Nos. | None | Inventory | 2500A FP 50kA EDO MVS ACB with O/C,S/C protection & 415V AC Motor, 415V AC Closing, 415V AC Shunt, Microprocessor based Release ET2L, Frame size 1, Isc=Icu=50kA@440V AC, Icw=50kA for 1s
11655 | 2500A FP 50kA EDO MVS ACB with O/C,S/C protection & 48V DC Motor, 48V DC Closing, 48V DC Shunt, Microprocessor based Release ET2L, Frame size 1, Isc=Icu=50kA@440V AC, Icw=50kA for 1s | ACB | LV_Switchgear | MVS25N4NW2L_48VDC-M_48VDC-CC_48VDC-ST | SCHNEIDER | 2500A | 50kA | Nos. | None | Inventory | 2500A FP 50kA EDO MVS ACB with O/C,S/C protection & 48V DC Motor, 48V DC Closing, 48V DC Shunt, Microprocessor based Release ET2L, Frame size 1, Isc=Icu=50kA@440V AC, Icw=50kA for 1s
11656 | 2500A FP 50kA EDO MVS ACB with O/C,S/C protection & 110V AC Motor, 110V AC Closing, 110V AC Shunt, Microprocessor based Release ET2V, Frame size 1, Isc=Icu=50kA@440V AC, Icw=50kA for 1s | ACB | LV_Switchgear | MVS25N4NW2V_110VAC-M_110VAC-CC_110VAC-ST | SCHNEIDER | 2500A | 50kA | Nos. | None | Inventory | 2500A FP 50kA EDO MVS ACB with O/C,S/C protection & 110V AC Motor, 110V AC Closing, 110V AC Shunt, Microprocessor based Release ET2V, Frame size 1, Isc=Icu=50kA@440V AC, Icw=50kA for 1s
11657 | 2500A FP 50kA EDO MVS ACB with O/C,S/C protection & 110V DC Motor, 110V DC Closing, 110V DC Shunt, Microprocessor based Release ET2V, Frame size 1, Isc=Icu=50kA@440V AC, Icw=50kA for 1s | ACB | LV_Switchgear | MVS25N4NW2V_110VDC-M_110VDC-CC_110VDC-ST | SCHNEIDER | 2500A | 50kA | Nos. | None | Inventory | 2500A FP 50kA EDO MVS ACB with O/C,S/C protection & 110V DC Motor, 110V DC Closing, 110V DC Shunt, Microprocessor based Release ET2V, Frame size 1, Isc=Icu=50kA@440V AC, Icw=50kA for 1s
11658 | 2500A FP 50kA EDO MVS ACB with O/C,S/C protection & 240V AC Motor, 240V AC Closing, 240V AC Shunt, Microprocessor based Release ET2V, Frame size 1, Isc=Icu=50kA@440V AC, Icw=50kA for 1s | ACB | LV_Switchgear | MVS25N4NW2V_240VAC-M_240VAC-CC_240VAC-ST | SCHNEIDER | 2500A | 50kA | Nos. | None | Inventory | 2500A FP 50kA EDO MVS ACB with O/C,S/C protection & 240V AC Motor, 240V AC Closing, 240V AC Shunt, Microprocessor based Release ET2V, Frame size 1, Isc=Icu=50kA@440V AC, Icw=50kA for 1s
11659 | 2500A FP 50kA EDO MVS ACB with O/C,S/C protection & 240V DC Motor, 240V DC Closing, 240V DC Shunt, Microprocessor based Release ET2V, Frame size 1, Isc=Icu=50kA@440V AC, Icw=50kA for 1s | ACB | LV_Switchgear | MVS25N4NW2V_240VDC-M_240VDC-CC_240VDC-ST | SCHNEIDER | 2500A | 50kA | Nos. | None | Inventory | 2500A FP 50kA EDO MVS ACB with O/C,S/C protection & 240V DC Motor, 240V DC Closing, 240V DC Shunt, Microprocessor based Release ET2V, Frame size 1, Isc=Icu=50kA@440V AC, Icw=50kA for 1s
11660 | 2500A FP 50kA EDO MVS ACB with O/C,S/C protection & 24V DC Motor, 24V DC Closing, 24V DC Shunt, Microprocessor based Release ET2V, Frame size 1, Isc=Icu=50kA@440V AC, Icw=50kA for 1s | ACB | LV_Switchgear | MVS25N4NW2V_24VDC-M_24VDC-CC_24VDC-ST | SCHNEIDER | 2500A | 50kA | Nos. | None | Inventory | 2500A FP 50kA EDO MVS ACB with O/C,S/C protection & 24V DC Motor, 24V DC Closing, 24V DC Shunt, Microprocessor based Release ET2V, Frame size 1, Isc=Icu=50kA@440V AC, Icw=50kA for 1s
11661 | 2500A FP 50kA EDO MVS ACB with O/C,S/C protection & 415V AC Motor, 415V AC Closing, 415V AC Shunt, Microprocessor based Release ET2V, Frame size 1, Isc=Icu=50kA@440V AC, Icw=50kA for 1s | ACB | LV_Switchgear | MVS25N4NW2V_415VAC-M_415VAC-CC_415VAC-ST | SCHNEIDER | 2500A | 50kA | Nos. | None | Inventory | 2500A FP 50kA EDO MVS ACB with O/C,S/C protection & 415V AC Motor, 415V AC Closing, 415V AC Shunt, Microprocessor based Release ET2V, Frame size 1, Isc=Icu=50kA@440V AC, Icw=50kA for 1s
11662 | 2500A FP 50kA EDO MVS ACB with O/C,S/C protection & 48V DC Motor, 48V DC Closing, 48V DC Shunt, Microprocessor based Release ET2V, Frame size 1, Isc=Icu=50kA@440V AC, Icw=50kA for 1s | ACB | LV_Switchgear | MVS25N4NW2V_48VDC-M_48VDC-CC_48VDC-ST | SCHNEIDER | 2500A | 50kA | Nos. | None | Inventory | 2500A FP 50kA EDO MVS ACB with O/C,S/C protection & 48V DC Motor, 48V DC Closing, 48V DC Shunt, Microprocessor based Release ET2V, Frame size 1, Isc=Icu=50kA@440V AC, Icw=50kA for 1s
11663 | 2500A FP 50kA EDO MVS ACB with O/C,S/C,E/F protection & 110V AC Motor, 110V AC Closing, 110V AC Shunt, Microprocessor based Release ET6A, Frame size 1, Isc=Icu=50kA@440V AC, Icw=50kA for 1s | ACB | LV_Switchgear | MVS25N4NW6A_110VAC-M_110VAC-CC_110VAC-ST | SCHNEIDER | 2500A | 50kA | Nos. | None | Inventory | 2500A FP 50kA EDO MVS ACB with O/C,S/C,E/F protection & 110V AC Motor, 110V AC Closing, 110V AC Shunt, Microprocessor based Release ET6A, Frame size 1, Isc=Icu=50kA@440V AC, Icw=50kA for 1s
11664 | 2500A FP 50kA EDO MVS ACB with O/C,S/C,E/F protection & 110V DC Motor, 110V DC Closing, 110V DC Shunt, Microprocessor based Release ET6A, Frame size 1, Isc=Icu=50kA@440V AC, Icw=50kA for 1s | ACB | LV_Switchgear | MVS25N4NW6A_110VDC-M_110VDC-CC_110VDC-ST | SCHNEIDER | 2500A | 50kA | Nos. | None | Inventory | 2500A FP 50kA EDO MVS ACB with O/C,S/C,E/F protection & 110V DC Motor, 110V DC Closing, 110V DC Shunt, Microprocessor based Release ET6A, Frame size 1, Isc=Icu=50kA@440V AC, Icw=50kA for 1s
11665 | 2500A FP 50kA EDO MVS ACB with O/C,S/C,E/F protection & 240V AC Motor, 240V AC Closing, 240V AC Shunt, Microprocessor based Release ET6A, Frame size 1, Isc=Icu=50kA@440V AC, Icw=50kA for 1s | ACB | LV_Switchgear | MVS25N4NW6A_240VAC-M_240VAC-CC_240VAC-ST | SCHNEIDER | 2500A | 50kA | Nos. | None | Inventory | 2500A FP 50kA EDO MVS ACB with O/C,S/C,E/F protection & 240V AC Motor, 240V AC Closing, 240V AC Shunt, Microprocessor based Release ET6A, Frame size 1, Isc=Icu=50kA@440V AC, Icw=50kA for 1s
11666 | 2500A FP 50kA EDO MVS ACB with O/C,S/C,E/F protection & 240V DC Motor, 240V DC Closing, 240V DC Shunt, Microprocessor based Release ET6A, Frame size 1, Isc=Icu=50kA@440V AC, Icw=50kA for 1s | ACB | LV_Switchgear | MVS25N4NW6A_240VDC-M_240VDC-CC_240VDC-ST | SCHNEIDER | 2500A | 50kA | Nos. | None | Inventory | 2500A FP 50kA EDO MVS ACB with O/C,S/C,E/F protection & 240V DC Motor, 240V DC Closing, 240V DC Shunt, Microprocessor based Release ET6A, Frame size 1, Isc=Icu=50kA@440V AC, Icw=50kA for 1s
11667 | 2500A FP 50kA EDO MVS ACB with O/C,S/C,E/F protection & 24V DC Motor, 24V DC Closing, 24V DC Shunt, Microprocessor based Release ET6A, Frame size 1, Isc=Icu=50kA@440V AC, Icw=50kA for 1s | ACB | LV_Switchgear | MVS25N4NW6A_24VDC-M_24VDC-CC_24VDC-ST | SCHNEIDER | 2500A | 50kA | Nos. | None | Inventory | 2500A FP 50kA EDO MVS ACB with O/C,S/C,E/F protection & 24V DC Motor, 24V DC Closing, 24V DC Shunt, Microprocessor based Release ET6A, Frame size 1, Isc=Icu=50kA@440V AC, Icw=50kA for 1s
11668 | 2500A FP 50kA EDO MVS ACB with O/C,S/C,E/F protection & 415V AC Motor, 415V AC Closing, 415V AC Shunt, Microprocessor based Release ET6A, Frame size 1, Isc=Icu=50kA@440V AC, Icw=50kA for 1s | ACB | LV_Switchgear | MVS25N4NW6A_415VAC-M_415VAC-CC_415VAC-ST | SCHNEIDER | 2500A | 50kA | Nos. | None | Inventory | 2500A FP 50kA EDO MVS ACB with O/C,S/C,E/F protection & 415V AC Motor, 415V AC Closing, 415V AC Shunt, Microprocessor based Release ET6A, Frame size 1, Isc=Icu=50kA@440V AC, Icw=50kA for 1s
11669 | 2500A FP 50kA EDO MVS ACB with O/C,S/C,E/F protection & 48V DC Motor, 48V DC Closing, 48V DC Shunt, Microprocessor based Release ET6A, Frame size 1, Isc=Icu=50kA@440V AC, Icw=50kA for 1s | ACB | LV_Switchgear | MVS25N4NW6A_48VDC-M_48VDC-CC_48VDC-ST | SCHNEIDER | 2500A | 50kA | Nos. | None | Inventory | 2500A FP 50kA EDO MVS ACB with O/C,S/C,E/F protection & 48V DC Motor, 48V DC Closing, 48V DC Shunt, Microprocessor based Release ET6A, Frame size 1, Isc=Icu=50kA@440V AC, Icw=50kA for 1s
11670 | 2500A FP 50kA EDO MVS ACB with O/C,S/C,E/F protection & 110V AC Motor, 110V AC Closing, 110V AC Shunt, Microprocessor based Release ET6G, Frame size 1, Isc=Icu=50kA@440V AC, Icw=50kA for 1s | ACB | LV_Switchgear | MVS25N4NW6L_110VAC-M_110VAC-CC_110VAC-ST | SCHNEIDER | 2500A | 50kA | Nos. | None | Inventory | 2500A FP 50kA EDO MVS ACB with O/C,S/C,E/F protection & 110V AC Motor, 110V AC Closing, 110V AC Shunt, Microprocessor based Release ET6G, Frame size 1, Isc=Icu=50kA@440V AC, Icw=50kA for 1s
11671 | 2500A FP 50kA EDO MVS ACB with O/C,S/C,E/F protection & 110V DC Motor, 110V DC Closing, 110V DC Shunt, Microprocessor based Release ET6G, Frame size 1, Isc=Icu=50kA@440V AC, Icw=50kA for 1s | ACB | LV_Switchgear | MVS25N4NW6L_110VDC-M_110VDC-CC_110VDC-ST | SCHNEIDER | 2500A | 50kA | Nos. | None | Inventory | 2500A FP 50kA EDO MVS ACB with O/C,S/C,E/F protection & 110V DC Motor, 110V DC Closing, 110V DC Shunt, Microprocessor based Release ET6G, Frame size 1, Isc=Icu=50kA@440V AC, Icw=50kA for 1s
11672 | 2500A FP 50kA EDO MVS ACB with O/C,S/C,E/F protection & 240V AC Motor, 240V AC Closing, 240V AC Shunt, Microprocessor based Release ET6G, Frame size 1, Isc=Icu=50kA@440V AC, Icw=50kA for 1s | ACB | LV_Switchgear | MVS25N4NW6L_240VAC-M_240VAC-CC_240VAC-ST | SCHNEIDER | 2500A | 50kA | Nos. | None | Inventory | 2500A FP 50kA EDO MVS ACB with O/C,S/C,E/F protection & 240V AC Motor, 240V AC Closing, 240V AC Shunt, Microprocessor based Release ET6G, Frame size 1, Isc=Icu=50kA@440V AC, Icw=50kA for 1s
11673 | 2500A FP 50kA EDO MVS ACB with O/C,S/C,E/F protection & 240V DC Motor, 240V DC Closing, 240V DC Shunt, Microprocessor based Release ET6G, Frame size 1, Isc=Icu=50kA@440V AC, Icw=50kA for 1s | ACB | LV_Switchgear | MVS25N4NW6L_240VDC-M_240VDC-CC_240VDC-ST | SCHNEIDER | 2500A | 50kA | Nos. | None | Inventory | 2500A FP 50kA EDO MVS ACB with O/C,S/C,E/F protection & 240V DC Motor, 240V DC Closing, 240V DC Shunt, Microprocessor based Release ET6G, Frame size 1, Isc=Icu=50kA@440V AC, Icw=50kA for 1s
11674 | 2500A FP 50kA EDO MVS ACB with O/C,S/C,E/F protection & 24V DC Motor, 24V DC Closing, 24V DC Shunt, Microprocessor based Release ET6G, Frame size 1, Isc=Icu=50kA@440V AC, Icw=50kA for 1s | ACB | LV_Switchgear | MVS25N4NW6L_24VDC-M_24VDC-CC_24VDC-ST | SCHNEIDER | 2500A | 50kA | Nos. | None | Inventory | 2500A FP 50kA EDO MVS ACB with O/C,S/C,E/F protection & 24V DC Motor, 24V DC Closing, 24V DC Shunt, Microprocessor based Release ET6G, Frame size 1, Isc=Icu=50kA@440V AC, Icw=50kA for 1s
11675 | 2500A FP 50kA EDO MVS ACB with O/C,S/C,E/F protection & 415V AC Motor, 415V AC Closing, 415V AC Shunt, Microprocessor based Release ET6G, Frame size 1, Isc=Icu=50kA@440V AC, Icw=50kA for 1s | ACB | LV_Switchgear | MVS25N4NW6L_415VAC-M_415VAC-CC_415VAC-ST | SCHNEIDER | 2500A | 50kA | Nos. | None | Inventory | 2500A FP 50kA EDO MVS ACB with O/C,S/C,E/F protection & 415V AC Motor, 415V AC Closing, 415V AC Shunt, Microprocessor based Release ET6G, Frame size 1, Isc=Icu=50kA@440V AC, Icw=50kA for 1s
11676 | 2500A FP 50kA EDO MVS ACB with O/C,S/C,E/F protection & 48V DC Motor, 48V DC Closing, 48V DC Shunt, Microprocessor based Release ET6G, Frame size 1, Isc=Icu=50kA@440V AC, Icw=50kA for 1s | ACB | LV_Switchgear | MVS25N4NW6L_48VDC-M_48VDC-CC_48VDC-ST | SCHNEIDER | 2500A | 50kA | Nos. | None | Inventory | 2500A FP 50kA EDO MVS ACB with O/C,S/C,E/F protection & 48V DC Motor, 48V DC Closing, 48V DC Shunt, Microprocessor based Release ET6G, Frame size 1, Isc=Icu=50kA@440V AC, Icw=50kA for 1s
11677 | 2500A FP 50kA EDO MVS ACB with O/C,S/C,E/F protection & 110V AC Motor, 110V AC Closing, 110V AC Shunt, Microprocessor based Release ET6V, Frame size 1, Isc=Icu=50kA@440V AC, Icw=50kA for 1s | ACB | LV_Switchgear | MVS25N4NW6V_110VAC-M_110VAC-CC_110VAC-ST | SCHNEIDER | 2500A | 50kA | Nos. | None | Inventory | 2500A FP 50kA EDO MVS ACB with O/C,S/C,E/F protection & 110V AC Motor, 110V AC Closing, 110V AC Shunt, Microprocessor based Release ET6V, Frame size 1, Isc=Icu=50kA@440V AC, Icw=50kA for 1s
11678 | 2500A FP 50kA EDO MVS ACB with O/C,S/C,E/F protection & 110V DC Motor, 110V DC Closing, 110V DC Shunt, Microprocessor based Release ET6V, Frame size 1, Isc=Icu=50kA@440V AC, Icw=50kA for 1s | ACB | LV_Switchgear | MVS25N4NW6V_110VDC-M_110VDC-CC_110VDC-ST | SCHNEIDER | 2500A | 50kA | Nos. | None | Inventory | 2500A FP 50kA EDO MVS ACB with O/C,S/C,E/F protection & 110V DC Motor, 110V DC Closing, 110V DC Shunt, Microprocessor based Release ET6V, Frame size 1, Isc=Icu=50kA@440V AC, Icw=50kA for 1s
11679 | 2500A FP 50kA EDO MVS ACB with O/C,S/C,E/F protection & 240V AC Motor, 240V AC Closing, 240V AC Shunt, Microprocessor based Release ET6V, Frame size 1, Isc=Icu=50kA@440V AC, Icw=50kA for 1s | ACB | LV_Switchgear | MVS25N4NW6V_240VAC-M_240VAC-CC_240VAC-ST | SCHNEIDER | 2500A | 50kA | Nos. | None | Inventory | 2500A FP 50kA EDO MVS ACB with O/C,S/C,E/F protection & 240V AC Motor, 240V AC Closing, 240V AC Shunt, Microprocessor based Release ET6V, Frame size 1, Isc=Icu=50kA@440V AC, Icw=50kA for 1s
11680 | 2500A FP 50kA EDO MVS ACB with O/C,S/C,E/F protection & 240V DC Motor, 240V DC Closing, 240V DC Shunt, Microprocessor based Release ET6V, Frame size 1, Isc=Icu=50kA@440V AC, Icw=50kA for 1s | ACB | LV_Switchgear | MVS25N4NW6V_240VDC-M_240VDC-CC_240VDC-ST | SCHNEIDER | 2500A | 50kA | Nos. | None | Inventory | 2500A FP 50kA EDO MVS ACB with O/C,S/C,E/F protection & 240V DC Motor, 240V DC Closing, 240V DC Shunt, Microprocessor based Release ET6V, Frame size 1, Isc=Icu=50kA@440V AC, Icw=50kA for 1s
11681 | 2500A FP 50kA EDO MVS ACB with O/C,S/C,E/F protection & 24V DC Motor, 24V DC Closing, 24V DC Shunt, Microprocessor based Release ET6V, Frame size 1, Isc=Icu=50kA@440V AC, Icw=50kA for 1s | ACB | LV_Switchgear | MVS25N4NW6V_24VDC-M_24VDC-CC_24VDC-ST | SCHNEIDER | 2500A | 50kA | Nos. | None | Inventory | 2500A FP 50kA EDO MVS ACB with O/C,S/C,E/F protection & 24V DC Motor, 24V DC Closing, 24V DC Shunt, Microprocessor based Release ET6V, Frame size 1, Isc=Icu=50kA@440V AC, Icw=50kA for 1s
11682 | 2500A FP 50kA EDO MVS ACB with O/C,S/C,E/F protection & 415V AC Motor, 415V AC Closing, 415V AC Shunt, Microprocessor based Release ET6V, Frame size 1, Isc=Icu=50kA@440V AC, Icw=50kA for 1s | ACB | LV_Switchgear | MVS25N4NW6V_415VAC-M_415VAC-CC_415VAC-ST | SCHNEIDER | 2500A | 50kA | Nos. | None | Inventory | 2500A FP 50kA EDO MVS ACB with O/C,S/C,E/F protection & 415V AC Motor, 415V AC Closing, 415V AC Shunt, Microprocessor based Release ET6V, Frame size 1, Isc=Icu=50kA@440V AC, Icw=50kA for 1s
11683 | 2500A FP 50kA EDO MVS ACB with O/C,S/C,E/F protection & 48V DC Motor, 48V DC Closing, 48V DC Shunt, Microprocessor based Release ET6V, Frame size 1, Isc=Icu=50kA@440V AC, Icw=50kA for 1s | ACB | LV_Switchgear | MVS25N4NW6V_48VDC-M_48VDC-CC_48VDC-ST | SCHNEIDER | 2500A | 50kA | Nos. | None | Inventory | 2500A FP 50kA EDO MVS ACB with O/C,S/C,E/F protection & 48V DC Motor, 48V DC Closing, 48V DC Shunt, Microprocessor based Release ET6V, Frame size 1, Isc=Icu=50kA@440V AC, Icw=50kA for 1s
11684 | 3200A TP 50kA MDO MVS ACB without Release, Frame size 1, Ics=Icu=50kA@440V AC, Icw=50kA for 1s | ACB | LV_Switchgear | MVS32N3MW0D | SCHNEIDER | 3200A | 50kA | Nos. | None | Inventory | 3200A TP 50kA MDO MVS ACB without Release, Frame size 1, Ics=Icu=50kA@440V AC, Icw=50kA for 1s
11685 | 3200A TP 50kA MDO MVS ACB with O/C,S/C protection, Microprocessor based Release ET2A, Frame size 1, Ics=Icu=50kA@440V AC, Icw=50kA for 1s | ACB | LV_Switchgear | MVS32N3MW2A | SCHNEIDER | 3200A | 50kA | Nos. | None | Inventory | 3200A TP 50kA MDO MVS ACB with O/C,S/C protection, Microprocessor based Release ET2A, Frame size 1, Ics=Icu=50kA@440V AC, Icw=50kA for 1s
11686 | 3200A TP 50kA MDO MVS ACB with O/C,S/C protection, Microprocessor based Release ET2L, Frame size 1, Ics=Icu=50kA@440V AC, Icw=50kA for 1s | ACB | LV_Switchgear | MVS32N3MW2L | SCHNEIDER | 3200A | 50kA | Nos. | None | Inventory | 3200A TP 50kA MDO MVS ACB with O/C,S/C protection, Microprocessor based Release ET2L, Frame size 1, Ics=Icu=50kA@440V AC, Icw=50kA for 1s
11687 | 3200A TP 50kA MDO MVS ACB with O/C,S/C protection, Microprocessor based Release ET2V, Frame size 1, Ics=Icu=50kA@440V AC, Icw=50kA for 1s | ACB | LV_Switchgear | MVS32N3MW2V | SCHNEIDER | 3200A | 50kA | Nos. | None | Inventory | 3200A TP 50kA MDO MVS ACB with O/C,S/C protection, Microprocessor based Release ET2V, Frame size 1, Ics=Icu=50kA@440V AC, Icw=50kA for 1s
11688 | 3200A TP 50kA MDO MVS ACB with O/C,S/C,E/F protection, Microprocessor based Release ET6A, Frame size 1, Ics=Icu=50kA@440V AC, Icw=50kA for 1s | ACB | LV_Switchgear | MVS32N3MW6A | SCHNEIDER | 3200A | 50kA | Nos. | None | Inventory | 3200A TP 50kA MDO MVS ACB with O/C,S/C,E/F protection, Microprocessor based Release ET6A, Frame size 1, Ics=Icu=50kA@440V AC, Icw=50kA for 1s
11689 | 3200A TP 50kA MDO MVS ACB with O/C,S/C,E/F protection, Microprocessor based Release ET6G, Frame size 1, Ics=Icu=50kA@440V AC, Icw=50kA for 1s | ACB | LV_Switchgear | MVS32N3MW6L | SCHNEIDER | 3200A | 50kA | Nos. | None | Inventory | 3200A TP 50kA MDO MVS ACB with O/C,S/C,E/F protection, Microprocessor based Release ET6G, Frame size 1, Ics=Icu=50kA@440V AC, Icw=50kA for 1s
11690 | 3200A TP 50kA MDO MVS ACB with O/C,S/C,E/F protection, Microprocessor based Release ET6V, Frame size 1, Ics=Icu=50kA@440V AC, Icw=50kA for 1s | ACB | LV_Switchgear | MVS32N3MW6V | SCHNEIDER | 3200A | 50kA | Nos. | None | Inventory | 3200A TP 50kA MDO MVS ACB with O/C,S/C,E/F protection, Microprocessor based Release ET6V, Frame size 1, Ics=Icu=50kA@440V AC, Icw=50kA for 1s
11691 | 3200A TP 50kA EDO MVS ACB without Release & 110V AC Motor, 110V AC Closing, 110V AC Shunt, Frame size 1, Isc=Icu=50kA@440V AC, Icw=50kA for 1s | ACB | LV_Switchgear | MVS32N3NW0D_110VAC-M_110VAC-CC_110VAC-ST | SCHNEIDER | 3200A | 50kA | Nos. | None | Inventory | 3200A TP 50kA EDO MVS ACB without Release & 110V AC Motor, 110V AC Closing, 110V AC Shunt, Frame size 1, Isc=Icu=50kA@440V AC, Icw=50kA for 1s
11692 | 3200A TP 50kA EDO MVS ACB without Release & 110V DC Motor, 110V DC Closing, 110V DC Shunt, Frame size 1, Isc=Icu=50kA@440V AC, Icw=50kA for 1s | ACB | LV_Switchgear | MVS32N3NW0D_110VDC-M_110VDC-CC_110VDC-ST | SCHNEIDER | 3200A | 50kA | Nos. | None | Inventory | 3200A TP 50kA EDO MVS ACB without Release & 110V DC Motor, 110V DC Closing, 110V DC Shunt, Frame size 1, Isc=Icu=50kA@440V AC, Icw=50kA for 1s
11693 | 3200A TP 50kA EDO MVS ACB without Release & 240V AC Motor, 240V AC Closing, 240V AC Shunt, Frame size 1, Isc=Icu=50kA@440V AC, Icw=50kA for 1s | ACB | LV_Switchgear | MVS32N3NW0D_240VAC-M_240VAC-CC_240VAC-ST | SCHNEIDER | 3200A | 50kA | Nos. | None | Inventory | 3200A TP 50kA EDO MVS ACB without Release & 240V AC Motor, 240V AC Closing, 240V AC Shunt, Frame size 1, Isc=Icu=50kA@440V AC, Icw=50kA for 1s
11694 | 3200A TP 50kA EDO MVS ACB without Release & 240V DC Motor, 240V DC Closing, 240V DC Shunt, Frame size 1, Isc=Icu=50kA@440V AC, Icw=50kA for 1s | ACB | LV_Switchgear | MVS32N3NW0D_240VDC-M_240VDC-CC_240VDC-ST | SCHNEIDER | 3200A | 50kA | Nos. | None | Inventory | 3200A TP 50kA EDO MVS ACB without Release & 240V DC Motor, 240V DC Closing, 240V DC Shunt, Frame size 1, Isc=Icu=50kA@440V AC, Icw=50kA for 1s
11695 | 3200A TP 50kA EDO MVS ACB without Release & 24V DC Motor, 24V DC Closing, 24V DC Shunt, Frame size 1, Isc=Icu=50kA@440V AC, Icw=50kA for 1s | ACB | LV_Switchgear | MVS32N3NW0D_24VDC-M_24VDC-CC_24VDC-ST | SCHNEIDER | 3200A | 50kA | Nos. | None | Inventory | 3200A TP 50kA EDO MVS ACB without Release & 24V DC Motor, 24V DC Closing, 24V DC Shunt, Frame size 1, Isc=Icu=50kA@440V AC, Icw=50kA for 1s
11696 | 3200A TP 50kA EDO MVS ACB without Release & 415V AC Motor, 415V AC Closing, 415V AC Shunt, Frame size 1, Isc=Icu=50kA@440V AC, Icw=50kA for 1s | ACB | LV_Switchgear | MVS32N3NW0D_415VAC-M_415VAC-CC_415VAC-ST | SCHNEIDER | 3200A | 50kA | Nos. | None | Inventory | 3200A TP 50kA EDO MVS ACB without Release & 415V AC Motor, 415V AC Closing, 415V AC Shunt, Frame size 1, Isc=Icu=50kA@440V AC, Icw=50kA for 1s
11697 | 3200A TP 50kA EDO MVS ACB without Release & 48V DC Motor, 48V DC Closing, 48V DC Shunt, Frame size 1, Isc=Icu=50kA@440V AC, Icw=50kA for 1s | ACB | LV_Switchgear | MVS32N3NW0D_48VDC-M_48VDC-CC_48VDC-ST | SCHNEIDER | 3200A | 50kA | Nos. | None | Inventory | 3200A TP 50kA EDO MVS ACB without Release & 48V DC Motor, 48V DC Closing, 48V DC Shunt, Frame size 1, Isc=Icu=50kA@440V AC, Icw=50kA for 1s
11698 | 3200A TP 50kA EDO MVS ACB with O/C,S/C protection & 110V AC Motor, 110V AC Closing, 110V AC Shunt, Microprocessor based Release ET2A, Frame size 1, Isc=Icu=50kA@440V AC, Icw=50kA for 1s | ACB | LV_Switchgear | MVS32N3NW2A_110VAC-M_110VAC-CC_110VAC-ST | SCHNEIDER | 3200A | 50kA | Nos. | None | Inventory | 3200A TP 50kA EDO MVS ACB with O/C,S/C protection & 110V AC Motor, 110V AC Closing, 110V AC Shunt, Microprocessor based Release ET2A, Frame size 1, Isc=Icu=50kA@440V AC, Icw=50kA for 1s
11699 | 3200A TP 50kA EDO MVS ACB with O/C,S/C protection & 110V DC Motor, 110V DC Closing, 110V DC Shunt, Microprocessor based Release ET2A, Frame size 1, Isc=Icu=50kA@440V AC, Icw=50kA for 1s | ACB | LV_Switchgear | MVS32N3NW2A_110VDC-M_110VDC-CC_110VDC-ST | SCHNEIDER | 3200A | 50kA | Nos. | None | Inventory | 3200A TP 50kA EDO MVS ACB with O/C,S/C protection & 110V DC Motor, 110V DC Closing, 110V DC Shunt, Microprocessor based Release ET2A, Frame size 1, Isc=Icu=50kA@440V AC, Icw=50kA for 1s
11700 | 3200A TP 50kA EDO MVS ACB with O/C,S/C protection & 240V AC Motor, 240V AC Closing, 240V AC Shunt, Microprocessor based Release ET2A, Frame size 1, Isc=Icu=50kA@440V AC, Icw=50kA for 1s | ACB | LV_Switchgear | MVS32N3NW2A_240VAC-M_240VAC-CC_240VAC-ST | SCHNEIDER | 3200A | 50kA | Nos. | None | Inventory | 3200A TP 50kA EDO MVS ACB with O/C,S/C protection & 240V AC Motor, 240V AC Closing, 240V AC Shunt, Microprocessor based Release ET2A, Frame size 1, Isc=Icu=50kA@440V AC, Icw=50kA for 1s
11701 | 3200A TP 50kA EDO MVS ACB with O/C,S/C protection & 240V DC Motor, 240V DC Closing, 240V DC Shunt, Microprocessor based Release ET2A, Frame size 1, Isc=Icu=50kA@440V AC, Icw=50kA for 1s | ACB | LV_Switchgear | MVS32N3NW2A_240VDC-M_240VDC-CC_240VDC-ST | SCHNEIDER | 3200A | 50kA | Nos. | None | Inventory | 3200A TP 50kA EDO MVS ACB with O/C,S/C protection & 240V DC Motor, 240V DC Closing, 240V DC Shunt, Microprocessor based Release ET2A, Frame size 1, Isc=Icu=50kA@440V AC, Icw=50kA for 1s
11702 | 3200A TP 50kA EDO MVS ACB with O/C,S/C protection & 24V DC Motor, 24V DC Closing, 24V DC Shunt, Microprocessor based Release ET2A, Frame size 1, Isc=Icu=50kA@440V AC, Icw=50kA for 1s | ACB | LV_Switchgear | MVS32N3NW2A_24VDC-M_24VDC-CC_24VDC-ST | SCHNEIDER | 3200A | 50kA | Nos. | None | Inventory | 3200A TP 50kA EDO MVS ACB with O/C,S/C protection & 24V DC Motor, 24V DC Closing, 24V DC Shunt, Microprocessor based Release ET2A, Frame size 1, Isc=Icu=50kA@440V AC, Icw=50kA for 1s
11703 | 3200A TP 50kA EDO MVS ACB with O/C,S/C protection & 415V AC Motor, 415V AC Closing, 415V AC Shunt, Microprocessor based Release ET2A, Frame size 1, Isc=Icu=50kA@440V AC, Icw=50kA for 1s | ACB | LV_Switchgear | MVS32N3NW2A_415VAC-M_415VAC-CC_415VAC-ST | SCHNEIDER | 3200A | 50kA | Nos. | None | Inventory | 3200A TP 50kA EDO MVS ACB with O/C,S/C protection & 415V AC Motor, 415V AC Closing, 415V AC Shunt, Microprocessor based Release ET2A, Frame size 1, Isc=Icu=50kA@440V AC, Icw=50kA for 1s
11704 | 3200A TP 50kA EDO MVS ACB with O/C,S/C protection & 48V DC Motor, 48V DC Closing, 48V DC Shunt, Microprocessor based Release ET2A, Frame size 1, Isc=Icu=50kA@440V AC, Icw=50kA for 1s | ACB | LV_Switchgear | MVS32N3NW2A_48VDC-M_48VDC-CC_48VDC-ST | SCHNEIDER | 3200A | 50kA | Nos. | None | Inventory | 3200A TP 50kA EDO MVS ACB with O/C,S/C protection & 48V DC Motor, 48V DC Closing, 48V DC Shunt, Microprocessor based Release ET2A, Frame size 1, Isc=Icu=50kA@440V AC, Icw=50kA for 1s
11705 | 3200A TP 50kA EDO MVS ACB with O/C,S/C protection & 110V AC Motor, 110V AC Closing, 110V AC Shunt, Microprocessor based Release ET2L, Frame size 1, Isc=Icu=50kA@440V AC, Icw=50kA for 1s | ACB | LV_Switchgear | MVS32N3NW2L_110VAC-M_110VAC-CC_110VAC-ST | SCHNEIDER | 3200A | 50kA | Nos. | None | Inventory | 3200A TP 50kA EDO MVS ACB with O/C,S/C protection & 110V AC Motor, 110V AC Closing, 110V AC Shunt, Microprocessor based Release ET2L, Frame size 1, Isc=Icu=50kA@440V AC, Icw=50kA for 1s
11706 | 3200A TP 50kA EDO MVS ACB with O/C,S/C protection & 110V DC Motor, 110V DC Closing, 110V DC Shunt, Microprocessor based Release ET2L, Frame size 1, Isc=Icu=50kA@440V AC, Icw=50kA for 1s | ACB | LV_Switchgear | MVS32N3NW2L_110VDC-M_110VDC-CC_110VDC-ST | SCHNEIDER | 3200A | 50kA | Nos. | None | Inventory | 3200A TP 50kA EDO MVS ACB with O/C,S/C protection & 110V DC Motor, 110V DC Closing, 110V DC Shunt, Microprocessor based Release ET2L, Frame size 1, Isc=Icu=50kA@440V AC, Icw=50kA for 1s
11707 | 3200A TP 50kA EDO MVS ACB with O/C,S/C protection & 240V AC Motor, 240V AC Closing, 240V AC Shunt, Microprocessor based Release ET2L, Frame size 1, Isc=Icu=50kA@440V AC, Icw=50kA for 1s | ACB | LV_Switchgear | MVS32N3NW2L_240VAC-M_240VAC-CC_240VAC-ST | SCHNEIDER | 3200A | 50kA | Nos. | None | Inventory | 3200A TP 50kA EDO MVS ACB with O/C,S/C protection & 240V AC Motor, 240V AC Closing, 240V AC Shunt, Microprocessor based Release ET2L, Frame size 1, Isc=Icu=50kA@440V AC, Icw=50kA for 1s
11708 | 3200A TP 50kA EDO MVS ACB with O/C,S/C protection & 240V DC Motor, 240V DC Closing, 240V DC Shunt, Microprocessor based Release ET2L, Frame size 1, Isc=Icu=50kA@440V AC, Icw=50kA for 1s | ACB | LV_Switchgear | MVS32N3NW2L_240VDC-M_240VDC-CC_240VDC-ST | SCHNEIDER | 3200A | 50kA | Nos. | None | Inventory | 3200A TP 50kA EDO MVS ACB with O/C,S/C protection & 240V DC Motor, 240V DC Closing, 240V DC Shunt, Microprocessor based Release ET2L, Frame size 1, Isc=Icu=50kA@440V AC, Icw=50kA for 1s
11709 | 3200A TP 50kA EDO MVS ACB with O/C,S/C protection & 24V DC Motor, 24V DC Closing, 24V DC Shunt, Microprocessor based Release ET2L, Frame size 1, Isc=Icu=50kA@440V AC, Icw=50kA for 1s | ACB | LV_Switchgear | MVS32N3NW2L_24VDC-M_24VDC-CC_24VDC-ST | SCHNEIDER | 3200A | 50kA | Nos. | None | Inventory | 3200A TP 50kA EDO MVS ACB with O/C,S/C protection & 24V DC Motor, 24V DC Closing, 24V DC Shunt, Microprocessor based Release ET2L, Frame size 1, Isc=Icu=50kA@440V AC, Icw=50kA for 1s
11710 | 3200A TP 50kA EDO MVS ACB with O/C,S/C protection & 415V AC Motor, 415V AC Closing, 415V AC Shunt, Microprocessor based Release ET2L, Frame size 1, Isc=Icu=50kA@440V AC, Icw=50kA for 1s | ACB | LV_Switchgear | MVS32N3NW2L_415VAC-M_415VAC-CC_415VAC-ST | SCHNEIDER | 3200A | 50kA | Nos. | None | Inventory | 3200A TP 50kA EDO MVS ACB with O/C,S/C protection & 415V AC Motor, 415V AC Closing, 415V AC Shunt, Microprocessor based Release ET2L, Frame size 1, Isc=Icu=50kA@440V AC, Icw=50kA for 1s
11711 | 3200A TP 50kA EDO MVS ACB with O/C,S/C protection & 48V DC Motor, 48V DC Closing, 48V DC Shunt, Microprocessor based Release ET2L, Frame size 1, Isc=Icu=50kA@440V AC, Icw=50kA for 1s | ACB | LV_Switchgear | MVS32N3NW2L_48VDC-M_48VDC-CC_48VDC-ST | SCHNEIDER | 3200A | 50kA | Nos. | None | Inventory | 3200A TP 50kA EDO MVS ACB with O/C,S/C protection & 48V DC Motor, 48V DC Closing, 48V DC Shunt, Microprocessor based Release ET2L, Frame size 1, Isc=Icu=50kA@440V AC, Icw=50kA for 1s
11712 | 3200A TP 50kA EDO MVS ACB with O/C,S/C protection & 110V AC Motor, 110V AC Closing, 110V AC Shunt, Microprocessor based Release ET2V, Frame size 1, Isc=Icu=50kA@440V AC, Icw=50kA for 1s | ACB | LV_Switchgear | MVS32N3NW2V_110VAC-M_110VAC-CC_110VAC-ST | SCHNEIDER | 3200A | 50kA | Nos. | None | Inventory | 3200A TP 50kA EDO MVS ACB with O/C,S/C protection & 110V AC Motor, 110V AC Closing, 110V AC Shunt, Microprocessor based Release ET2V, Frame size 1, Isc=Icu=50kA@440V AC, Icw=50kA for 1s
11713 | 3200A TP 50kA EDO MVS ACB with O/C,S/C protection & 110V DC Motor, 110V DC Closing, 110V DC Shunt, Microprocessor based Release ET2V, Frame size 1, Isc=Icu=50kA@440V AC, Icw=50kA for 1s | ACB | LV_Switchgear | MVS32N3NW2V_110VDC-M_110VDC-CC_110VDC-ST | SCHNEIDER | 3200A | 50kA | Nos. | None | Inventory | 3200A TP 50kA EDO MVS ACB with O/C,S/C protection & 110V DC Motor, 110V DC Closing, 110V DC Shunt, Microprocessor based Release ET2V, Frame size 1, Isc=Icu=50kA@440V AC, Icw=50kA for 1s
11714 | 3200A TP 50kA EDO MVS ACB with O/C,S/C protection & 240V AC Motor, 240V AC Closing, 240V AC Shunt, Microprocessor based Release ET2V, Frame size 1, Isc=Icu=50kA@440V AC, Icw=50kA for 1s | ACB | LV_Switchgear | MVS32N3NW2V_240VAC-M_240VAC-CC_240VAC-ST | SCHNEIDER | 3200A | 50kA | Nos. | None | Inventory | 3200A TP 50kA EDO MVS ACB with O/C,S/C protection & 240V AC Motor, 240V AC Closing, 240V AC Shunt, Microprocessor based Release ET2V, Frame size 1, Isc=Icu=50kA@440V AC, Icw=50kA for 1s
11715 | 3200A TP 50kA EDO MVS ACB with O/C,S/C protection & 240V DC Motor, 240V DC Closing, 240V DC Shunt, Microprocessor based Release ET2V, Frame size 1, Isc=Icu=50kA@440V AC, Icw=50kA for 1s | ACB | LV_Switchgear | MVS32N3NW2V_240VDC-M_240VDC-CC_240VDC-ST | SCHNEIDER | 3200A | 50kA | Nos. | None | Inventory | 3200A TP 50kA EDO MVS ACB with O/C,S/C protection & 240V DC Motor, 240V DC Closing, 240V DC Shunt, Microprocessor based Release ET2V, Frame size 1, Isc=Icu=50kA@440V AC, Icw=50kA for 1s
11716 | 3200A TP 50kA EDO MVS ACB with O/C,S/C protection & 24V DC Motor, 24V DC Closing, 24V DC Shunt, Microprocessor based Release ET2V, Frame size 1, Isc=Icu=50kA@440V AC, Icw=50kA for 1s | ACB | LV_Switchgear | MVS32N3NW2V_24VDC-M_24VDC-CC_24VDC-ST | SCHNEIDER | 3200A | 50kA | Nos. | None | Inventory | 3200A TP 50kA EDO MVS ACB with O/C,S/C protection & 24V DC Motor, 24V DC Closing, 24V DC Shunt, Microprocessor based Release ET2V, Frame size 1, Isc=Icu=50kA@440V AC, Icw=50kA for 1s
11717 | 3200A TP 50kA EDO MVS ACB with O/C,S/C protection & 415V AC Motor, 415V AC Closing, 415V AC Shunt, Microprocessor based Release ET2V, Frame size 1, Isc=Icu=50kA@440V AC, Icw=50kA for 1s | ACB | LV_Switchgear | MVS32N3NW2V_415VAC-M_415VAC-CC_415VAC-ST | SCHNEIDER | 3200A | 50kA | Nos. | None | Inventory | 3200A TP 50kA EDO MVS ACB with O/C,S/C protection & 415V AC Motor, 415V AC Closing, 415V AC Shunt, Microprocessor based Release ET2V, Frame size 1, Isc=Icu=50kA@440V AC, Icw=50kA for 1s
11718 | 3200A TP 50kA EDO MVS ACB with O/C,S/C protection & 48V DC Motor, 48V DC Closing, 48V DC Shunt, Microprocessor based Release ET2V, Frame size 1, Isc=Icu=50kA@440V AC, Icw=50kA for 1s | ACB | LV_Switchgear | MVS32N3NW2V_48VDC-M_48VDC-CC_48VDC-ST | SCHNEIDER | 3200A | 50kA | Nos. | None | Inventory | 3200A TP 50kA EDO MVS ACB with O/C,S/C protection & 48V DC Motor, 48V DC Closing, 48V DC Shunt, Microprocessor based Release ET2V, Frame size 1, Isc=Icu=50kA@440V AC, Icw=50kA for 1s
11719 | 3200A TP 50kA EDO MVS ACB with O/C,S/C,E/F protection & 110V AC Motor, 110V AC Closing, 110V AC Shunt, Microprocessor based Release ET6A, Frame size 1, Isc=Icu=50kA@440V AC, Icw=50kA for 1s | ACB | LV_Switchgear | MVS32N3NW6A_110VAC-M_110VAC-CC_110VAC-ST | SCHNEIDER | 3200A | 50kA | Nos. | None | Inventory | 3200A TP 50kA EDO MVS ACB with O/C,S/C,E/F protection & 110V AC Motor, 110V AC Closing, 110V AC Shunt, Microprocessor based Release ET6A, Frame size 1, Isc=Icu=50kA@440V AC, Icw=50kA for 1s
11720 | 3200A TP 50kA EDO MVS ACB with O/C,S/C,E/F protection & 110V DC Motor, 110V DC Closing, 110V DC Shunt, Microprocessor based Release ET6A, Frame size 1, Isc=Icu=50kA@440V AC, Icw=50kA for 1s | ACB | LV_Switchgear | MVS32N3NW6A_110VDC-M_110VDC-CC_110VDC-ST | SCHNEIDER | 3200A | 50kA | Nos. | None | Inventory | 3200A TP 50kA EDO MVS ACB with O/C,S/C,E/F protection & 110V DC Motor, 110V DC Closing, 110V DC Shunt, Microprocessor based Release ET6A, Frame size 1, Isc=Icu=50kA@440V AC, Icw=50kA for 1s
11721 | 3200A TP 50kA EDO MVS ACB with O/C,S/C,E/F protection & 240V AC Motor, 240V AC Closing, 240V AC Shunt, Microprocessor based Release ET6A, Frame size 1, Isc=Icu=50kA@440V AC, Icw=50kA for 1s | ACB | LV_Switchgear | MVS32N3NW6A_240VAC-M_240VAC-CC_240VAC-ST | SCHNEIDER | 3200A | 50kA | Nos. | None | Inventory | 3200A TP 50kA EDO MVS ACB with O/C,S/C,E/F protection & 240V AC Motor, 240V AC Closing, 240V AC Shunt, Microprocessor based Release ET6A, Frame size 1, Isc=Icu=50kA@440V AC, Icw=50kA for 1s
11722 | 3200A TP 50kA EDO MVS ACB with O/C,S/C,E/F protection & 240V DC Motor, 240V DC Closing, 240V DC Shunt, Microprocessor based Release ET6A, Frame size 1, Isc=Icu=50kA@440V AC, Icw=50kA for 1s | ACB | LV_Switchgear | MVS32N3NW6A_240VDC-M_240VDC-CC_240VDC-ST | SCHNEIDER | 3200A | 50kA | Nos. | None | Inventory | 3200A TP 50kA EDO MVS ACB with O/C,S/C,E/F protection & 240V DC Motor, 240V DC Closing, 240V DC Shunt, Microprocessor based Release ET6A, Frame size 1, Isc=Icu=50kA@440V AC, Icw=50kA for 1s
11723 | 3200A TP 50kA EDO MVS ACB with O/C,S/C,E/F protection & 24V DC Motor, 24V DC Closing, 24V DC Shunt, Microprocessor based Release ET6A, Frame size 1, Isc=Icu=50kA@440V AC, Icw=50kA for 1s | ACB | LV_Switchgear | MVS32N3NW6A_24VDC-M_24VDC-CC_24VDC-ST | SCHNEIDER | 3200A | 50kA | Nos. | None | Inventory | 3200A TP 50kA EDO MVS ACB with O/C,S/C,E/F protection & 24V DC Motor, 24V DC Closing, 24V DC Shunt, Microprocessor based Release ET6A, Frame size 1, Isc=Icu=50kA@440V AC, Icw=50kA for 1s
11724 | 3200A TP 50kA EDO MVS ACB with O/C,S/C,E/F protection & 415V AC Motor, 415V AC Closing, 415V AC Shunt, Microprocessor based Release ET6A, Frame size 1, Isc=Icu=50kA@440V AC, Icw=50kA for 1s | ACB | LV_Switchgear | MVS32N3NW6A_415VAC-M_415VAC-CC_415VAC-ST | SCHNEIDER | 3200A | 50kA | Nos. | None | Inventory | 3200A TP 50kA EDO MVS ACB with O/C,S/C,E/F protection & 415V AC Motor, 415V AC Closing, 415V AC Shunt, Microprocessor based Release ET6A, Frame size 1, Isc=Icu=50kA@440V AC, Icw=50kA for 1s
11725 | 3200A TP 50kA EDO MVS ACB with O/C,S/C,E/F protection & 48V DC Motor, 48V DC Closing, 48V DC Shunt, Microprocessor based Release ET6A, Frame size 1, Isc=Icu=50kA@440V AC, Icw=50kA for 1s | ACB | LV_Switchgear | MVS32N3NW6A_48VDC-M_48VDC-CC_48VDC-ST | SCHNEIDER | 3200A | 50kA | Nos. | None | Inventory | 3200A TP 50kA EDO MVS ACB with O/C,S/C,E/F protection & 48V DC Motor, 48V DC Closing, 48V DC Shunt, Microprocessor based Release ET6A, Frame size 1, Isc=Icu=50kA@440V AC, Icw=50kA for 1s
11726 | 3200A TP 50kA EDO MVS ACB with O/C,S/C,E/F protection & 110V AC Motor, 110V AC Closing, 110V AC Shunt, Microprocessor based Release ET6G, Frame size 1, Isc=Icu=50kA@440V AC, Icw=50kA for 1s | ACB | LV_Switchgear | MVS32N3NW6L_110VAC-M_110VAC-CC_110VAC-ST | SCHNEIDER | 3200A | 50kA | Nos. | None | Inventory | 3200A TP 50kA EDO MVS ACB with O/C,S/C,E/F protection & 110V AC Motor, 110V AC Closing, 110V AC Shunt, Microprocessor based Release ET6G, Frame size 1, Isc=Icu=50kA@440V AC, Icw=50kA for 1s
11727 | 3200A TP 50kA EDO MVS ACB with O/C,S/C,E/F protection & 110V DC Motor, 110V DC Closing, 110V DC Shunt, Microprocessor based Release ET6G, Frame size 1, Isc=Icu=50kA@440V AC, Icw=50kA for 1s | ACB | LV_Switchgear | MVS32N3NW6L_110VDC-M_110VDC-CC_110VDC-ST | SCHNEIDER | 3200A | 50kA | Nos. | None | Inventory | 3200A TP 50kA EDO MVS ACB with O/C,S/C,E/F protection & 110V DC Motor, 110V DC Closing, 110V DC Shunt, Microprocessor based Release ET6G, Frame size 1, Isc=Icu=50kA@440V AC, Icw=50kA for 1s
11728 | 3200A TP 50kA EDO MVS ACB with O/C,S/C,E/F protection & 240V AC Motor, 240V AC Closing, 240V AC Shunt, Microprocessor based Release ET6G, Frame size 1, Isc=Icu=50kA@440V AC, Icw=50kA for 1s | ACB | LV_Switchgear | MVS32N3NW6L_240VAC-M_240VAC-CC_240VAC-ST | SCHNEIDER | 3200A | 50kA | Nos. | None | Inventory | 3200A TP 50kA EDO MVS ACB with O/C,S/C,E/F protection & 240V AC Motor, 240V AC Closing, 240V AC Shunt, Microprocessor based Release ET6G, Frame size 1, Isc=Icu=50kA@440V AC, Icw=50kA for 1s
11729 | 3200A TP 50kA EDO MVS ACB with O/C,S/C,E/F protection & 240V DC Motor, 240V DC Closing, 240V DC Shunt, Microprocessor based Release ET6G, Frame size 1, Isc=Icu=50kA@440V AC, Icw=50kA for 1s | ACB | LV_Switchgear | MVS32N3NW6L_240VDC-M_240VDC-CC_240VDC-ST | SCHNEIDER | 3200A | 50kA | Nos. | None | Inventory | 3200A TP 50kA EDO MVS ACB with O/C,S/C,E/F protection & 240V DC Motor, 240V DC Closing, 240V DC Shunt, Microprocessor based Release ET6G, Frame size 1, Isc=Icu=50kA@440V AC, Icw=50kA for 1s
11730 | 3200A TP 50kA EDO MVS ACB with O/C,S/C,E/F protection & 24V DC Motor, 24V DC Closing, 24V DC Shunt, Microprocessor based Release ET6G, Frame size 1, Isc=Icu=50kA@440V AC, Icw=50kA for 1s | ACB | LV_Switchgear | MVS32N3NW6L_24VDC-M_24VDC-CC_24VDC-ST | SCHNEIDER | 3200A | 50kA | Nos. | None | Inventory | 3200A TP 50kA EDO MVS ACB with O/C,S/C,E/F protection & 24V DC Motor, 24V DC Closing, 24V DC Shunt, Microprocessor based Release ET6G, Frame size 1, Isc=Icu=50kA@440V AC, Icw=50kA for 1s
11731 | 3200A TP 50kA EDO MVS ACB with O/C,S/C,E/F protection & 415V AC Motor, 415V AC Closing, 415V AC Shunt, Microprocessor based Release ET6G, Frame size 1, Isc=Icu=50kA@440V AC, Icw=50kA for 1s | ACB | LV_Switchgear | MVS32N3NW6L_415VAC-M_415VAC-CC_415VAC-ST | SCHNEIDER | 3200A | 50kA | Nos. | None | Inventory | 3200A TP 50kA EDO MVS ACB with O/C,S/C,E/F protection & 415V AC Motor, 415V AC Closing, 415V AC Shunt, Microprocessor based Release ET6G, Frame size 1, Isc=Icu=50kA@440V AC, Icw=50kA for 1s
11732 | 3200A TP 50kA EDO MVS ACB with O/C,S/C,E/F protection & 48V DC Motor, 48V DC Closing, 48V DC Shunt, Microprocessor based Release ET6G, Frame size 1, Isc=Icu=50kA@440V AC, Icw=50kA for 1s | ACB | LV_Switchgear | MVS32N3NW6L_48VDC-M_48VDC-CC_48VDC-ST | SCHNEIDER | 3200A | 50kA | Nos. | None | Inventory | 3200A TP 50kA EDO MVS ACB with O/C,S/C,E/F protection & 48V DC Motor, 48V DC Closing, 48V DC Shunt, Microprocessor based Release ET6G, Frame size 1, Isc=Icu=50kA@440V AC, Icw=50kA for 1s
11733 | 3200A TP 50kA EDO MVS ACB with O/C,S/C,E/F protection & 110V AC Motor, 110V AC Closing, 110V AC Shunt, Microprocessor based Release ET6V, Frame size 1, Isc=Icu=50kA@440V AC, Icw=50kA for 1s | ACB | LV_Switchgear | MVS32N3NW6V_110VAC-M_110VAC-CC_110VAC-ST | SCHNEIDER | 3200A | 50kA | Nos. | None | Inventory | 3200A TP 50kA EDO MVS ACB with O/C,S/C,E/F protection & 110V AC Motor, 110V AC Closing, 110V AC Shunt, Microprocessor based Release ET6V, Frame size 1, Isc=Icu=50kA@440V AC, Icw=50kA for 1s
11734 | 3200A TP 50kA EDO MVS ACB with O/C,S/C,E/F protection & 110V DC Motor, 110V DC Closing, 110V DC Shunt, Microprocessor based Release ET6V, Frame size 1, Isc=Icu=50kA@440V AC, Icw=50kA for 1s | ACB | LV_Switchgear | MVS32N3NW6V_110VDC-M_110VDC-CC_110VDC-ST | SCHNEIDER | 3200A | 50kA | Nos. | None | Inventory | 3200A TP 50kA EDO MVS ACB with O/C,S/C,E/F protection & 110V DC Motor, 110V DC Closing, 110V DC Shunt, Microprocessor based Release ET6V, Frame size 1, Isc=Icu=50kA@440V AC, Icw=50kA for 1s
11735 | 3200A TP 50kA EDO MVS ACB with O/C,S/C,E/F protection & 240V AC Motor, 240V AC Closing, 240V AC Shunt, Microprocessor based Release ET6V, Frame size 1, Isc=Icu=50kA@440V AC, Icw=50kA for 1s | ACB | LV_Switchgear | MVS32N3NW6V_240VAC-M_240VAC-CC_240VAC-ST | SCHNEIDER | 3200A | 50kA | Nos. | None | Inventory | 3200A TP 50kA EDO MVS ACB with O/C,S/C,E/F protection & 240V AC Motor, 240V AC Closing, 240V AC Shunt, Microprocessor based Release ET6V, Frame size 1, Isc=Icu=50kA@440V AC, Icw=50kA for 1s
11736 | 3200A TP 50kA EDO MVS ACB with O/C,S/C,E/F protection & 240V DC Motor, 240V DC Closing, 240V DC Shunt, Microprocessor based Release ET6V, Frame size 1, Isc=Icu=50kA@440V AC, Icw=50kA for 1s | ACB | LV_Switchgear | MVS32N3NW6V_240VDC-M_240VDC-CC_240VDC-ST | SCHNEIDER | 3200A | 50kA | Nos. | None | Inventory | 3200A TP 50kA EDO MVS ACB with O/C,S/C,E/F protection & 240V DC Motor, 240V DC Closing, 240V DC Shunt, Microprocessor based Release ET6V, Frame size 1, Isc=Icu=50kA@440V AC, Icw=50kA for 1s
11737 | 3200A TP 50kA EDO MVS ACB with O/C,S/C,E/F protection & 24V DC Motor, 24V DC Closing, 24V DC Shunt, Microprocessor based Release ET6V, Frame size 1, Isc=Icu=50kA@440V AC, Icw=50kA for 1s | ACB | LV_Switchgear | MVS32N3NW6V_24VDC-M_24VDC-CC_24VDC-ST | SCHNEIDER | 3200A | 50kA | Nos. | None | Inventory | 3200A TP 50kA EDO MVS ACB with O/C,S/C,E/F protection & 24V DC Motor, 24V DC Closing, 24V DC Shunt, Microprocessor based Release ET6V, Frame size 1, Isc=Icu=50kA@440V AC, Icw=50kA for 1s
11738 | 3200A TP 50kA EDO MVS ACB with O/C,S/C,E/F protection & 415V AC Motor, 415V AC Closing, 415V AC Shunt, Microprocessor based Release ET6V, Frame size 1, Isc=Icu=50kA@440V AC, Icw=50kA for 1s | ACB | LV_Switchgear | MVS32N3NW6V_415VAC-M_415VAC-CC_415VAC-ST | SCHNEIDER | 3200A | 50kA | Nos. | None | Inventory | 3200A TP 50kA EDO MVS ACB with O/C,S/C,E/F protection & 415V AC Motor, 415V AC Closing, 415V AC Shunt, Microprocessor based Release ET6V, Frame size 1, Isc=Icu=50kA@440V AC, Icw=50kA for 1s
11739 | 3200A TP 50kA EDO MVS ACB with O/C,S/C,E/F protection & 48V DC Motor, 48V DC Closing, 48V DC Shunt, Microprocessor based Release ET6V, Frame size 1, Isc=Icu=50kA@440V AC, Icw=50kA for 1s | ACB | LV_Switchgear | MVS32N3NW6V_48VDC-M_48VDC-CC_48VDC-ST | SCHNEIDER | 3200A | 50kA | Nos. | None | Inventory | 3200A TP 50kA EDO MVS ACB with O/C,S/C,E/F protection & 48V DC Motor, 48V DC Closing, 48V DC Shunt, Microprocessor based Release ET6V, Frame size 1, Isc=Icu=50kA@440V AC, Icw=50kA for 1s
11740 | 3200A FP 50kA MDO MVS ACB without Release, Frame size 1, Ics=Icu=50kA@440V AC, Icw=50kA for 1s | ACB | LV_Switchgear | MVS32N4MW0D | SCHNEIDER | 3200A | 50kA | Nos. | None | Inventory | 3200A FP 50kA MDO MVS ACB without Release, Frame size 1, Ics=Icu=50kA@440V AC, Icw=50kA for 1s
11741 | 3200A FP 50kA MDO MVS ACB with O/C,S/C protection, Microprocessor based Release ET2A, Frame size 1, Ics=Icu=50kA@440V AC, Icw=50kA for 1s | ACB | LV_Switchgear | MVS32N4MW2A | SCHNEIDER | 3200A | 50kA | Nos. | None | Inventory | 3200A FP 50kA MDO MVS ACB with O/C,S/C protection, Microprocessor based Release ET2A, Frame size 1, Ics=Icu=50kA@440V AC, Icw=50kA for 1s
11742 | 3200A FP 50kA MDO MVS ACB with O/C,S/C protection, Microprocessor based Release ET2L, Frame size 1, Ics=Icu=50kA@440V AC, Icw=50kA for 1s | ACB | LV_Switchgear | MVS32N4MW2L | SCHNEIDER | 3200A | 50kA | Nos. | None | Inventory | 3200A FP 50kA MDO MVS ACB with O/C,S/C protection, Microprocessor based Release ET2L, Frame size 1, Ics=Icu=50kA@440V AC, Icw=50kA for 1s
11743 | 3200A FP 50kA MDO MVS ACB with O/C,S/C protection, Microprocessor based Release ET2V, Frame size 1, Ics=Icu=50kA@440V AC, Icw=50kA for 1s | ACB | LV_Switchgear | MVS32N4MW2V | SCHNEIDER | 3200A | 50kA | Nos. | None | Inventory | 3200A FP 50kA MDO MVS ACB with O/C,S/C protection, Microprocessor based Release ET2V, Frame size 1, Ics=Icu=50kA@440V AC, Icw=50kA for 1s
11744 | 3200A FP 50kA MDO MVS ACB with O/C,S/C,E/F protection, Microprocessor based Release ET6A, Frame size 1, Ics=Icu=50kA@440V AC, Icw=50kA for 1s | ACB | LV_Switchgear | MVS32N4MW6A | SCHNEIDER | 3200A | 50kA | Nos. | None | Inventory | 3200A FP 50kA MDO MVS ACB with O/C,S/C,E/F protection, Microprocessor based Release ET6A, Frame size 1, Ics=Icu=50kA@440V AC, Icw=50kA for 1s
11745 | 3200A FP 50kA MDO MVS ACB with O/C,S/C,E/F protection, Microprocessor based Release ET6G, Frame size 1, Ics=Icu=50kA@440V AC, Icw=50kA for 1s | ACB | LV_Switchgear | MVS32N4MW6L | SCHNEIDER | 3200A | 50kA | Nos. | None | Inventory | 3200A FP 50kA MDO MVS ACB with O/C,S/C,E/F protection, Microprocessor based Release ET6G, Frame size 1, Ics=Icu=50kA@440V AC, Icw=50kA for 1s
11746 | 3200A FP 50kA MDO MVS ACB with O/C,S/C,E/F protection, Microprocessor based Release ET6V, Frame size 1, Ics=Icu=50kA@440V AC, Icw=50kA for 1s | ACB | LV_Switchgear | MVS32N4MW6V | SCHNEIDER | 3200A | 50kA | Nos. | None | Inventory | 3200A FP 50kA MDO MVS ACB with O/C,S/C,E/F protection, Microprocessor based Release ET6V, Frame size 1, Ics=Icu=50kA@440V AC, Icw=50kA for 1s
11747 | 3200A FP 50kA EDO MVS ACB without Release & 110V AC Motor, 110V AC Closing, 110V AC Shunt, Frame size 1, Isc=Icu=50kA@440V AC, Icw=50kA for 1s | ACB | LV_Switchgear | MVS32N4NW0D_110VAC-M_110VAC-CC_110VAC-ST | SCHNEIDER | 3200A | 50kA | Nos. | None | Inventory | 3200A FP 50kA EDO MVS ACB without Release & 110V AC Motor, 110V AC Closing, 110V AC Shunt, Frame size 1, Isc=Icu=50kA@440V AC, Icw=50kA for 1s
11748 | 3200A FP 50kA EDO MVS ACB without Release & 110V DC Motor, 110V DC Closing, 110V DC Shunt, Frame size 1, Isc=Icu=50kA@440V AC, Icw=50kA for 1s | ACB | LV_Switchgear | MVS32N4NW0D_110VDC-M_110VDC-CC_110VDC-ST | SCHNEIDER | 3200A | 50kA | Nos. | None | Inventory | 3200A FP 50kA EDO MVS ACB without Release & 110V DC Motor, 110V DC Closing, 110V DC Shunt, Frame size 1, Isc=Icu=50kA@440V AC, Icw=50kA for 1s
11749 | 3200A FP 50kA EDO MVS ACB without Release & 240V AC Motor, 240V AC Closing, 240V AC Shunt, Frame size 1, Isc=Icu=50kA@440V AC, Icw=50kA for 1s | ACB | LV_Switchgear | MVS32N4NW0D_240VAC-M_240VAC-CC_240VAC-ST | SCHNEIDER | 3200A | 50kA | Nos. | None | Inventory | 3200A FP 50kA EDO MVS ACB without Release & 240V AC Motor, 240V AC Closing, 240V AC Shunt, Frame size 1, Isc=Icu=50kA@440V AC, Icw=50kA for 1s
11750 | 3200A FP 50kA EDO MVS ACB without Release & 240V DC Motor, 240V DC Closing, 240V DC Shunt, Frame size 1, Isc=Icu=50kA@440V AC, Icw=50kA for 1s | ACB | LV_Switchgear | MVS32N4NW0D_240VDC-M_240VDC-CC_240VDC-ST | SCHNEIDER | 3200A | 50kA | Nos. | None | Inventory | 3200A FP 50kA EDO MVS ACB without Release & 240V DC Motor, 240V DC Closing, 240V DC Shunt, Frame size 1, Isc=Icu=50kA@440V AC, Icw=50kA for 1s
11751 | 3200A FP 50kA EDO MVS ACB without Release & 24V DC Motor, 24V DC Closing, 24V DC Shunt, Frame size 1, Isc=Icu=50kA@440V AC, Icw=50kA for 1s | ACB | LV_Switchgear | MVS32N4NW0D_24VDC-M_24VDC-CC_24VDC-ST | SCHNEIDER | 3200A | 50kA | Nos. | None | Inventory | 3200A FP 50kA EDO MVS ACB without Release & 24V DC Motor, 24V DC Closing, 24V DC Shunt, Frame size 1, Isc=Icu=50kA@440V AC, Icw=50kA for 1s
11752 | 3200A FP 50kA EDO MVS ACB without Release & 415V AC Motor, 415V AC Closing, 415V AC Shunt, Frame size 1, Isc=Icu=50kA@440V AC, Icw=50kA for 1s | ACB | LV_Switchgear | MVS32N4NW0D_415VAC-M_415VAC-CC_415VAC-ST | SCHNEIDER | 3200A | 50kA | Nos. | None | Inventory | 3200A FP 50kA EDO MVS ACB without Release & 415V AC Motor, 415V AC Closing, 415V AC Shunt, Frame size 1, Isc=Icu=50kA@440V AC, Icw=50kA for 1s
11753 | 3200A FP 50kA EDO MVS ACB without Release & 48V DC Motor, 48V DC Closing, 48V DC Shunt, Frame size 1, Isc=Icu=50kA@440V AC, Icw=50kA for 1s | ACB | LV_Switchgear | MVS32N4NW0D_48VDC-M_48VDC-CC_48VDC-ST | SCHNEIDER | 3200A | 50kA | Nos. | None | Inventory | 3200A FP 50kA EDO MVS ACB without Release & 48V DC Motor, 48V DC Closing, 48V DC Shunt, Frame size 1, Isc=Icu=50kA@440V AC, Icw=50kA for 1s
11754 | 3200A FP 50kA EDO MVS ACB with O/C,S/C protection & 110V AC Motor, 110V AC Closing, 110V AC Shunt, Microprocessor based Release ET2A, Frame size 1, Isc=Icu=50kA@440V AC, Icw=50kA for 1s | ACB | LV_Switchgear | MVS32N4NW2A_110VAC-M_110VAC-CC_110VAC-ST | SCHNEIDER | 3200A | 50kA | Nos. | None | Inventory | 3200A FP 50kA EDO MVS ACB with O/C,S/C protection & 110V AC Motor, 110V AC Closing, 110V AC Shunt, Microprocessor based Release ET2A, Frame size 1, Isc=Icu=50kA@440V AC, Icw=50kA for 1s
11755 | 3200A FP 50kA EDO MVS ACB with O/C,S/C protection & 110V DC Motor, 110V DC Closing, 110V DC Shunt, Microprocessor based Release ET2A, Frame size 1, Isc=Icu=50kA@440V AC, Icw=50kA for 1s | ACB | LV_Switchgear | MVS32N4NW2A_110VDC-M_110VDC-CC_110VDC-ST | SCHNEIDER | 3200A | 50kA | Nos. | None | Inventory | 3200A FP 50kA EDO MVS ACB with O/C,S/C protection & 110V DC Motor, 110V DC Closing, 110V DC Shunt, Microprocessor based Release ET2A, Frame size 1, Isc=Icu=50kA@440V AC, Icw=50kA for 1s
11756 | 3200A FP 50kA EDO MVS ACB with O/C,S/C protection & 240V AC Motor, 240V AC Closing, 240V AC Shunt, Microprocessor based Release ET2A, Frame size 1, Isc=Icu=50kA@440V AC, Icw=50kA for 1s | ACB | LV_Switchgear | MVS32N4NW2A_240VAC-M_240VAC-CC_240VAC-ST | SCHNEIDER | 3200A | 50kA | Nos. | None | Inventory | 3200A FP 50kA EDO MVS ACB with O/C,S/C protection & 240V AC Motor, 240V AC Closing, 240V AC Shunt, Microprocessor based Release ET2A, Frame size 1, Isc=Icu=50kA@440V AC, Icw=50kA for 1s
11757 | 3200A FP 50kA EDO MVS ACB with O/C,S/C protection & 240V DC Motor, 240V DC Closing, 240V DC Shunt, Microprocessor based Release ET2A, Frame size 1, Isc=Icu=50kA@440V AC, Icw=50kA for 1s | ACB | LV_Switchgear | MVS32N4NW2A_240VDC-M_240VDC-CC_240VDC-ST | SCHNEIDER | 3200A | 50kA | Nos. | None | Inventory | 3200A FP 50kA EDO MVS ACB with O/C,S/C protection & 240V DC Motor, 240V DC Closing, 240V DC Shunt, Microprocessor based Release ET2A, Frame size 1, Isc=Icu=50kA@440V AC, Icw=50kA for 1s
11758 | 3200A FP 50kA EDO MVS ACB with O/C,S/C protection & 24V DC Motor, 24V DC Closing, 24V DC Shunt, Microprocessor based Release ET2A, Frame size 1, Isc=Icu=50kA@440V AC, Icw=50kA for 1s | ACB | LV_Switchgear | MVS32N4NW2A_24VDC-M_24VDC-CC_24VDC-ST | SCHNEIDER | 3200A | 50kA | Nos. | None | Inventory | 3200A FP 50kA EDO MVS ACB with O/C,S/C protection & 24V DC Motor, 24V DC Closing, 24V DC Shunt, Microprocessor based Release ET2A, Frame size 1, Isc=Icu=50kA@440V AC, Icw=50kA for 1s
11759 | 3200A FP 50kA EDO MVS ACB with O/C,S/C protection & 415V AC Motor, 415V AC Closing, 415V AC Shunt, Microprocessor based Release ET2A, Frame size 1, Isc=Icu=50kA@440V AC, Icw=50kA for 1s | ACB | LV_Switchgear | MVS32N4NW2A_415VAC-M_415VAC-CC_415VAC-ST | SCHNEIDER | 3200A | 50kA | Nos. | None | Inventory | 3200A FP 50kA EDO MVS ACB with O/C,S/C protection & 415V AC Motor, 415V AC Closing, 415V AC Shunt, Microprocessor based Release ET2A, Frame size 1, Isc=Icu=50kA@440V AC, Icw=50kA for 1s
11760 | 3200A FP 50kA EDO MVS ACB with O/C,S/C protection & 48V DC Motor, 48V DC Closing, 48V DC Shunt, Microprocessor based Release ET2A, Frame size 1, Isc=Icu=50kA@440V AC, Icw=50kA for 1s | ACB | LV_Switchgear | MVS32N4NW2A_48VDC-M_48VDC-CC_48VDC-ST | SCHNEIDER | 3200A | 50kA | Nos. | None | Inventory | 3200A FP 50kA EDO MVS ACB with O/C,S/C protection & 48V DC Motor, 48V DC Closing, 48V DC Shunt, Microprocessor based Release ET2A, Frame size 1, Isc=Icu=50kA@440V AC, Icw=50kA for 1s
11761 | 3200A FP 50kA EDO MVS ACB with O/C,S/C protection & 110V AC Motor, 110V AC Closing, 110V AC Shunt, Microprocessor based Release ET2L, Frame size 1, Isc=Icu=50kA@440V AC, Icw=50kA for 1s | ACB | LV_Switchgear | MVS32N4NW2L_110VAC-M_110VAC-CC_110VAC-ST | SCHNEIDER | 3200A | 50kA | Nos. | None | Inventory | 3200A FP 50kA EDO MVS ACB with O/C,S/C protection & 110V AC Motor, 110V AC Closing, 110V AC Shunt, Microprocessor based Release ET2L, Frame size 1, Isc=Icu=50kA@440V AC, Icw=50kA for 1s
11762 | 3200A FP 50kA EDO MVS ACB with O/C,S/C protection & 110V DC Motor, 110V DC Closing, 110V DC Shunt, Microprocessor based Release ET2L, Frame size 1, Isc=Icu=50kA@440V AC, Icw=50kA for 1s | ACB | LV_Switchgear | MVS32N4NW2L_110VDC-M_110VDC-CC_110VDC-ST | SCHNEIDER | 3200A | 50kA | Nos. | None | Inventory | 3200A FP 50kA EDO MVS ACB with O/C,S/C protection & 110V DC Motor, 110V DC Closing, 110V DC Shunt, Microprocessor based Release ET2L, Frame size 1, Isc=Icu=50kA@440V AC, Icw=50kA for 1s
11763 | 3200A FP 50kA EDO MVS ACB with O/C,S/C protection & 240V AC Motor, 240V AC Closing, 240V AC Shunt, Microprocessor based Release ET2L, Frame size 1, Isc=Icu=50kA@440V AC, Icw=50kA for 1s | ACB | LV_Switchgear | MVS32N4NW2L_240VAC-M_240VAC-CC_240VAC-ST | SCHNEIDER | 3200A | 50kA | Nos. | None | Inventory | 3200A FP 50kA EDO MVS ACB with O/C,S/C protection & 240V AC Motor, 240V AC Closing, 240V AC Shunt, Microprocessor based Release ET2L, Frame size 1, Isc=Icu=50kA@440V AC, Icw=50kA for 1s
11764 | 3200A FP 50kA EDO MVS ACB with O/C,S/C protection & 240V DC Motor, 240V DC Closing, 240V DC Shunt, Microprocessor based Release ET2L, Frame size 1, Isc=Icu=50kA@440V AC, Icw=50kA for 1s | ACB | LV_Switchgear | MVS32N4NW2L_240VDC-M_240VDC-CC_240VDC-ST | SCHNEIDER | 3200A | 50kA | Nos. | None | Inventory | 3200A FP 50kA EDO MVS ACB with O/C,S/C protection & 240V DC Motor, 240V DC Closing, 240V DC Shunt, Microprocessor based Release ET2L, Frame size 1, Isc=Icu=50kA@440V AC, Icw=50kA for 1s
11765 | 3200A FP 50kA EDO MVS ACB with O/C,S/C protection & 24V DC Motor, 24V DC Closing, 24V DC Shunt, Microprocessor based Release ET2L, Frame size 1, Isc=Icu=50kA@440V AC, Icw=50kA for 1s | ACB | LV_Switchgear | MVS32N4NW2L_24VDC-M_24VDC-CC_24VDC-ST | SCHNEIDER | 3200A | 50kA | Nos. | None | Inventory | 3200A FP 50kA EDO MVS ACB with O/C,S/C protection & 24V DC Motor, 24V DC Closing, 24V DC Shunt, Microprocessor based Release ET2L, Frame size 1, Isc=Icu=50kA@440V AC, Icw=50kA for 1s
11766 | 3200A FP 50kA EDO MVS ACB with O/C,S/C protection & 415V AC Motor, 415V AC Closing, 415V AC Shunt, Microprocessor based Release ET2L, Frame size 1, Isc=Icu=50kA@440V AC, Icw=50kA for 1s | ACB | LV_Switchgear | MVS32N4NW2L_415VAC-M_415VAC-CC_415VAC-ST | SCHNEIDER | 3200A | 50kA | Nos. | None | Inventory | 3200A FP 50kA EDO MVS ACB with O/C,S/C protection & 415V AC Motor, 415V AC Closing, 415V AC Shunt, Microprocessor based Release ET2L, Frame size 1, Isc=Icu=50kA@440V AC, Icw=50kA for 1s
11767 | 3200A FP 50kA EDO MVS ACB with O/C,S/C protection & 48V DC Motor, 48V DC Closing, 48V DC Shunt, Microprocessor based Release ET2L, Frame size 1, Isc=Icu=50kA@440V AC, Icw=50kA for 1s | ACB | LV_Switchgear | MVS32N4NW2L_48VDC-M_48VDC-CC_48VDC-ST | SCHNEIDER | 3200A | 50kA | Nos. | None | Inventory | 3200A FP 50kA EDO MVS ACB with O/C,S/C protection & 48V DC Motor, 48V DC Closing, 48V DC Shunt, Microprocessor based Release ET2L, Frame size 1, Isc=Icu=50kA@440V AC, Icw=50kA for 1s
11768 | 3200A FP 50kA EDO MVS ACB with O/C,S/C protection & 110V AC Motor, 110V AC Closing, 110V AC Shunt, Microprocessor based Release ET2V, Frame size 1, Isc=Icu=50kA@440V AC, Icw=50kA for 1s | ACB | LV_Switchgear | MVS32N4NW2V_110VAC-M_110VAC-CC_110VAC-ST | SCHNEIDER | 3200A | 50kA | Nos. | None | Inventory | 3200A FP 50kA EDO MVS ACB with O/C,S/C protection & 110V AC Motor, 110V AC Closing, 110V AC Shunt, Microprocessor based Release ET2V, Frame size 1, Isc=Icu=50kA@440V AC, Icw=50kA for 1s
11769 | 3200A FP 50kA EDO MVS ACB with O/C,S/C protection & 110V DC Motor, 110V DC Closing, 110V DC Shunt, Microprocessor based Release ET2V, Frame size 1, Isc=Icu=50kA@440V AC, Icw=50kA for 1s | ACB | LV_Switchgear | MVS32N4NW2V_110VDC-M_110VDC-CC_110VDC-ST | SCHNEIDER | 3200A | 50kA | Nos. | None | Inventory | 3200A FP 50kA EDO MVS ACB with O/C,S/C protection & 110V DC Motor, 110V DC Closing, 110V DC Shunt, Microprocessor based Release ET2V, Frame size 1, Isc=Icu=50kA@440V AC, Icw=50kA for 1s
11770 | 3200A FP 50kA EDO MVS ACB with O/C,S/C protection & 240V AC Motor, 240V AC Closing, 240V AC Shunt, Microprocessor based Release ET2V, Frame size 1, Isc=Icu=50kA@440V AC, Icw=50kA for 1s | ACB | LV_Switchgear | MVS32N4NW2V_240VAC-M_240VAC-CC_240VAC-ST | SCHNEIDER | 3200A | 50kA | Nos. | None | Inventory | 3200A FP 50kA EDO MVS ACB with O/C,S/C protection & 240V AC Motor, 240V AC Closing, 240V AC Shunt, Microprocessor based Release ET2V, Frame size 1, Isc=Icu=50kA@440V AC, Icw=50kA for 1s
11771 | 3200A FP 50kA EDO MVS ACB with O/C,S/C protection & 240V DC Motor, 240V DC Closing, 240V DC Shunt, Microprocessor based Release ET2V, Frame size 1, Isc=Icu=50kA@440V AC, Icw=50kA for 1s | ACB | LV_Switchgear | MVS32N4NW2V_240VDC-M_240VDC-CC_240VDC-ST | SCHNEIDER | 3200A | 50kA | Nos. | None | Inventory | 3200A FP 50kA EDO MVS ACB with O/C,S/C protection & 240V DC Motor, 240V DC Closing, 240V DC Shunt, Microprocessor based Release ET2V, Frame size 1, Isc=Icu=50kA@440V AC, Icw=50kA for 1s
11772 | 3200A FP 50kA EDO MVS ACB with O/C,S/C protection & 24V DC Motor, 24V DC Closing, 24V DC Shunt, Microprocessor based Release ET2V, Frame size 1, Isc=Icu=50kA@440V AC, Icw=50kA for 1s | ACB | LV_Switchgear | MVS32N4NW2V_24VDC-M_24VDC-CC_24VDC-ST | SCHNEIDER | 3200A | 50kA | Nos. | None | Inventory | 3200A FP 50kA EDO MVS ACB with O/C,S/C protection & 24V DC Motor, 24V DC Closing, 24V DC Shunt, Microprocessor based Release ET2V, Frame size 1, Isc=Icu=50kA@440V AC, Icw=50kA for 1s
11773 | 3200A FP 50kA EDO MVS ACB with O/C,S/C protection & 415V AC Motor, 415V AC Closing, 415V AC Shunt, Microprocessor based Release ET2V, Frame size 1, Isc=Icu=50kA@440V AC, Icw=50kA for 1s | ACB | LV_Switchgear | MVS32N4NW2V_415VAC-M_415VAC-CC_415VAC-ST | SCHNEIDER | 3200A | 50kA | Nos. | None | Inventory | 3200A FP 50kA EDO MVS ACB with O/C,S/C protection & 415V AC Motor, 415V AC Closing, 415V AC Shunt, Microprocessor based Release ET2V, Frame size 1, Isc=Icu=50kA@440V AC, Icw=50kA for 1s
11774 | 3200A FP 50kA EDO MVS ACB with O/C,S/C protection & 48V DC Motor, 48V DC Closing, 48V DC Shunt, Microprocessor based Release ET2V, Frame size 1, Isc=Icu=50kA@440V AC, Icw=50kA for 1s | ACB | LV_Switchgear | MVS32N4NW2V_48VDC-M_48VDC-CC_48VDC-ST | SCHNEIDER | 3200A | 50kA | Nos. | None | Inventory | 3200A FP 50kA EDO MVS ACB with O/C,S/C protection & 48V DC Motor, 48V DC Closing, 48V DC Shunt, Microprocessor based Release ET2V, Frame size 1, Isc=Icu=50kA@440V AC, Icw=50kA for 1s
11775 | 3200A FP 50kA EDO MVS ACB with O/C,S/C,E/F protection & 110V AC Motor, 110V AC Closing, 110V AC Shunt, Microprocessor based Release ET6A, Frame size 1, Isc=Icu=50kA@440V AC, Icw=50kA for 1s | ACB | LV_Switchgear | MVS32N4NW6A_110VAC-M_110VAC-CC_110VAC-ST | SCHNEIDER | 3200A | 50kA | Nos. | None | Inventory | 3200A FP 50kA EDO MVS ACB with O/C,S/C,E/F protection & 110V AC Motor, 110V AC Closing, 110V AC Shunt, Microprocessor based Release ET6A, Frame size 1, Isc=Icu=50kA@440V AC, Icw=50kA for 1s
11776 | 3200A FP 50kA EDO MVS ACB with O/C,S/C,E/F protection & 110V DC Motor, 110V DC Closing, 110V DC Shunt, Microprocessor based Release ET6A, Frame size 1, Isc=Icu=50kA@440V AC, Icw=50kA for 1s | ACB | LV_Switchgear | MVS32N4NW6A_110VDC-M_110VDC-CC_110VDC-ST | SCHNEIDER | 3200A | 50kA | Nos. | None | Inventory | 3200A FP 50kA EDO MVS ACB with O/C,S/C,E/F protection & 110V DC Motor, 110V DC Closing, 110V DC Shunt, Microprocessor based Release ET6A, Frame size 1, Isc=Icu=50kA@440V AC, Icw=50kA for 1s
11777 | 3200A FP 50kA EDO MVS ACB with O/C,S/C,E/F protection & 240V AC Motor, 240V AC Closing, 240V AC Shunt, Microprocessor based Release ET6A, Frame size 1, Isc=Icu=50kA@440V AC, Icw=50kA for 1s | ACB | LV_Switchgear | MVS32N4NW6A_240VAC-M_240VAC-CC_240VAC-ST | SCHNEIDER | 3200A | 50kA | Nos. | None | Inventory | 3200A FP 50kA EDO MVS ACB with O/C,S/C,E/F protection & 240V AC Motor, 240V AC Closing, 240V AC Shunt, Microprocessor based Release ET6A, Frame size 1, Isc=Icu=50kA@440V AC, Icw=50kA for 1s
11778 | 3200A FP 50kA EDO MVS ACB with O/C,S/C,E/F protection & 240V DC Motor, 240V DC Closing, 240V DC Shunt, Microprocessor based Release ET6A, Frame size 1, Isc=Icu=50kA@440V AC, Icw=50kA for 1s | ACB | LV_Switchgear | MVS32N4NW6A_240VDC-M_240VDC-CC_240VDC-ST | SCHNEIDER | 3200A | 50kA | Nos. | None | Inventory | 3200A FP 50kA EDO MVS ACB with O/C,S/C,E/F protection & 240V DC Motor, 240V DC Closing, 240V DC Shunt, Microprocessor based Release ET6A, Frame size 1, Isc=Icu=50kA@440V AC, Icw=50kA for 1s
11779 | 3200A FP 50kA EDO MVS ACB with O/C,S/C,E/F protection & 24V DC Motor, 24V DC Closing, 24V DC Shunt, Microprocessor based Release ET6A, Frame size 1, Isc=Icu=50kA@440V AC, Icw=50kA for 1s | ACB | LV_Switchgear | MVS32N4NW6A_24VDC-M_24VDC-CC_24VDC-ST | SCHNEIDER | 3200A | 50kA | Nos. | None | Inventory | 3200A FP 50kA EDO MVS ACB with O/C,S/C,E/F protection & 24V DC Motor, 24V DC Closing, 24V DC Shunt, Microprocessor based Release ET6A, Frame size 1, Isc=Icu=50kA@440V AC, Icw=50kA for 1s
11780 | 3200A FP 50kA EDO MVS ACB with O/C,S/C,E/F protection & 415V AC Motor, 415V AC Closing, 415V AC Shunt, Microprocessor based Release ET6A, Frame size 1, Isc=Icu=50kA@440V AC, Icw=50kA for 1s | ACB | LV_Switchgear | MVS32N4NW6A_415VAC-M_415VAC-CC_415VAC-ST | SCHNEIDER | 3200A | 50kA | Nos. | None | Inventory | 3200A FP 50kA EDO MVS ACB with O/C,S/C,E/F protection & 415V AC Motor, 415V AC Closing, 415V AC Shunt, Microprocessor based Release ET6A, Frame size 1, Isc=Icu=50kA@440V AC, Icw=50kA for 1s
11781 | 3200A FP 50kA EDO MVS ACB with O/C,S/C,E/F protection & 48V DC Motor, 48V DC Closing, 48V DC Shunt, Microprocessor based Release ET6A, Frame size 1, Isc=Icu=50kA@440V AC, Icw=50kA for 1s | ACB | LV_Switchgear | MVS32N4NW6A_48VDC-M_48VDC-CC_48VDC-ST | SCHNEIDER | 3200A | 50kA | Nos. | None | Inventory | 3200A FP 50kA EDO MVS ACB with O/C,S/C,E/F protection & 48V DC Motor, 48V DC Closing, 48V DC Shunt, Microprocessor based Release ET6A, Frame size 1, Isc=Icu=50kA@440V AC, Icw=50kA for 1s
11782 | 3200A FP 50kA EDO MVS ACB with O/C,S/C,E/F protection & 110V AC Motor, 110V AC Closing, 110V AC Shunt, Microprocessor based Release ET6G, Frame size 1, Isc=Icu=50kA@440V AC, Icw=50kA for 1s | ACB | LV_Switchgear | MVS32N4NW6L_110VAC-M_110VAC-CC_110VAC-ST | SCHNEIDER | 3200A | 50kA | Nos. | None | Inventory | 3200A FP 50kA EDO MVS ACB with O/C,S/C,E/F protection & 110V AC Motor, 110V AC Closing, 110V AC Shunt, Microprocessor based Release ET6G, Frame size 1, Isc=Icu=50kA@440V AC, Icw=50kA for 1s
11783 | 3200A FP 50kA EDO MVS ACB with O/C,S/C,E/F protection & 110V DC Motor, 110V DC Closing, 110V DC Shunt, Microprocessor based Release ET6G, Frame size 1, Isc=Icu=50kA@440V AC, Icw=50kA for 1s | ACB | LV_Switchgear | MVS32N4NW6L_110VDC-M_110VDC-CC_110VDC-ST | SCHNEIDER | 3200A | 50kA | Nos. | None | Inventory | 3200A FP 50kA EDO MVS ACB with O/C,S/C,E/F protection & 110V DC Motor, 110V DC Closing, 110V DC Shunt, Microprocessor based Release ET6G, Frame size 1, Isc=Icu=50kA@440V AC, Icw=50kA for 1s
11784 | 3200A FP 50kA EDO MVS ACB with O/C,S/C,E/F protection & 240V AC Motor, 240V AC Closing, 240V AC Shunt, Microprocessor based Release ET6G, Frame size 1, Isc=Icu=50kA@440V AC, Icw=50kA for 1s | ACB | LV_Switchgear | MVS32N4NW6L_240VAC-M_240VAC-CC_240VAC-ST | SCHNEIDER | 3200A | 50kA | Nos. | None | Inventory | 3200A FP 50kA EDO MVS ACB with O/C,S/C,E/F protection & 240V AC Motor, 240V AC Closing, 240V AC Shunt, Microprocessor based Release ET6G, Frame size 1, Isc=Icu=50kA@440V AC, Icw=50kA for 1s
11785 | 3200A FP 50kA EDO MVS ACB with O/C,S/C,E/F protection & 240V DC Motor, 240V DC Closing, 240V DC Shunt, Microprocessor based Release ET6G, Frame size 1, Isc=Icu=50kA@440V AC, Icw=50kA for 1s | ACB | LV_Switchgear | MVS32N4NW6L_240VDC-M_240VDC-CC_240VDC-ST | SCHNEIDER | 3200A | 50kA | Nos. | None | Inventory | 3200A FP 50kA EDO MVS ACB with O/C,S/C,E/F protection & 240V DC Motor, 240V DC Closing, 240V DC Shunt, Microprocessor based Release ET6G, Frame size 1, Isc=Icu=50kA@440V AC, Icw=50kA for 1s
11786 | 3200A FP 50kA EDO MVS ACB with O/C,S/C,E/F protection & 24V DC Motor, 24V DC Closing, 24V DC Shunt, Microprocessor based Release ET6G, Frame size 1, Isc=Icu=50kA@440V AC, Icw=50kA for 1s | ACB | LV_Switchgear | MVS32N4NW6L_24VDC-M_24VDC-CC_24VDC-ST | SCHNEIDER | 3200A | 50kA | Nos. | None | Inventory | 3200A FP 50kA EDO MVS ACB with O/C,S/C,E/F protection & 24V DC Motor, 24V DC Closing, 24V DC Shunt, Microprocessor based Release ET6G, Frame size 1, Isc=Icu=50kA@440V AC, Icw=50kA for 1s
11787 | 3200A FP 50kA EDO MVS ACB with O/C,S/C,E/F protection & 415V AC Motor, 415V AC Closing, 415V AC Shunt, Microprocessor based Release ET6G, Frame size 1, Isc=Icu=50kA@440V AC, Icw=50kA for 1s | ACB | LV_Switchgear | MVS32N4NW6L_415VAC-M_415VAC-CC_415VAC-ST | SCHNEIDER | 3200A | 50kA | Nos. | None | Inventory | 3200A FP 50kA EDO MVS ACB with O/C,S/C,E/F protection & 415V AC Motor, 415V AC Closing, 415V AC Shunt, Microprocessor based Release ET6G, Frame size 1, Isc=Icu=50kA@440V AC, Icw=50kA for 1s
11788 | 3200A FP 50kA EDO MVS ACB with O/C,S/C,E/F protection & 48V DC Motor, 48V DC Closing, 48V DC Shunt, Microprocessor based Release ET6G, Frame size 1, Isc=Icu=50kA@440V AC, Icw=50kA for 1s | ACB | LV_Switchgear | MVS32N4NW6L_48VDC-M_48VDC-CC_48VDC-ST | SCHNEIDER | 3200A | 50kA | Nos. | None | Inventory | 3200A FP 50kA EDO MVS ACB with O/C,S/C,E/F protection & 48V DC Motor, 48V DC Closing, 48V DC Shunt, Microprocessor based Release ET6G, Frame size 1, Isc=Icu=50kA@440V AC, Icw=50kA for 1s
11789 | 3200A FP 50kA EDO MVS ACB with O/C,S/C,E/F protection & 110V AC Motor, 110V AC Closing, 110V AC Shunt, Microprocessor based Release ET6V, Frame size 1, Isc=Icu=50kA@440V AC, Icw=50kA for 1s | ACB | LV_Switchgear | MVS32N4NW6V_110VAC-M_110VAC-CC_110VAC-ST | SCHNEIDER | 3200A | 50kA | Nos. | None | Inventory | 3200A FP 50kA EDO MVS ACB with O/C,S/C,E/F protection & 110V AC Motor, 110V AC Closing, 110V AC Shunt, Microprocessor based Release ET6V, Frame size 1, Isc=Icu=50kA@440V AC, Icw=50kA for 1s
11790 | 3200A FP 50kA EDO MVS ACB with O/C,S/C,E/F protection & 110V DC Motor, 110V DC Closing, 110V DC Shunt, Microprocessor based Release ET6V, Frame size 1, Isc=Icu=50kA@440V AC, Icw=50kA for 1s | ACB | LV_Switchgear | MVS32N4NW6V_110VDC-M_110VDC-CC_110VDC-ST | SCHNEIDER | 3200A | 50kA | Nos. | None | Inventory | 3200A FP 50kA EDO MVS ACB with O/C,S/C,E/F protection & 110V DC Motor, 110V DC Closing, 110V DC Shunt, Microprocessor based Release ET6V, Frame size 1, Isc=Icu=50kA@440V AC, Icw=50kA for 1s
11791 | 3200A FP 50kA EDO MVS ACB with O/C,S/C,E/F protection & 240V AC Motor, 240V AC Closing, 240V AC Shunt, Microprocessor based Release ET6V, Frame size 1, Isc=Icu=50kA@440V AC, Icw=50kA for 1s | ACB | LV_Switchgear | MVS32N4NW6V_240VAC-M_240VAC-CC_240VAC-ST | SCHNEIDER | 3200A | 50kA | Nos. | None | Inventory | 3200A FP 50kA EDO MVS ACB with O/C,S/C,E/F protection & 240V AC Motor, 240V AC Closing, 240V AC Shunt, Microprocessor based Release ET6V, Frame size 1, Isc=Icu=50kA@440V AC, Icw=50kA for 1s
11792 | 3200A FP 50kA EDO MVS ACB with O/C,S/C,E/F protection & 240V DC Motor, 240V DC Closing, 240V DC Shunt, Microprocessor based Release ET6V, Frame size 1, Isc=Icu=50kA@440V AC, Icw=50kA for 1s | ACB | LV_Switchgear | MVS32N4NW6V_240VDC-M_240VDC-CC_240VDC-ST | SCHNEIDER | 3200A | 50kA | Nos. | None | Inventory | 3200A FP 50kA EDO MVS ACB with O/C,S/C,E/F protection & 240V DC Motor, 240V DC Closing, 240V DC Shunt, Microprocessor based Release ET6V, Frame size 1, Isc=Icu=50kA@440V AC, Icw=50kA for 1s
11793 | 3200A FP 50kA EDO MVS ACB with O/C,S/C,E/F protection & 24V DC Motor, 24V DC Closing, 24V DC Shunt, Microprocessor based Release ET6V, Frame size 1, Isc=Icu=50kA@440V AC, Icw=50kA for 1s | ACB | LV_Switchgear | MVS32N4NW6V_24VDC-M_24VDC-CC_24VDC-ST | SCHNEIDER | 3200A | 50kA | Nos. | None | Inventory | 3200A FP 50kA EDO MVS ACB with O/C,S/C,E/F protection & 24V DC Motor, 24V DC Closing, 24V DC Shunt, Microprocessor based Release ET6V, Frame size 1, Isc=Icu=50kA@440V AC, Icw=50kA for 1s
11794 | 3200A FP 50kA EDO MVS ACB with O/C,S/C,E/F protection & 415V AC Motor, 415V AC Closing, 415V AC Shunt, Microprocessor based Release ET6V, Frame size 1, Isc=Icu=50kA@440V AC, Icw=50kA for 1s | ACB | LV_Switchgear | MVS32N4NW6V_415VAC-M_415VAC-CC_415VAC-ST | SCHNEIDER | 3200A | 50kA | Nos. | None | Inventory | 3200A FP 50kA EDO MVS ACB with O/C,S/C,E/F protection & 415V AC Motor, 415V AC Closing, 415V AC Shunt, Microprocessor based Release ET6V, Frame size 1, Isc=Icu=50kA@440V AC, Icw=50kA for 1s
11795 | 3200A FP 50kA EDO MVS ACB with O/C,S/C,E/F protection & 48V DC Motor, 48V DC Closing, 48V DC Shunt, Microprocessor based Release ET6V, Frame size 1, Isc=Icu=50kA@440V AC, Icw=50kA for 1s | ACB | LV_Switchgear | MVS32N4NW6V_48VDC-M_48VDC-CC_48VDC-ST | SCHNEIDER | 3200A | 50kA | Nos. | None | Inventory | 3200A FP 50kA EDO MVS ACB with O/C,S/C,E/F protection & 48V DC Motor, 48V DC Closing, 48V DC Shunt, Microprocessor based Release ET6V, Frame size 1, Isc=Icu=50kA@440V AC, Icw=50kA for 1s
11796 | 4000A TP 50kA MDO MVS ACB without Release, Frame size 1, Ics=Icu=50kA@440V AC, Icw=50kA for 1s | ACB | LV_Switchgear | MVS40N3MW0D | SCHNEIDER | 4000A | 50kA | Nos. | None | Inventory | 4000A TP 50kA MDO MVS ACB without Release, Frame size 1, Ics=Icu=50kA@440V AC, Icw=50kA for 1s
11797 | 4000A TP 50kA MDO MVS ACB with O/C,S/C protection, Microprocessor based Release ET2A, Frame size 1, Ics=Icu=50kA@440V AC, Icw=50kA for 1s | ACB | LV_Switchgear | MVS40N3MW2A | SCHNEIDER | 4000A | 50kA | Nos. | None | Inventory | 4000A TP 50kA MDO MVS ACB with O/C,S/C protection, Microprocessor based Release ET2A, Frame size 1, Ics=Icu=50kA@440V AC, Icw=50kA for 1s
11798 | 4000A TP 50kA MDO MVS ACB with O/C,S/C protection, Microprocessor based Release ET2L, Frame size 1, Ics=Icu=50kA@440V AC, Icw=50kA for 1s | ACB | LV_Switchgear | MVS40N3MW2L | SCHNEIDER | 4000A | 50kA | Nos. | None | Inventory | 4000A TP 50kA MDO MVS ACB with O/C,S/C protection, Microprocessor based Release ET2L, Frame size 1, Ics=Icu=50kA@440V AC, Icw=50kA for 1s
11799 | 4000A TP 50kA MDO MVS ACB with O/C,S/C protection, Microprocessor based Release ET2V, Frame size 1, Ics=Icu=50kA@440V AC, Icw=50kA for 1s | ACB | LV_Switchgear | MVS40N3MW2V | SCHNEIDER | 4000A | 50kA | Nos. | None | Inventory | 4000A TP 50kA MDO MVS ACB with O/C,S/C protection, Microprocessor based Release ET2V, Frame size 1, Ics=Icu=50kA@440V AC, Icw=50kA for 1s
11800 | 4000A TP 50kA MDO MVS ACB with O/C,S/C,E/F protection, Microprocessor based Release ET6A, Frame size 1, Ics=Icu=50kA@440V AC, Icw=50kA for 1s | ACB | LV_Switchgear | MVS40N3MW6A | SCHNEIDER | 4000A | 50kA | Nos. | None | Inventory | 4000A TP 50kA MDO MVS ACB with O/C,S/C,E/F protection, Microprocessor based Release ET6A, Frame size 1, Ics=Icu=50kA@440V AC, Icw=50kA for 1s
11801 | 4000A TP 50kA MDO MVS ACB with O/C,S/C,E/F protection, Microprocessor based Release ET6G, Frame size 1, Ics=Icu=50kA@440V AC, Icw=50kA for 1s | ACB | LV_Switchgear | MVS40N3MW6L | SCHNEIDER | 4000A | 50kA | Nos. | None | Inventory | 4000A TP 50kA MDO MVS ACB with O/C,S/C,E/F protection, Microprocessor based Release ET6G, Frame size 1, Ics=Icu=50kA@440V AC, Icw=50kA for 1s
11802 | 4000A TP 50kA MDO MVS ACB with O/C,S/C,E/F protection, Microprocessor based Release ET6V, Frame size 1, Ics=Icu=50kA@440V AC, Icw=50kA for 1s | ACB | LV_Switchgear | MVS40N3MW6V | SCHNEIDER | 4000A | 50kA | Nos. | None | Inventory | 4000A TP 50kA MDO MVS ACB with O/C,S/C,E/F protection, Microprocessor based Release ET6V, Frame size 1, Ics=Icu=50kA@440V AC, Icw=50kA for 1s
11803 | 4000A TP 50kA EDO MVS ACB without Release & 110V AC Motor, 110V AC Closing, 110V AC Shunt, Frame size 1, Isc=Icu=50kA@440V AC, Icw=50kA for 1s | ACB | LV_Switchgear | MVS40N3NW0D_110VAC-M_110VAC-CC_110VAC-ST | SCHNEIDER | 4000A | 50kA | Nos. | None | Inventory | 4000A TP 50kA EDO MVS ACB without Release & 110V AC Motor, 110V AC Closing, 110V AC Shunt, Frame size 1, Isc=Icu=50kA@440V AC, Icw=50kA for 1s
11804 | 4000A TP 50kA EDO MVS ACB without Release & 110V DC Motor, 110V DC Closing, 110V DC Shunt, Frame size 1, Isc=Icu=50kA@440V AC, Icw=50kA for 1s | ACB | LV_Switchgear | MVS40N3NW0D_110VDC-M_110VDC-CC_110VDC-ST | SCHNEIDER | 4000A | 50kA | Nos. | None | Inventory | 4000A TP 50kA EDO MVS ACB without Release & 110V DC Motor, 110V DC Closing, 110V DC Shunt, Frame size 1, Isc=Icu=50kA@440V AC, Icw=50kA for 1s
11805 | 4000A TP 50kA EDO MVS ACB without Release & 240V AC Motor, 240V AC Closing, 240V AC Shunt, Frame size 1, Isc=Icu=50kA@440V AC, Icw=50kA for 1s | ACB | LV_Switchgear | MVS40N3NW0D_240VAC-M_240VAC-CC_240VAC-ST | SCHNEIDER | 4000A | 50kA | Nos. | None | Inventory | 4000A TP 50kA EDO MVS ACB without Release & 240V AC Motor, 240V AC Closing, 240V AC Shunt, Frame size 1, Isc=Icu=50kA@440V AC, Icw=50kA for 1s
11806 | 4000A TP 50kA EDO MVS ACB without Release & 240V DC Motor, 240V DC Closing, 240V DC Shunt, Frame size 1, Isc=Icu=50kA@440V AC, Icw=50kA for 1s | ACB | LV_Switchgear | MVS40N3NW0D_240VDC-M_240VDC-CC_240VDC-ST | SCHNEIDER | 4000A | 50kA | Nos. | None | Inventory | 4000A TP 50kA EDO MVS ACB without Release & 240V DC Motor, 240V DC Closing, 240V DC Shunt, Frame size 1, Isc=Icu=50kA@440V AC, Icw=50kA for 1s
11807 | 4000A TP 50kA EDO MVS ACB without Release & 24V DC Motor, 24V DC Closing, 24V DC Shunt, Frame size 1, Isc=Icu=50kA@440V AC, Icw=50kA for 1s | ACB | LV_Switchgear | MVS40N3NW0D_24VDC-M_24VDC-CC_24VDC-ST | SCHNEIDER | 4000A | 50kA | Nos. | None | Inventory | 4000A TP 50kA EDO MVS ACB without Release & 24V DC Motor, 24V DC Closing, 24V DC Shunt, Frame size 1, Isc=Icu=50kA@440V AC, Icw=50kA for 1s
11808 | 4000A TP 50kA EDO MVS ACB without Release & 415V AC Motor, 415V AC Closing, 415V AC Shunt, Frame size 1, Isc=Icu=50kA@440V AC, Icw=50kA for 1s | ACB | LV_Switchgear | MVS40N3NW0D_415VAC-M_415VAC-CC_415VAC-ST | SCHNEIDER | 4000A | 50kA | Nos. | None | Inventory | 4000A TP 50kA EDO MVS ACB without Release & 415V AC Motor, 415V AC Closing, 415V AC Shunt, Frame size 1, Isc=Icu=50kA@440V AC, Icw=50kA for 1s
11809 | 4000A TP 50kA EDO MVS ACB without Release & 48V DC Motor, 48V DC Closing, 48V DC Shunt, Frame size 1, Isc=Icu=50kA@440V AC, Icw=50kA for 1s | ACB | LV_Switchgear | MVS40N3NW0D_48VDC-M_48VDC-CC_48VDC-ST | SCHNEIDER | 4000A | 50kA | Nos. | None | Inventory | 4000A TP 50kA EDO MVS ACB without Release & 48V DC Motor, 48V DC Closing, 48V DC Shunt, Frame size 1, Isc=Icu=50kA@440V AC, Icw=50kA for 1s
11810 | 4000A TP 50kA EDO MVS ACB with O/C,S/C protection & 110V AC Motor, 110V AC Closing, 110V AC Shunt, Microprocessor based Release ET2A, Frame size 1, Isc=Icu=50kA@440V AC, Icw=50kA for 1s | ACB | LV_Switchgear | MVS40N3NW2A_110VAC-M_110VAC-CC_110VAC-ST | SCHNEIDER | 4000A | 50kA | Nos. | None | Inventory | 4000A TP 50kA EDO MVS ACB with O/C,S/C protection & 110V AC Motor, 110V AC Closing, 110V AC Shunt, Microprocessor based Release ET2A, Frame size 1, Isc=Icu=50kA@440V AC, Icw=50kA for 1s
11811 | 4000A TP 50kA EDO MVS ACB with O/C,S/C protection & 110V DC Motor, 110V DC Closing, 110V DC Shunt, Microprocessor based Release ET2A, Frame size 1, Isc=Icu=50kA@440V AC, Icw=50kA for 1s | ACB | LV_Switchgear | MVS40N3NW2A_110VDC-M_110VDC-CC_110VDC-ST | SCHNEIDER | 4000A | 50kA | Nos. | None | Inventory | 4000A TP 50kA EDO MVS ACB with O/C,S/C protection & 110V DC Motor, 110V DC Closing, 110V DC Shunt, Microprocessor based Release ET2A, Frame size 1, Isc=Icu=50kA@440V AC, Icw=50kA for 1s
11812 | 4000A TP 50kA EDO MVS ACB with O/C,S/C protection & 240V AC Motor, 240V AC Closing, 240V AC Shunt, Microprocessor based Release ET2A, Frame size 1, Isc=Icu=50kA@440V AC, Icw=50kA for 1s | ACB | LV_Switchgear | MVS40N3NW2A_240VAC-M_240VAC-CC_240VAC-ST | SCHNEIDER | 4000A | 50kA | Nos. | None | Inventory | 4000A TP 50kA EDO MVS ACB with O/C,S/C protection & 240V AC Motor, 240V AC Closing, 240V AC Shunt, Microprocessor based Release ET2A, Frame size 1, Isc=Icu=50kA@440V AC, Icw=50kA for 1s
11813 | 4000A TP 50kA EDO MVS ACB with O/C,S/C protection & 240V DC Motor, 240V DC Closing, 240V DC Shunt, Microprocessor based Release ET2A, Frame size 1, Isc=Icu=50kA@440V AC, Icw=50kA for 1s | ACB | LV_Switchgear | MVS40N3NW2A_240VDC-M_240VDC-CC_240VDC-ST | SCHNEIDER | 4000A | 50kA | Nos. | None | Inventory | 4000A TP 50kA EDO MVS ACB with O/C,S/C protection & 240V DC Motor, 240V DC Closing, 240V DC Shunt, Microprocessor based Release ET2A, Frame size 1, Isc=Icu=50kA@440V AC, Icw=50kA for 1s
11814 | 4000A TP 50kA EDO MVS ACB with O/C,S/C protection & 24V DC Motor, 24V DC Closing, 24V DC Shunt, Microprocessor based Release ET2A, Frame size 1, Isc=Icu=50kA@440V AC, Icw=50kA for 1s | ACB | LV_Switchgear | MVS40N3NW2A_24VDC-M_24VDC-CC_24VDC-ST | SCHNEIDER | 4000A | 50kA | Nos. | None | Inventory | 4000A TP 50kA EDO MVS ACB with O/C,S/C protection & 24V DC Motor, 24V DC Closing, 24V DC Shunt, Microprocessor based Release ET2A, Frame size 1, Isc=Icu=50kA@440V AC, Icw=50kA for 1s
11815 | 4000A TP 50kA EDO MVS ACB with O/C,S/C protection & 415V AC Motor, 415V AC Closing, 415V AC Shunt, Microprocessor based Release ET2A, Frame size 1, Isc=Icu=50kA@440V AC, Icw=50kA for 1s | ACB | LV_Switchgear | MVS40N3NW2A_415VAC-M_415VAC-CC_415VAC-ST | SCHNEIDER | 4000A | 50kA | Nos. | None | Inventory | 4000A TP 50kA EDO MVS ACB with O/C,S/C protection & 415V AC Motor, 415V AC Closing, 415V AC Shunt, Microprocessor based Release ET2A, Frame size 1, Isc=Icu=50kA@440V AC, Icw=50kA for 1s
11816 | 4000A TP 50kA EDO MVS ACB with O/C,S/C protection & 48V DC Motor, 48V DC Closing, 48V DC Shunt, Microprocessor based Release ET2A, Frame size 1, Isc=Icu=50kA@440V AC, Icw=50kA for 1s | ACB | LV_Switchgear | MVS40N3NW2A_48VDC-M_48VDC-CC_48VDC-ST | SCHNEIDER | 4000A | 50kA | Nos. | None | Inventory | 4000A TP 50kA EDO MVS ACB with O/C,S/C protection & 48V DC Motor, 48V DC Closing, 48V DC Shunt, Microprocessor based Release ET2A, Frame size 1, Isc=Icu=50kA@440V AC, Icw=50kA for 1s
11817 | 4000A TP 50kA EDO MVS ACB with O/C,S/C protection & 110V AC Motor, 110V AC Closing, 110V AC Shunt, Microprocessor based Release ET2L, Frame size 1, Isc=Icu=50kA@440V AC, Icw=50kA for 1s | ACB | LV_Switchgear | MVS40N3NW2L_110VAC-M_110VAC-CC_110VAC-ST | SCHNEIDER | 4000A | 50kA | Nos. | None | Inventory | 4000A TP 50kA EDO MVS ACB with O/C,S/C protection & 110V AC Motor, 110V AC Closing, 110V AC Shunt, Microprocessor based Release ET2L, Frame size 1, Isc=Icu=50kA@440V AC, Icw=50kA for 1s
11818 | 4000A TP 50kA EDO MVS ACB with O/C,S/C protection & 110V DC Motor, 110V DC Closing, 110V DC Shunt, Microprocessor based Release ET2L, Frame size 1, Isc=Icu=50kA@440V AC, Icw=50kA for 1s | ACB | LV_Switchgear | MVS40N3NW2L_110VDC-M_110VDC-CC_110VDC-ST | SCHNEIDER | 4000A | 50kA | Nos. | None | Inventory | 4000A TP 50kA EDO MVS ACB with O/C,S/C protection & 110V DC Motor, 110V DC Closing, 110V DC Shunt, Microprocessor based Release ET2L, Frame size 1, Isc=Icu=50kA@440V AC, Icw=50kA for 1s
11819 | 4000A TP 50kA EDO MVS ACB with O/C,S/C protection & 240V AC Motor, 240V AC Closing, 240V AC Shunt, Microprocessor based Release ET2L, Frame size 1, Isc=Icu=50kA@440V AC, Icw=50kA for 1s | ACB | LV_Switchgear | MVS40N3NW2L_240VAC-M_240VAC-CC_240VAC-ST | SCHNEIDER | 4000A | 50kA | Nos. | None | Inventory | 4000A TP 50kA EDO MVS ACB with O/C,S/C protection & 240V AC Motor, 240V AC Closing, 240V AC Shunt, Microprocessor based Release ET2L, Frame size 1, Isc=Icu=50kA@440V AC, Icw=50kA for 1s
11820 | 4000A TP 50kA EDO MVS ACB with O/C,S/C protection & 240V DC Motor, 240V DC Closing, 240V DC Shunt, Microprocessor based Release ET2L, Frame size 1, Isc=Icu=50kA@440V AC, Icw=50kA for 1s | ACB | LV_Switchgear | MVS40N3NW2L_240VDC-M_240VDC-CC_240VDC-ST | SCHNEIDER | 4000A | 50kA | Nos. | None | Inventory | 4000A TP 50kA EDO MVS ACB with O/C,S/C protection & 240V DC Motor, 240V DC Closing, 240V DC Shunt, Microprocessor based Release ET2L, Frame size 1, Isc=Icu=50kA@440V AC, Icw=50kA for 1s
11821 | 4000A TP 50kA EDO MVS ACB with O/C,S/C protection & 24V DC Motor, 24V DC Closing, 24V DC Shunt, Microprocessor based Release ET2L, Frame size 1, Isc=Icu=50kA@440V AC, Icw=50kA for 1s | ACB | LV_Switchgear | MVS40N3NW2L_24VDC-M_24VDC-CC_24VDC-ST | SCHNEIDER | 4000A | 50kA | Nos. | None | Inventory | 4000A TP 50kA EDO MVS ACB with O/C,S/C protection & 24V DC Motor, 24V DC Closing, 24V DC Shunt, Microprocessor based Release ET2L, Frame size 1, Isc=Icu=50kA@440V AC, Icw=50kA for 1s
11822 | 4000A TP 50kA EDO MVS ACB with O/C,S/C protection & 415V AC Motor, 415V AC Closing, 415V AC Shunt, Microprocessor based Release ET2L, Frame size 1, Isc=Icu=50kA@440V AC, Icw=50kA for 1s | ACB | LV_Switchgear | MVS40N3NW2L_415VAC-M_415VAC-CC_415VAC-ST | SCHNEIDER | 4000A | 50kA | Nos. | None | Inventory | 4000A TP 50kA EDO MVS ACB with O/C,S/C protection & 415V AC Motor, 415V AC Closing, 415V AC Shunt, Microprocessor based Release ET2L, Frame size 1, Isc=Icu=50kA@440V AC, Icw=50kA for 1s
11823 | 4000A TP 50kA EDO MVS ACB with O/C,S/C protection & 48V DC Motor, 48V DC Closing, 48V DC Shunt, Microprocessor based Release ET2L, Frame size 1, Isc=Icu=50kA@440V AC, Icw=50kA for 1s | ACB | LV_Switchgear | MVS40N3NW2L_48VDC-M_48VDC-CC_48VDC-ST | SCHNEIDER | 4000A | 50kA | Nos. | None | Inventory | 4000A TP 50kA EDO MVS ACB with O/C,S/C protection & 48V DC Motor, 48V DC Closing, 48V DC Shunt, Microprocessor based Release ET2L, Frame size 1, Isc=Icu=50kA@440V AC, Icw=50kA for 1s
11824 | 4000A TP 50kA EDO MVS ACB with O/C,S/C protection & 110V AC Motor, 110V AC Closing, 110V AC Shunt, Microprocessor based Release ET2V, Frame size 1, Isc=Icu=50kA@440V AC, Icw=50kA for 1s | ACB | LV_Switchgear | MVS40N3NW2V_110VAC-M_110VAC-CC_110VAC-ST | SCHNEIDER | 4000A | 50kA | Nos. | None | Inventory | 4000A TP 50kA EDO MVS ACB with O/C,S/C protection & 110V AC Motor, 110V AC Closing, 110V AC Shunt, Microprocessor based Release ET2V, Frame size 1, Isc=Icu=50kA@440V AC, Icw=50kA for 1s
11825 | 4000A TP 50kA EDO MVS ACB with O/C,S/C protection & 110V DC Motor, 110V DC Closing, 110V DC Shunt, Microprocessor based Release ET2V, Frame size 1, Isc=Icu=50kA@440V AC, Icw=50kA for 1s | ACB | LV_Switchgear | MVS40N3NW2V_110VDC-M_110VDC-CC_110VDC-ST | SCHNEIDER | 4000A | 50kA | Nos. | None | Inventory | 4000A TP 50kA EDO MVS ACB with O/C,S/C protection & 110V DC Motor, 110V DC Closing, 110V DC Shunt, Microprocessor based Release ET2V, Frame size 1, Isc=Icu=50kA@440V AC, Icw=50kA for 1s
11826 | 4000A TP 50kA EDO MVS ACB with O/C,S/C protection & 240V AC Motor, 240V AC Closing, 240V AC Shunt, Microprocessor based Release ET2V, Frame size 1, Isc=Icu=50kA@440V AC, Icw=50kA for 1s | ACB | LV_Switchgear | MVS40N3NW2V_240VAC-M_240VAC-CC_240VAC-ST | SCHNEIDER | 4000A | 50kA | Nos. | None | Inventory | 4000A TP 50kA EDO MVS ACB with O/C,S/C protection & 240V AC Motor, 240V AC Closing, 240V AC Shunt, Microprocessor based Release ET2V, Frame size 1, Isc=Icu=50kA@440V AC, Icw=50kA for 1s
11827 | 4000A TP 50kA EDO MVS ACB with O/C,S/C protection & 240V DC Motor, 240V DC Closing, 240V DC Shunt, Microprocessor based Release ET2V, Frame size 1, Isc=Icu=50kA@440V AC, Icw=50kA for 1s | ACB | LV_Switchgear | MVS40N3NW2V_240VDC-M_240VDC-CC_240VDC-ST | SCHNEIDER | 4000A | 50kA | Nos. | None | Inventory | 4000A TP 50kA EDO MVS ACB with O/C,S/C protection & 240V DC Motor, 240V DC Closing, 240V DC Shunt, Microprocessor based Release ET2V, Frame size 1, Isc=Icu=50kA@440V AC, Icw=50kA for 1s
11828 | 4000A TP 50kA EDO MVS ACB with O/C,S/C protection & 24V DC Motor, 24V DC Closing, 24V DC Shunt, Microprocessor based Release ET2V, Frame size 1, Isc=Icu=50kA@440V AC, Icw=50kA for 1s | ACB | LV_Switchgear | MVS40N3NW2V_24VDC-M_24VDC-CC_24VDC-ST | SCHNEIDER | 4000A | 50kA | Nos. | None | Inventory | 4000A TP 50kA EDO MVS ACB with O/C,S/C protection & 24V DC Motor, 24V DC Closing, 24V DC Shunt, Microprocessor based Release ET2V, Frame size 1, Isc=Icu=50kA@440V AC, Icw=50kA for 1s
11829 | 4000A TP 50kA EDO MVS ACB with O/C,S/C protection & 415V AC Motor, 415V AC Closing, 415V AC Shunt, Microprocessor based Release ET2V, Frame size 1, Isc=Icu=50kA@440V AC, Icw=50kA for 1s | ACB | LV_Switchgear | MVS40N3NW2V_415VAC-M_415VAC-CC_415VAC-ST | SCHNEIDER | 4000A | 50kA | Nos. | None | Inventory | 4000A TP 50kA EDO MVS ACB with O/C,S/C protection & 415V AC Motor, 415V AC Closing, 415V AC Shunt, Microprocessor based Release ET2V, Frame size 1, Isc=Icu=50kA@440V AC, Icw=50kA for 1s
11830 | 4000A TP 50kA EDO MVS ACB with O/C,S/C protection & 48V DC Motor, 48V DC Closing, 48V DC Shunt, Microprocessor based Release ET2V, Frame size 1, Isc=Icu=50kA@440V AC, Icw=50kA for 1s | ACB | LV_Switchgear | MVS40N3NW2V_48VDC-M_48VDC-CC_48VDC-ST | SCHNEIDER | 4000A | 50kA | Nos. | None | Inventory | 4000A TP 50kA EDO MVS ACB with O/C,S/C protection & 48V DC Motor, 48V DC Closing, 48V DC Shunt, Microprocessor based Release ET2V, Frame size 1, Isc=Icu=50kA@440V AC, Icw=50kA for 1s
11831 | 4000A TP 50kA EDO MVS ACB with O/C,S/C,E/F protection & 110V AC Motor, 110V AC Closing, 110V AC Shunt, Microprocessor based Release ET6A, Frame size 1, Isc=Icu=50kA@440V AC, Icw=50kA for 1s | ACB | LV_Switchgear | MVS40N3NW6A_110VAC-M_110VAC-CC_110VAC-ST | SCHNEIDER | 4000A | 50kA | Nos. | None | Inventory | 4000A TP 50kA EDO MVS ACB with O/C,S/C,E/F protection & 110V AC Motor, 110V AC Closing, 110V AC Shunt, Microprocessor based Release ET6A, Frame size 1, Isc=Icu=50kA@440V AC, Icw=50kA for 1s
11832 | 4000A TP 50kA EDO MVS ACB with O/C,S/C,E/F protection & 110V DC Motor, 110V DC Closing, 110V DC Shunt, Microprocessor based Release ET6A, Frame size 1, Isc=Icu=50kA@440V AC, Icw=50kA for 1s | ACB | LV_Switchgear | MVS40N3NW6A_110VDC-M_110VDC-CC_110VDC-ST | SCHNEIDER | 4000A | 50kA | Nos. | None | Inventory | 4000A TP 50kA EDO MVS ACB with O/C,S/C,E/F protection & 110V DC Motor, 110V DC Closing, 110V DC Shunt, Microprocessor based Release ET6A, Frame size 1, Isc=Icu=50kA@440V AC, Icw=50kA for 1s
11833 | 4000A TP 50kA EDO MVS ACB with O/C,S/C,E/F protection & 240V AC Motor, 240V AC Closing, 240V AC Shunt, Microprocessor based Release ET6A, Frame size 1, Isc=Icu=50kA@440V AC, Icw=50kA for 1s | ACB | LV_Switchgear | MVS40N3NW6A_240VAC-M_240VAC-CC_240VAC-ST | SCHNEIDER | 4000A | 50kA | Nos. | None | Inventory | 4000A TP 50kA EDO MVS ACB with O/C,S/C,E/F protection & 240V AC Motor, 240V AC Closing, 240V AC Shunt, Microprocessor based Release ET6A, Frame size 1, Isc=Icu=50kA@440V AC, Icw=50kA for 1s
11834 | 4000A TP 50kA EDO MVS ACB with O/C,S/C,E/F protection & 240V DC Motor, 240V DC Closing, 240V DC Shunt, Microprocessor based Release ET6A, Frame size 1, Isc=Icu=50kA@440V AC, Icw=50kA for 1s | ACB | LV_Switchgear | MVS40N3NW6A_240VDC-M_240VDC-CC_240VDC-ST | SCHNEIDER | 4000A | 50kA | Nos. | None | Inventory | 4000A TP 50kA EDO MVS ACB with O/C,S/C,E/F protection & 240V DC Motor, 240V DC Closing, 240V DC Shunt, Microprocessor based Release ET6A, Frame size 1, Isc=Icu=50kA@440V AC, Icw=50kA for 1s
11835 | 4000A TP 50kA EDO MVS ACB with O/C,S/C,E/F protection & 24V DC Motor, 24V DC Closing, 24V DC Shunt, Microprocessor based Release ET6A, Frame size 1, Isc=Icu=50kA@440V AC, Icw=50kA for 1s | ACB | LV_Switchgear | MVS40N3NW6A_24VDC-M_24VDC-CC_24VDC-ST | SCHNEIDER | 4000A | 50kA | Nos. | None | Inventory | 4000A TP 50kA EDO MVS ACB with O/C,S/C,E/F protection & 24V DC Motor, 24V DC Closing, 24V DC Shunt, Microprocessor based Release ET6A, Frame size 1, Isc=Icu=50kA@440V AC, Icw=50kA for 1s
11836 | 4000A TP 50kA EDO MVS ACB with O/C,S/C,E/F protection & 415V AC Motor, 415V AC Closing, 415V AC Shunt, Microprocessor based Release ET6A, Frame size 1, Isc=Icu=50kA@440V AC, Icw=50kA for 1s | ACB | LV_Switchgear | MVS40N3NW6A_415VAC-M_415VAC-CC_415VAC-ST | SCHNEIDER | 4000A | 50kA | Nos. | None | Inventory | 4000A TP 50kA EDO MVS ACB with O/C,S/C,E/F protection & 415V AC Motor, 415V AC Closing, 415V AC Shunt, Microprocessor based Release ET6A, Frame size 1, Isc=Icu=50kA@440V AC, Icw=50kA for 1s
11837 | 4000A TP 50kA EDO MVS ACB with O/C,S/C,E/F protection & 48V DC Motor, 48V DC Closing, 48V DC Shunt, Microprocessor based Release ET6A, Frame size 1, Isc=Icu=50kA@440V AC, Icw=50kA for 1s | ACB | LV_Switchgear | MVS40N3NW6A_48VDC-M_48VDC-CC_48VDC-ST | SCHNEIDER | 4000A | 50kA | Nos. | None | Inventory | 4000A TP 50kA EDO MVS ACB with O/C,S/C,E/F protection & 48V DC Motor, 48V DC Closing, 48V DC Shunt, Microprocessor based Release ET6A, Frame size 1, Isc=Icu=50kA@440V AC, Icw=50kA for 1s
11838 | 4000A TP 50kA EDO MVS ACB with O/C,S/C,E/F protection & 110V AC Motor, 110V AC Closing, 110V AC Shunt, Microprocessor based Release ET6G, Frame size 1, Isc=Icu=50kA@440V AC, Icw=50kA for 1s | ACB | LV_Switchgear | MVS40N3NW6L_110VAC-M_110VAC-CC_110VAC-ST | SCHNEIDER | 4000A | 50kA | Nos. | None | Inventory | 4000A TP 50kA EDO MVS ACB with O/C,S/C,E/F protection & 110V AC Motor, 110V AC Closing, 110V AC Shunt, Microprocessor based Release ET6G, Frame size 1, Isc=Icu=50kA@440V AC, Icw=50kA for 1s
11839 | 4000A TP 50kA EDO MVS ACB with O/C,S/C,E/F protection & 110V DC Motor, 110V DC Closing, 110V DC Shunt, Microprocessor based Release ET6G, Frame size 1, Isc=Icu=50kA@440V AC, Icw=50kA for 1s | ACB | LV_Switchgear | MVS40N3NW6L_110VDC-M_110VDC-CC_110VDC-ST | SCHNEIDER | 4000A | 50kA | Nos. | None | Inventory | 4000A TP 50kA EDO MVS ACB with O/C,S/C,E/F protection & 110V DC Motor, 110V DC Closing, 110V DC Shunt, Microprocessor based Release ET6G, Frame size 1, Isc=Icu=50kA@440V AC, Icw=50kA for 1s
11840 | 4000A TP 50kA EDO MVS ACB with O/C,S/C,E/F protection & 240V AC Motor, 240V AC Closing, 240V AC Shunt, Microprocessor based Release ET6G, Frame size 1, Isc=Icu=50kA@440V AC, Icw=50kA for 1s | ACB | LV_Switchgear | MVS40N3NW6L_240VAC-M_240VAC-CC_240VAC-ST | SCHNEIDER | 4000A | 50kA | Nos. | None | Inventory | 4000A TP 50kA EDO MVS ACB with O/C,S/C,E/F protection & 240V AC Motor, 240V AC Closing, 240V AC Shunt, Microprocessor based Release ET6G, Frame size 1, Isc=Icu=50kA@440V AC, Icw=50kA for 1s
11841 | 4000A TP 50kA EDO MVS ACB with O/C,S/C,E/F protection & 240V DC Motor, 240V DC Closing, 240V DC Shunt, Microprocessor based Release ET6G, Frame size 1, Isc=Icu=50kA@440V AC, Icw=50kA for 1s | ACB | LV_Switchgear | MVS40N3NW6L_240VDC-M_240VDC-CC_240VDC-ST | SCHNEIDER | 4000A | 50kA | Nos. | None | Inventory | 4000A TP 50kA EDO MVS ACB with O/C,S/C,E/F protection & 240V DC Motor, 240V DC Closing, 240V DC Shunt, Microprocessor based Release ET6G, Frame size 1, Isc=Icu=50kA@440V AC, Icw=50kA for 1s
11842 | 4000A TP 50kA EDO MVS ACB with O/C,S/C,E/F protection & 24V DC Motor, 24V DC Closing, 24V DC Shunt, Microprocessor based Release ET6G, Frame size 1, Isc=Icu=50kA@440V AC, Icw=50kA for 1s | ACB | LV_Switchgear | MVS40N3NW6L_24VDC-M_24VDC-CC_24VDC-ST | SCHNEIDER | 4000A | 50kA | Nos. | None | Inventory | 4000A TP 50kA EDO MVS ACB with O/C,S/C,E/F protection & 24V DC Motor, 24V DC Closing, 24V DC Shunt, Microprocessor based Release ET6G, Frame size 1, Isc=Icu=50kA@440V AC, Icw=50kA for 1s
11843 | 4000A TP 50kA EDO MVS ACB with O/C,S/C,E/F protection & 415V AC Motor, 415V AC Closing, 415V AC Shunt, Microprocessor based Release ET6G, Frame size 1, Isc=Icu=50kA@440V AC, Icw=50kA for 1s | ACB | LV_Switchgear | MVS40N3NW6L_415VAC-M_415VAC-CC_415VAC-ST | SCHNEIDER | 4000A | 50kA | Nos. | None | Inventory | 4000A TP 50kA EDO MVS ACB with O/C,S/C,E/F protection & 415V AC Motor, 415V AC Closing, 415V AC Shunt, Microprocessor based Release ET6G, Frame size 1, Isc=Icu=50kA@440V AC, Icw=50kA for 1s
11844 | 4000A TP 50kA EDO MVS ACB with O/C,S/C,E/F protection & 48V DC Motor, 48V DC Closing, 48V DC Shunt, Microprocessor based Release ET6G, Frame size 1, Isc=Icu=50kA@440V AC, Icw=50kA for 1s | ACB | LV_Switchgear | MVS40N3NW6L_48VDC-M_48VDC-CC_48VDC-ST | SCHNEIDER | 4000A | 50kA | Nos. | None | Inventory | 4000A TP 50kA EDO MVS ACB with O/C,S/C,E/F protection & 48V DC Motor, 48V DC Closing, 48V DC Shunt, Microprocessor based Release ET6G, Frame size 1, Isc=Icu=50kA@440V AC, Icw=50kA for 1s
11845 | 4000A TP 50kA EDO MVS ACB with O/C,S/C,E/F protection & 110V AC Motor, 110V AC Closing, 110V AC Shunt, Microprocessor based Release ET6V, Frame size 1, Isc=Icu=50kA@440V AC, Icw=50kA for 1s | ACB | LV_Switchgear | MVS40N3NW6V_110VAC-M_110VAC-CC_110VAC-ST | SCHNEIDER | 4000A | 50kA | Nos. | None | Inventory | 4000A TP 50kA EDO MVS ACB with O/C,S/C,E/F protection & 110V AC Motor, 110V AC Closing, 110V AC Shunt, Microprocessor based Release ET6V, Frame size 1, Isc=Icu=50kA@440V AC, Icw=50kA for 1s
11846 | 4000A TP 50kA EDO MVS ACB with O/C,S/C,E/F protection & 110V DC Motor, 110V DC Closing, 110V DC Shunt, Microprocessor based Release ET6V, Frame size 1, Isc=Icu=50kA@440V AC, Icw=50kA for 1s | ACB | LV_Switchgear | MVS40N3NW6V_110VDC-M_110VDC-CC_110VDC-ST | SCHNEIDER | 4000A | 50kA | Nos. | None | Inventory | 4000A TP 50kA EDO MVS ACB with O/C,S/C,E/F protection & 110V DC Motor, 110V DC Closing, 110V DC Shunt, Microprocessor based Release ET6V, Frame size 1, Isc=Icu=50kA@440V AC, Icw=50kA for 1s
11847 | 4000A TP 50kA EDO MVS ACB with O/C,S/C,E/F protection & 240V AC Motor, 240V AC Closing, 240V AC Shunt, Microprocessor based Release ET6V, Frame size 1, Isc=Icu=50kA@440V AC, Icw=50kA for 1s | ACB | LV_Switchgear | MVS40N3NW6V_240VAC-M_240VAC-CC_240VAC-ST | SCHNEIDER | 4000A | 50kA | Nos. | None | Inventory | 4000A TP 50kA EDO MVS ACB with O/C,S/C,E/F protection & 240V AC Motor, 240V AC Closing, 240V AC Shunt, Microprocessor based Release ET6V, Frame size 1, Isc=Icu=50kA@440V AC, Icw=50kA for 1s
11848 | 4000A TP 50kA EDO MVS ACB with O/C,S/C,E/F protection & 240V DC Motor, 240V DC Closing, 240V DC Shunt, Microprocessor based Release ET6V, Frame size 1, Isc=Icu=50kA@440V AC, Icw=50kA for 1s | ACB | LV_Switchgear | MVS40N3NW6V_240VDC-M_240VDC-CC_240VDC-ST | SCHNEIDER | 4000A | 50kA | Nos. | None | Inventory | 4000A TP 50kA EDO MVS ACB with O/C,S/C,E/F protection & 240V DC Motor, 240V DC Closing, 240V DC Shunt, Microprocessor based Release ET6V, Frame size 1, Isc=Icu=50kA@440V AC, Icw=50kA for 1s
11849 | 4000A TP 50kA EDO MVS ACB with O/C,S/C,E/F protection & 24V DC Motor, 24V DC Closing, 24V DC Shunt, Microprocessor based Release ET6V, Frame size 1, Isc=Icu=50kA@440V AC, Icw=50kA for 1s | ACB | LV_Switchgear | MVS40N3NW6V_24VDC-M_24VDC-CC_24VDC-ST | SCHNEIDER | 4000A | 50kA | Nos. | None | Inventory | 4000A TP 50kA EDO MVS ACB with O/C,S/C,E/F protection & 24V DC Motor, 24V DC Closing, 24V DC Shunt, Microprocessor based Release ET6V, Frame size 1, Isc=Icu=50kA@440V AC, Icw=50kA for 1s
11850 | 4000A TP 50kA EDO MVS ACB with O/C,S/C,E/F protection & 415V AC Motor, 415V AC Closing, 415V AC Shunt, Microprocessor based Release ET6V, Frame size 1, Isc=Icu=50kA@440V AC, Icw=50kA for 1s | ACB | LV_Switchgear | MVS40N3NW6V_415VAC-M_415VAC-CC_415VAC-ST | SCHNEIDER | 4000A | 50kA | Nos. | None | Inventory | 4000A TP 50kA EDO MVS ACB with O/C,S/C,E/F protection & 415V AC Motor, 415V AC Closing, 415V AC Shunt, Microprocessor based Release ET6V, Frame size 1, Isc=Icu=50kA@440V AC, Icw=50kA for 1s
11851 | 4000A TP 50kA EDO MVS ACB with O/C,S/C,E/F protection & 48V DC Motor, 48V DC Closing, 48V DC Shunt, Microprocessor based Release ET6V, Frame size 1, Isc=Icu=50kA@440V AC, Icw=50kA for 1s | ACB | LV_Switchgear | MVS40N3NW6V_48VDC-M_48VDC-CC_48VDC-ST | SCHNEIDER | 4000A | 50kA | Nos. | None | Inventory | 4000A TP 50kA EDO MVS ACB with O/C,S/C,E/F protection & 48V DC Motor, 48V DC Closing, 48V DC Shunt, Microprocessor based Release ET6V, Frame size 1, Isc=Icu=50kA@440V AC, Icw=50kA for 1s
11852 | 4000A FP 50kA MDO MVS ACB without Release, Frame size 1, Ics=Icu=50kA@440V AC, Icw=50kA for 1s | ACB | LV_Switchgear | MVS40N4MW0D | SCHNEIDER | 4000A | 50kA | Nos. | None | Inventory | 4000A FP 50kA MDO MVS ACB without Release, Frame size 1, Ics=Icu=50kA@440V AC, Icw=50kA for 1s
11853 | 4000A FP 50kA MDO MVS ACB with O/C,S/C protection, Microprocessor based Release ET2A, Frame size 1, Ics=Icu=50kA@440V AC, Icw=50kA for 1s | ACB | LV_Switchgear | MVS40N4MW2A | SCHNEIDER | 4000A | 50kA | Nos. | None | Inventory | 4000A FP 50kA MDO MVS ACB with O/C,S/C protection, Microprocessor based Release ET2A, Frame size 1, Ics=Icu=50kA@440V AC, Icw=50kA for 1s
11854 | 4000A FP 50kA MDO MVS ACB with O/C,S/C protection, Microprocessor based Release ET2L, Frame size 1, Ics=Icu=50kA@440V AC, Icw=50kA for 1s | ACB | LV_Switchgear | MVS40N4MW2L | SCHNEIDER | 4000A | 50kA | Nos. | None | Inventory | 4000A FP 50kA MDO MVS ACB with O/C,S/C protection, Microprocessor based Release ET2L, Frame size 1, Ics=Icu=50kA@440V AC, Icw=50kA for 1s
11855 | 4000A FP 50kA MDO MVS ACB with O/C,S/C protection, Microprocessor based Release ET2V, Frame size 1, Ics=Icu=50kA@440V AC, Icw=50kA for 1s | ACB | LV_Switchgear | MVS40N4MW2V | SCHNEIDER | 4000A | 50kA | Nos. | None | Inventory | 4000A FP 50kA MDO MVS ACB with O/C,S/C protection, Microprocessor based Release ET2V, Frame size 1, Ics=Icu=50kA@440V AC, Icw=50kA for 1s
11856 | 4000A FP 50kA MDO MVS ACB with O/C,S/C,E/F protection, Microprocessor based Release ET6A, Frame size 1, Ics=Icu=50kA@440V AC, Icw=50kA for 1s | ACB | LV_Switchgear | MVS40N4MW6A | SCHNEIDER | 4000A | 50kA | Nos. | None | Inventory | 4000A FP 50kA MDO MVS ACB with O/C,S/C,E/F protection, Microprocessor based Release ET6A, Frame size 1, Ics=Icu=50kA@440V AC, Icw=50kA for 1s
11857 | 4000A FP 50kA MDO MVS ACB with O/C,S/C,E/F protection, Microprocessor based Release ET6G, Frame size 1, Ics=Icu=50kA@440V AC, Icw=50kA for 1s | ACB | LV_Switchgear | MVS40N4MW6L | SCHNEIDER | 4000A | 50kA | Nos. | None | Inventory | 4000A FP 50kA MDO MVS ACB with O/C,S/C,E/F protection, Microprocessor based Release ET6G, Frame size 1, Ics=Icu=50kA@440V AC, Icw=50kA for 1s
11858 | 4000A FP 50kA MDO MVS ACB with O/C,S/C,E/F protection, Microprocessor based Release ET6V, Frame size 1, Ics=Icu=50kA@440V AC, Icw=50kA for 1s | ACB | LV_Switchgear | MVS40N4MW6V | SCHNEIDER | 4000A | 50kA | Nos. | None | Inventory | 4000A FP 50kA MDO MVS ACB with O/C,S/C,E/F protection, Microprocessor based Release ET6V, Frame size 1, Ics=Icu=50kA@440V AC, Icw=50kA for 1s
11859 | 4000A FP 50kA EDO MVS ACB without Release & 110V AC Motor, 110V AC Closing, 110V AC Shunt, Frame size 1, Isc=Icu=50kA@440V AC, Icw=50kA for 1s | ACB | LV_Switchgear | MVS40N4NW0D_110VAC-M_110VAC-CC_110VAC-ST | SCHNEIDER | 4000A | 50kA | Nos. | None | Inventory | 4000A FP 50kA EDO MVS ACB without Release & 110V AC Motor, 110V AC Closing, 110V AC Shunt, Frame size 1, Isc=Icu=50kA@440V AC, Icw=50kA for 1s
11860 | 4000A FP 50kA EDO MVS ACB without Release & 110V DC Motor, 110V DC Closing, 110V DC Shunt, Frame size 1, Isc=Icu=50kA@440V AC, Icw=50kA for 1s | ACB | LV_Switchgear | MVS40N4NW0D_110VDC-M_110VDC-CC_110VDC-ST | SCHNEIDER | 4000A | 50kA | Nos. | None | Inventory | 4000A FP 50kA EDO MVS ACB without Release & 110V DC Motor, 110V DC Closing, 110V DC Shunt, Frame size 1, Isc=Icu=50kA@440V AC, Icw=50kA for 1s
11861 | 4000A FP 50kA EDO MVS ACB without Release & 240V AC Motor, 240V AC Closing, 240V AC Shunt, Frame size 1, Isc=Icu=50kA@440V AC, Icw=50kA for 1s | ACB | LV_Switchgear | MVS40N4NW0D_240VAC-M_240VAC-CC_240VAC-ST | SCHNEIDER | 4000A | 50kA | Nos. | None | Inventory | 4000A FP 50kA EDO MVS ACB without Release & 240V AC Motor, 240V AC Closing, 240V AC Shunt, Frame size 1, Isc=Icu=50kA@440V AC, Icw=50kA for 1s
11862 | 4000A FP 50kA EDO MVS ACB without Release & 240V DC Motor, 240V DC Closing, 240V DC Shunt, Frame size 1, Isc=Icu=50kA@440V AC, Icw=50kA for 1s | ACB | LV_Switchgear | MVS40N4NW0D_240VDC-M_240VDC-CC_240VDC-ST | SCHNEIDER | 4000A | 50kA | Nos. | None | Inventory | 4000A FP 50kA EDO MVS ACB without Release & 240V DC Motor, 240V DC Closing, 240V DC Shunt, Frame size 1, Isc=Icu=50kA@440V AC, Icw=50kA for 1s
11863 | 4000A FP 50kA EDO MVS ACB without Release & 24V DC Motor, 24V DC Closing, 24V DC Shunt, Frame size 1, Isc=Icu=50kA@440V AC, Icw=50kA for 1s | ACB | LV_Switchgear | MVS40N4NW0D_24VDC-M_24VDC-CC_24VDC-ST | SCHNEIDER | 4000A | 50kA | Nos. | None | Inventory | 4000A FP 50kA EDO MVS ACB without Release & 24V DC Motor, 24V DC Closing, 24V DC Shunt, Frame size 1, Isc=Icu=50kA@440V AC, Icw=50kA for 1s
11864 | 4000A FP 50kA EDO MVS ACB without Release & 415V AC Motor, 415V AC Closing, 415V AC Shunt, Frame size 1, Isc=Icu=50kA@440V AC, Icw=50kA for 1s | ACB | LV_Switchgear | MVS40N4NW0D_415VAC-M_415VAC-CC_415VAC-ST | SCHNEIDER | 4000A | 50kA | Nos. | None | Inventory | 4000A FP 50kA EDO MVS ACB without Release & 415V AC Motor, 415V AC Closing, 415V AC Shunt, Frame size 1, Isc=Icu=50kA@440V AC, Icw=50kA for 1s
11865 | 4000A FP 50kA EDO MVS ACB without Release & 48V DC Motor, 48V DC Closing, 48V DC Shunt, Frame size 1, Isc=Icu=50kA@440V AC, Icw=50kA for 1s | ACB | LV_Switchgear | MVS40N4NW0D_48VDC-M_48VDC-CC_48VDC-ST | SCHNEIDER | 4000A | 50kA | Nos. | None | Inventory | 4000A FP 50kA EDO MVS ACB without Release & 48V DC Motor, 48V DC Closing, 48V DC Shunt, Frame size 1, Isc=Icu=50kA@440V AC, Icw=50kA for 1s
11866 | 4000A FP 50kA EDO MVS ACB with O/C,S/C protection & 110V AC Motor, 110V AC Closing, 110V AC Shunt, Microprocessor based Release ET2A, Frame size 1, Isc=Icu=50kA@440V AC, Icw=50kA for 1s | ACB | LV_Switchgear | MVS40N4NW2A_110VAC-M_110VAC-CC_110VAC-ST | SCHNEIDER | 4000A | 50kA | Nos. | None | Inventory | 4000A FP 50kA EDO MVS ACB with O/C,S/C protection & 110V AC Motor, 110V AC Closing, 110V AC Shunt, Microprocessor based Release ET2A, Frame size 1, Isc=Icu=50kA@440V AC, Icw=50kA for 1s
11867 | 4000A FP 50kA EDO MVS ACB with O/C,S/C protection & 110V DC Motor, 110V DC Closing, 110V DC Shunt, Microprocessor based Release ET2A, Frame size 1, Isc=Icu=50kA@440V AC, Icw=50kA for 1s | ACB | LV_Switchgear | MVS40N4NW2A_110VDC-M_110VDC-CC_110VDC-ST | SCHNEIDER | 4000A | 50kA | Nos. | None | Inventory | 4000A FP 50kA EDO MVS ACB with O/C,S/C protection & 110V DC Motor, 110V DC Closing, 110V DC Shunt, Microprocessor based Release ET2A, Frame size 1, Isc=Icu=50kA@440V AC, Icw=50kA for 1s
11868 | 4000A FP 50kA EDO MVS ACB with O/C,S/C protection & 240V AC Motor, 240V AC Closing, 240V AC Shunt, Microprocessor based Release ET2A, Frame size 1, Isc=Icu=50kA@440V AC, Icw=50kA for 1s | ACB | LV_Switchgear | MVS40N4NW2A_240VAC-M_240VAC-CC_240VAC-ST | SCHNEIDER | 4000A | 50kA | Nos. | None | Inventory | 4000A FP 50kA EDO MVS ACB with O/C,S/C protection & 240V AC Motor, 240V AC Closing, 240V AC Shunt, Microprocessor based Release ET2A, Frame size 1, Isc=Icu=50kA@440V AC, Icw=50kA for 1s
11869 | 4000A FP 50kA EDO MVS ACB with O/C,S/C protection & 240V DC Motor, 240V DC Closing, 240V DC Shunt, Microprocessor based Release ET2A, Frame size 1, Isc=Icu=50kA@440V AC, Icw=50kA for 1s | ACB | LV_Switchgear | MVS40N4NW2A_240VDC-M_240VDC-CC_240VDC-ST | SCHNEIDER | 4000A | 50kA | Nos. | None | Inventory | 4000A FP 50kA EDO MVS ACB with O/C,S/C protection & 240V DC Motor, 240V DC Closing, 240V DC Shunt, Microprocessor based Release ET2A, Frame size 1, Isc=Icu=50kA@440V AC, Icw=50kA for 1s
11870 | 4000A FP 50kA EDO MVS ACB with O/C,S/C protection & 24V DC Motor, 24V DC Closing, 24V DC Shunt, Microprocessor based Release ET2A, Frame size 1, Isc=Icu=50kA@440V AC, Icw=50kA for 1s | ACB | LV_Switchgear | MVS40N4NW2A_24VDC-M_24VDC-CC_24VDC-ST | SCHNEIDER | 4000A | 50kA | Nos. | None | Inventory | 4000A FP 50kA EDO MVS ACB with O/C,S/C protection & 24V DC Motor, 24V DC Closing, 24V DC Shunt, Microprocessor based Release ET2A, Frame size 1, Isc=Icu=50kA@440V AC, Icw=50kA for 1s
11871 | 4000A FP 50kA EDO MVS ACB with O/C,S/C protection & 415V AC Motor, 415V AC Closing, 415V AC Shunt, Microprocessor based Release ET2A, Frame size 1, Isc=Icu=50kA@440V AC, Icw=50kA for 1s | ACB | LV_Switchgear | MVS40N4NW2A_415VAC-M_415VAC-CC_415VAC-ST | SCHNEIDER | 4000A | 50kA | Nos. | None | Inventory | 4000A FP 50kA EDO MVS ACB with O/C,S/C protection & 415V AC Motor, 415V AC Closing, 415V AC Shunt, Microprocessor based Release ET2A, Frame size 1, Isc=Icu=50kA@440V AC, Icw=50kA for 1s
11872 | 4000A FP 50kA EDO MVS ACB with O/C,S/C protection & 48V DC Motor, 48V DC Closing, 48V DC Shunt, Microprocessor based Release ET2A, Frame size 1, Isc=Icu=50kA@440V AC, Icw=50kA for 1s | ACB | LV_Switchgear | MVS40N4NW2A_48VDC-M_48VDC-CC_48VDC-ST | SCHNEIDER | 4000A | 50kA | Nos. | None | Inventory | 4000A FP 50kA EDO MVS ACB with O/C,S/C protection & 48V DC Motor, 48V DC Closing, 48V DC Shunt, Microprocessor based Release ET2A, Frame size 1, Isc=Icu=50kA@440V AC, Icw=50kA for 1s
11873 | 4000A FP 50kA EDO MVS ACB with O/C,S/C protection & 110V AC Motor, 110V AC Closing, 110V AC Shunt, Microprocessor based Release ET2L, Frame size 1, Isc=Icu=50kA@440V AC, Icw=50kA for 1s | ACB | LV_Switchgear | MVS40N4NW2L_110VAC-M_110VAC-CC_110VAC-ST | SCHNEIDER | 4000A | 50kA | Nos. | None | Inventory | 4000A FP 50kA EDO MVS ACB with O/C,S/C protection & 110V AC Motor, 110V AC Closing, 110V AC Shunt, Microprocessor based Release ET2L, Frame size 1, Isc=Icu=50kA@440V AC, Icw=50kA for 1s
11874 | 4000A FP 50kA EDO MVS ACB with O/C,S/C protection & 110V DC Motor, 110V DC Closing, 110V DC Shunt, Microprocessor based Release ET2L, Frame size 1, Isc=Icu=50kA@440V AC, Icw=50kA for 1s | ACB | LV_Switchgear | MVS40N4NW2L_110VDC-M_110VDC-CC_110VDC-ST | SCHNEIDER | 4000A | 50kA | Nos. | None | Inventory | 4000A FP 50kA EDO MVS ACB with O/C,S/C protection & 110V DC Motor, 110V DC Closing, 110V DC Shunt, Microprocessor based Release ET2L, Frame size 1, Isc=Icu=50kA@440V AC, Icw=50kA for 1s
11875 | 4000A FP 50kA EDO MVS ACB with O/C,S/C protection & 240V AC Motor, 240V AC Closing, 240V AC Shunt, Microprocessor based Release ET2L, Frame size 1, Isc=Icu=50kA@440V AC, Icw=50kA for 1s | ACB | LV_Switchgear | MVS40N4NW2L_240VAC-M_240VAC-CC_240VAC-ST | SCHNEIDER | 4000A | 50kA | Nos. | None | Inventory | 4000A FP 50kA EDO MVS ACB with O/C,S/C protection & 240V AC Motor, 240V AC Closing, 240V AC Shunt, Microprocessor based Release ET2L, Frame size 1, Isc=Icu=50kA@440V AC, Icw=50kA for 1s
11876 | 4000A FP 50kA EDO MVS ACB with O/C,S/C protection & 240V DC Motor, 240V DC Closing, 240V DC Shunt, Microprocessor based Release ET2L, Frame size 1, Isc=Icu=50kA@440V AC, Icw=50kA for 1s | ACB | LV_Switchgear | MVS40N4NW2L_240VDC-M_240VDC-CC_240VDC-ST | SCHNEIDER | 4000A | 50kA | Nos. | None | Inventory | 4000A FP 50kA EDO MVS ACB with O/C,S/C protection & 240V DC Motor, 240V DC Closing, 240V DC Shunt, Microprocessor based Release ET2L, Frame size 1, Isc=Icu=50kA@440V AC, Icw=50kA for 1s
11877 | 4000A FP 50kA EDO MVS ACB with O/C,S/C protection & 24V DC Motor, 24V DC Closing, 24V DC Shunt, Microprocessor based Release ET2L, Frame size 1, Isc=Icu=50kA@440V AC, Icw=50kA for 1s | ACB | LV_Switchgear | MVS40N4NW2L_24VDC-M_24VDC-CC_24VDC-ST | SCHNEIDER | 4000A | 50kA | Nos. | None | Inventory | 4000A FP 50kA EDO MVS ACB with O/C,S/C protection & 24V DC Motor, 24V DC Closing, 24V DC Shunt, Microprocessor based Release ET2L, Frame size 1, Isc=Icu=50kA@440V AC, Icw=50kA for 1s
11878 | 4000A FP 50kA EDO MVS ACB with O/C,S/C protection & 415V AC Motor, 415V AC Closing, 415V AC Shunt, Microprocessor based Release ET2L, Frame size 1, Isc=Icu=50kA@440V AC, Icw=50kA for 1s | ACB | LV_Switchgear | MVS40N4NW2L_415VAC-M_415VAC-CC_415VAC-ST | SCHNEIDER | 4000A | 50kA | Nos. | None | Inventory | 4000A FP 50kA EDO MVS ACB with O/C,S/C protection & 415V AC Motor, 415V AC Closing, 415V AC Shunt, Microprocessor based Release ET2L, Frame size 1, Isc=Icu=50kA@440V AC, Icw=50kA for 1s
11879 | 4000A FP 50kA EDO MVS ACB with O/C,S/C protection & 48V DC Motor, 48V DC Closing, 48V DC Shunt, Microprocessor based Release ET2L, Frame size 1, Isc=Icu=50kA@440V AC, Icw=50kA for 1s | ACB | LV_Switchgear | MVS40N4NW2L_48VDC-M_48VDC-CC_48VDC-ST | SCHNEIDER | 4000A | 50kA | Nos. | None | Inventory | 4000A FP 50kA EDO MVS ACB with O/C,S/C protection & 48V DC Motor, 48V DC Closing, 48V DC Shunt, Microprocessor based Release ET2L, Frame size 1, Isc=Icu=50kA@440V AC, Icw=50kA for 1s
11880 | 4000A FP 50kA EDO MVS ACB with O/C,S/C protection & 110V AC Motor, 110V AC Closing, 110V AC Shunt, Microprocessor based Release ET2V, Frame size 1, Isc=Icu=50kA@440V AC, Icw=50kA for 1s | ACB | LV_Switchgear | MVS40N4NW2V_110VAC-M_110VAC-CC_110VAC-ST | SCHNEIDER | 4000A | 50kA | Nos. | None | Inventory | 4000A FP 50kA EDO MVS ACB with O/C,S/C protection & 110V AC Motor, 110V AC Closing, 110V AC Shunt, Microprocessor based Release ET2V, Frame size 1, Isc=Icu=50kA@440V AC, Icw=50kA for 1s
11881 | 4000A FP 50kA EDO MVS ACB with O/C,S/C protection & 110V DC Motor, 110V DC Closing, 110V DC Shunt, Microprocessor based Release ET2V, Frame size 1, Isc=Icu=50kA@440V AC, Icw=50kA for 1s | ACB | LV_Switchgear | MVS40N4NW2V_110VDC-M_110VDC-CC_110VDC-ST | SCHNEIDER | 4000A | 50kA | Nos. | None | Inventory | 4000A FP 50kA EDO MVS ACB with O/C,S/C protection & 110V DC Motor, 110V DC Closing, 110V DC Shunt, Microprocessor based Release ET2V, Frame size 1, Isc=Icu=50kA@440V AC, Icw=50kA for 1s
11882 | 4000A FP 50kA EDO MVS ACB with O/C,S/C protection & 240V AC Motor, 240V AC Closing, 240V AC Shunt, Microprocessor based Release ET2V, Frame size 1, Isc=Icu=50kA@440V AC, Icw=50kA for 1s | ACB | LV_Switchgear | MVS40N4NW2V_240VAC-M_240VAC-CC_240VAC-ST | SCHNEIDER | 4000A | 50kA | Nos. | None | Inventory | 4000A FP 50kA EDO MVS ACB with O/C,S/C protection & 240V AC Motor, 240V AC Closing, 240V AC Shunt, Microprocessor based Release ET2V, Frame size 1, Isc=Icu=50kA@440V AC, Icw=50kA for 1s
11883 | 4000A FP 50kA EDO MVS ACB with O/C,S/C protection & 240V DC Motor, 240V DC Closing, 240V DC Shunt, Microprocessor based Release ET2V, Frame size 1, Isc=Icu=50kA@440V AC, Icw=50kA for 1s | ACB | LV_Switchgear | MVS40N4NW2V_240VDC-M_240VDC-CC_240VDC-ST | SCHNEIDER | 4000A | 50kA | Nos. | None | Inventory | 4000A FP 50kA EDO MVS ACB with O/C,S/C protection & 240V DC Motor, 240V DC Closing, 240V DC Shunt, Microprocessor based Release ET2V, Frame size 1, Isc=Icu=50kA@440V AC, Icw=50kA for 1s
11884 | 4000A FP 50kA EDO MVS ACB with O/C,S/C protection & 24V DC Motor, 24V DC Closing, 24V DC Shunt, Microprocessor based Release ET2V, Frame size 1, Isc=Icu=50kA@440V AC, Icw=50kA for 1s | ACB | LV_Switchgear | MVS40N4NW2V_24VDC-M_24VDC-CC_24VDC-ST | SCHNEIDER | 4000A | 50kA | Nos. | None | Inventory | 4000A FP 50kA EDO MVS ACB with O/C,S/C protection & 24V DC Motor, 24V DC Closing, 24V DC Shunt, Microprocessor based Release ET2V, Frame size 1, Isc=Icu=50kA@440V AC, Icw=50kA for 1s
11885 | 4000A FP 50kA EDO MVS ACB with O/C,S/C protection & 415V AC Motor, 415V AC Closing, 415V AC Shunt, Microprocessor based Release ET2V, Frame size 1, Isc=Icu=50kA@440V AC, Icw=50kA for 1s | ACB | LV_Switchgear | MVS40N4NW2V_415VAC-M_415VAC-CC_415VAC-ST | SCHNEIDER | 4000A | 50kA | Nos. | None | Inventory | 4000A FP 50kA EDO MVS ACB with O/C,S/C protection & 415V AC Motor, 415V AC Closing, 415V AC Shunt, Microprocessor based Release ET2V, Frame size 1, Isc=Icu=50kA@440V AC, Icw=50kA for 1s
11886 | 4000A FP 50kA EDO MVS ACB with O/C,S/C protection & 48V DC Motor, 48V DC Closing, 48V DC Shunt, Microprocessor based Release ET2V, Frame size 1, Isc=Icu=50kA@440V AC, Icw=50kA for 1s | ACB | LV_Switchgear | MVS40N4NW2V_48VDC-M_48VDC-CC_48VDC-ST | SCHNEIDER | 4000A | 50kA | Nos. | None | Inventory | 4000A FP 50kA EDO MVS ACB with O/C,S/C protection & 48V DC Motor, 48V DC Closing, 48V DC Shunt, Microprocessor based Release ET2V, Frame size 1, Isc=Icu=50kA@440V AC, Icw=50kA for 1s
11887 | 4000A FP 50kA EDO MVS ACB with O/C,S/C,E/F protection & 110V AC Motor, 110V AC Closing, 110V AC Shunt, Microprocessor based Release ET6A, Frame size 1, Isc=Icu=50kA@440V AC, Icw=50kA for 1s | ACB | LV_Switchgear | MVS40N4NW6A_110VAC-M_110VAC-CC_110VAC-ST | SCHNEIDER | 4000A | 50kA | Nos. | None | Inventory | 4000A FP 50kA EDO MVS ACB with O/C,S/C,E/F protection & 110V AC Motor, 110V AC Closing, 110V AC Shunt, Microprocessor based Release ET6A, Frame size 1, Isc=Icu=50kA@440V AC, Icw=50kA for 1s
11888 | 4000A FP 50kA EDO MVS ACB with O/C,S/C,E/F protection & 110V DC Motor, 110V DC Closing, 110V DC Shunt, Microprocessor based Release ET6A, Frame size 1, Isc=Icu=50kA@440V AC, Icw=50kA for 1s | ACB | LV_Switchgear | MVS40N4NW6A_110VDC-M_110VDC-CC_110VDC-ST | SCHNEIDER | 4000A | 50kA | Nos. | None | Inventory | 4000A FP 50kA EDO MVS ACB with O/C,S/C,E/F protection & 110V DC Motor, 110V DC Closing, 110V DC Shunt, Microprocessor based Release ET6A, Frame size 1, Isc=Icu=50kA@440V AC, Icw=50kA for 1s
11889 | 4000A FP 50kA EDO MVS ACB with O/C,S/C,E/F protection & 240V AC Motor, 240V AC Closing, 240V AC Shunt, Microprocessor based Release ET6A, Frame size 1, Isc=Icu=50kA@440V AC, Icw=50kA for 1s | ACB | LV_Switchgear | MVS40N4NW6A_240VAC-M_240VAC-CC_240VAC-ST | SCHNEIDER | 4000A | 50kA | Nos. | None | Inventory | 4000A FP 50kA EDO MVS ACB with O/C,S/C,E/F protection & 240V AC Motor, 240V AC Closing, 240V AC Shunt, Microprocessor based Release ET6A, Frame size 1, Isc=Icu=50kA@440V AC, Icw=50kA for 1s
11890 | 4000A FP 50kA EDO MVS ACB with O/C,S/C,E/F protection & 240V DC Motor, 240V DC Closing, 240V DC Shunt, Microprocessor based Release ET6A, Frame size 1, Isc=Icu=50kA@440V AC, Icw=50kA for 1s | ACB | LV_Switchgear | MVS40N4NW6A_240VDC-M_240VDC-CC_240VDC-ST | SCHNEIDER | 4000A | 50kA | Nos. | None | Inventory | 4000A FP 50kA EDO MVS ACB with O/C,S/C,E/F protection & 240V DC Motor, 240V DC Closing, 240V DC Shunt, Microprocessor based Release ET6A, Frame size 1, Isc=Icu=50kA@440V AC, Icw=50kA for 1s
11891 | 4000A FP 50kA EDO MVS ACB with O/C,S/C,E/F protection & 24V DC Motor, 24V DC Closing, 24V DC Shunt, Microprocessor based Release ET6A, Frame size 1, Isc=Icu=50kA@440V AC, Icw=50kA for 1s | ACB | LV_Switchgear | MVS40N4NW6A_24VDC-M_24VDC-CC_24VDC-ST | SCHNEIDER | 4000A | 50kA | Nos. | None | Inventory | 4000A FP 50kA EDO MVS ACB with O/C,S/C,E/F protection & 24V DC Motor, 24V DC Closing, 24V DC Shunt, Microprocessor based Release ET6A, Frame size 1, Isc=Icu=50kA@440V AC, Icw=50kA for 1s
11892 | 4000A FP 50kA EDO MVS ACB with O/C,S/C,E/F protection & 415V AC Motor, 415V AC Closing, 415V AC Shunt, Microprocessor based Release ET6A, Frame size 1, Isc=Icu=50kA@440V AC, Icw=50kA for 1s | ACB | LV_Switchgear | MVS40N4NW6A_415VAC-M_415VAC-CC_415VAC-ST | SCHNEIDER | 4000A | 50kA | Nos. | None | Inventory | 4000A FP 50kA EDO MVS ACB with O/C,S/C,E/F protection & 415V AC Motor, 415V AC Closing, 415V AC Shunt, Microprocessor based Release ET6A, Frame size 1, Isc=Icu=50kA@440V AC, Icw=50kA for 1s
11893 | 4000A FP 50kA EDO MVS ACB with O/C,S/C,E/F protection & 48V DC Motor, 48V DC Closing, 48V DC Shunt, Microprocessor based Release ET6A, Frame size 1, Isc=Icu=50kA@440V AC, Icw=50kA for 1s | ACB | LV_Switchgear | MVS40N4NW6A_48VDC-M_48VDC-CC_48VDC-ST | SCHNEIDER | 4000A | 50kA | Nos. | None | Inventory | 4000A FP 50kA EDO MVS ACB with O/C,S/C,E/F protection & 48V DC Motor, 48V DC Closing, 48V DC Shunt, Microprocessor based Release ET6A, Frame size 1, Isc=Icu=50kA@440V AC, Icw=50kA for 1s
11894 | 4000A FP 50kA EDO MVS ACB with O/C,S/C,E/F protection & 110V AC Motor, 110V AC Closing, 110V AC Shunt, Microprocessor based Release ET6G, Frame size 1, Isc=Icu=50kA@440V AC, Icw=50kA for 1s | ACB | LV_Switchgear | MVS40N4NW6L_110VAC-M_110VAC-CC_110VAC-ST | SCHNEIDER | 4000A | 50kA | Nos. | None | Inventory | 4000A FP 50kA EDO MVS ACB with O/C,S/C,E/F protection & 110V AC Motor, 110V AC Closing, 110V AC Shunt, Microprocessor based Release ET6G, Frame size 1, Isc=Icu=50kA@440V AC, Icw=50kA for 1s
11895 | 4000A FP 50kA EDO MVS ACB with O/C,S/C,E/F protection & 110V DC Motor, 110V DC Closing, 110V DC Shunt, Microprocessor based Release ET6G, Frame size 1, Isc=Icu=50kA@440V AC, Icw=50kA for 1s | ACB | LV_Switchgear | MVS40N4NW6L_110VDC-M_110VDC-CC_110VDC-ST | SCHNEIDER | 4000A | 50kA | Nos. | None | Inventory | 4000A FP 50kA EDO MVS ACB with O/C,S/C,E/F protection & 110V DC Motor, 110V DC Closing, 110V DC Shunt, Microprocessor based Release ET6G, Frame size 1, Isc=Icu=50kA@440V AC, Icw=50kA for 1s
11896 | 4000A FP 50kA EDO MVS ACB with O/C,S/C,E/F protection & 240V AC Motor, 240V AC Closing, 240V AC Shunt, Microprocessor based Release ET6G, Frame size 1, Isc=Icu=50kA@440V AC, Icw=50kA for 1s | ACB | LV_Switchgear | MVS40N4NW6L_240VAC-M_240VAC-CC_240VAC-ST | SCHNEIDER | 4000A | 50kA | Nos. | None | Inventory | 4000A FP 50kA EDO MVS ACB with O/C,S/C,E/F protection & 240V AC Motor, 240V AC Closing, 240V AC Shunt, Microprocessor based Release ET6G, Frame size 1, Isc=Icu=50kA@440V AC, Icw=50kA for 1s
11897 | 4000A FP 50kA EDO MVS ACB with O/C,S/C,E/F protection & 240V DC Motor, 240V DC Closing, 240V DC Shunt, Microprocessor based Release ET6G, Frame size 1, Isc=Icu=50kA@440V AC, Icw=50kA for 1s | ACB | LV_Switchgear | MVS40N4NW6L_240VDC-M_240VDC-CC_240VDC-ST | SCHNEIDER | 4000A | 50kA | Nos. | None | Inventory | 4000A FP 50kA EDO MVS ACB with O/C,S/C,E/F protection & 240V DC Motor, 240V DC Closing, 240V DC Shunt, Microprocessor based Release ET6G, Frame size 1, Isc=Icu=50kA@440V AC, Icw=50kA for 1s
11898 | 4000A FP 50kA EDO MVS ACB with O/C,S/C,E/F protection & 24V DC Motor, 24V DC Closing, 24V DC Shunt, Microprocessor based Release ET6G, Frame size 1, Isc=Icu=50kA@440V AC, Icw=50kA for 1s | ACB | LV_Switchgear | MVS40N4NW6L_24VDC-M_24VDC-CC_24VDC-ST | SCHNEIDER | 4000A | 50kA | Nos. | None | Inventory | 4000A FP 50kA EDO MVS ACB with O/C,S/C,E/F protection & 24V DC Motor, 24V DC Closing, 24V DC Shunt, Microprocessor based Release ET6G, Frame size 1, Isc=Icu=50kA@440V AC, Icw=50kA for 1s
11899 | 4000A FP 50kA EDO MVS ACB with O/C,S/C,E/F protection & 415V AC Motor, 415V AC Closing, 415V AC Shunt, Microprocessor based Release ET6G, Frame size 1, Isc=Icu=50kA@440V AC, Icw=50kA for 1s | ACB | LV_Switchgear | MVS40N4NW6L_415VAC-M_415VAC-CC_415VAC-ST | SCHNEIDER | 4000A | 50kA | Nos. | None | Inventory | 4000A FP 50kA EDO MVS ACB with O/C,S/C,E/F protection & 415V AC Motor, 415V AC Closing, 415V AC Shunt, Microprocessor based Release ET6G, Frame size 1, Isc=Icu=50kA@440V AC, Icw=50kA for 1s
11900 | 4000A FP 50kA EDO MVS ACB with O/C,S/C,E/F protection & 48V DC Motor, 48V DC Closing, 48V DC Shunt, Microprocessor based Release ET6G, Frame size 1, Isc=Icu=50kA@440V AC, Icw=50kA for 1s | ACB | LV_Switchgear | MVS40N4NW6L_48VDC-M_48VDC-CC_48VDC-ST | SCHNEIDER | 4000A | 50kA | Nos. | None | Inventory | 4000A FP 50kA EDO MVS ACB with O/C,S/C,E/F protection & 48V DC Motor, 48V DC Closing, 48V DC Shunt, Microprocessor based Release ET6G, Frame size 1, Isc=Icu=50kA@440V AC, Icw=50kA for 1s
11901 | 4000A FP 50kA EDO MVS ACB with O/C,S/C,E/F protection & 110V AC Motor, 110V AC Closing, 110V AC Shunt, Microprocessor based Release ET6V, Frame size 1, Isc=Icu=50kA@440V AC, Icw=50kA for 1s | ACB | LV_Switchgear | MVS40N4NW6V_110VAC-M_110VAC-CC_110VAC-ST | SCHNEIDER | 4000A | 50kA | Nos. | None | Inventory | 4000A FP 50kA EDO MVS ACB with O/C,S/C,E/F protection & 110V AC Motor, 110V AC Closing, 110V AC Shunt, Microprocessor based Release ET6V, Frame size 1, Isc=Icu=50kA@440V AC, Icw=50kA for 1s
11902 | 4000A FP 50kA EDO MVS ACB with O/C,S/C,E/F protection & 110V DC Motor, 110V DC Closing, 110V DC Shunt, Microprocessor based Release ET6V, Frame size 1, Isc=Icu=50kA@440V AC, Icw=50kA for 1s | ACB | LV_Switchgear | MVS40N4NW6V_110VDC-M_110VDC-CC_110VDC-ST | SCHNEIDER | 4000A | 50kA | Nos. | None | Inventory | 4000A FP 50kA EDO MVS ACB with O/C,S/C,E/F protection & 110V DC Motor, 110V DC Closing, 110V DC Shunt, Microprocessor based Release ET6V, Frame size 1, Isc=Icu=50kA@440V AC, Icw=50kA for 1s
11903 | 4000A FP 50kA EDO MVS ACB with O/C,S/C,E/F protection & 240V AC Motor, 240V AC Closing, 240V AC Shunt, Microprocessor based Release ET6V, Frame size 1, Isc=Icu=50kA@440V AC, Icw=50kA for 1s | ACB | LV_Switchgear | MVS40N4NW6V_240VAC-M_240VAC-CC_240VAC-ST | SCHNEIDER | 4000A | 50kA | Nos. | None | Inventory | 4000A FP 50kA EDO MVS ACB with O/C,S/C,E/F protection & 240V AC Motor, 240V AC Closing, 240V AC Shunt, Microprocessor based Release ET6V, Frame size 1, Isc=Icu=50kA@440V AC, Icw=50kA for 1s
11904 | 4000A FP 50kA EDO MVS ACB with O/C,S/C,E/F protection & 240V DC Motor, 240V DC Closing, 240V DC Shunt, Microprocessor based Release ET6V, Frame size 1, Isc=Icu=50kA@440V AC, Icw=50kA for 1s | ACB | LV_Switchgear | MVS40N4NW6V_240VDC-M_240VDC-CC_240VDC-ST | SCHNEIDER | 4000A | 50kA | Nos. | None | Inventory | 4000A FP 50kA EDO MVS ACB with O/C,S/C,E/F protection & 240V DC Motor, 240V DC Closing, 240V DC Shunt, Microprocessor based Release ET6V, Frame size 1, Isc=Icu=50kA@440V AC, Icw=50kA for 1s
11905 | 4000A FP 50kA EDO MVS ACB with O/C,S/C,E/F protection & 24V DC Motor, 24V DC Closing, 24V DC Shunt, Microprocessor based Release ET6V, Frame size 1, Isc=Icu=50kA@440V AC, Icw=50kA for 1s | ACB | LV_Switchgear | MVS40N4NW6V_24VDC-M_24VDC-CC_24VDC-ST | SCHNEIDER | 4000A | 50kA | Nos. | None | Inventory | 4000A FP 50kA EDO MVS ACB with O/C,S/C,E/F protection & 24V DC Motor, 24V DC Closing, 24V DC Shunt, Microprocessor based Release ET6V, Frame size 1, Isc=Icu=50kA@440V AC, Icw=50kA for 1s
11906 | 4000A FP 50kA EDO MVS ACB with O/C,S/C,E/F protection & 415V AC Motor, 415V AC Closing, 415V AC Shunt, Microprocessor based Release ET6V, Frame size 1, Isc=Icu=50kA@440V AC, Icw=50kA for 1s | ACB | LV_Switchgear | MVS40N4NW6V_415VAC-M_415VAC-CC_415VAC-ST | SCHNEIDER | 4000A | 50kA | Nos. | None | Inventory | 4000A FP 50kA EDO MVS ACB with O/C,S/C,E/F protection & 415V AC Motor, 415V AC Closing, 415V AC Shunt, Microprocessor based Release ET6V, Frame size 1, Isc=Icu=50kA@440V AC, Icw=50kA for 1s
11907 | 4000A FP 50kA EDO MVS ACB with O/C,S/C,E/F protection & 48V DC Motor, 48V DC Closing, 48V DC Shunt, Microprocessor based Release ET6V, Frame size 1, Isc=Icu=50kA@440V AC, Icw=50kA for 1s | ACB | LV_Switchgear | MVS40N4NW6V_48VDC-M_48VDC-CC_48VDC-ST | SCHNEIDER | 4000A | 50kA | Nos. | None | Inventory | 4000A FP 50kA EDO MVS ACB with O/C,S/C,E/F protection & 48V DC Motor, 48V DC Closing, 48V DC Shunt, Microprocessor based Release ET6V, Frame size 1, Isc=Icu=50kA@440V AC, Icw=50kA for 1s
11976 | Current Transformer 3200/5A, CL-0.2s, 15VA, ID-135X80, OD-210X140X40, Nylon Casing, Terminals on shorter side | LT CT | SWITCHGEAR | NEW-LT-NEMRC13580V-3200/5A-CL0.2S | NEWTEK | _ | NA | Nos |  | Inventory | Current Transformer 3200/5A, CL-0.2s, 15VA, ID-135X80, OD-210X140X40, Nylon Casing, Terminals on shorter side
11909 | 1 t2MXM-P1000 "NVidiaR Quadro P1000 Embedded Graphics, MXM 3.1 type A,82 x 70mm, PCIe x16 GEN3ETT -40 ~ +85" | MXM GPU CARD | ACCESSORIES | MXM-P1000 | ADLINK | - | - | Nos. |  | Inventory | 1 t2MXM-P1000 "NVidiaR Quadro P1000 Embedded Graphics, MXM 3.1 type A,82 x 70mm, PCIe x16 GEN3ETT -40 ~ +85"
11910 | 1R Busbar support 40x10x1Run/ph/Ne. | ArTuK | LV PANEL | MXM6514NS | ABB | - | - | KGS |  | Inventory | 1R Busbar support 40x10x1Run/ph/Ne.
11911 | 2R Busbar support 40x10x2Run/ph/Ne. | ArTuK | LV PANEL | MXM8224NS | ABB | - | - | KGS |  | Inventory | 2R Busbar support 40x10x2Run/ph/Ne.
11977 | Current Transformer 1600/5A, CL-0.2s, 15VA, ID-70x80, OD----, Resin Cast, Terminals on shorter side, busbar 4x60x10 | LT CT | SWITCHGEAR | NEW-LT-RC-1600/5A-CL0.2S | NEWTEK | _ | NA | Nos |  | Inventory | Current Transformer 1600/5A, CL-0.2s, 15VA, ID-70x80, OD----, Resin Cast, Terminals on shorter side, busbar 4x60x10
11978 | Current Transformer 1600/5A, CL-0.5, 15VA, ID-70x80, OD----, Resin Cast, Terminals on shorter side, busbar 4x60x10 | LT CT | SWITCHGEAR | NEW-LT-RC-1600/5A-CL0.5 | NEWTEK | _ | NA | Nos |  | Inventory | Current Transformer 1600/5A, CL-0.5, 15VA, ID-70x80, OD----, Resin Cast, Terminals on shorter side, busbar 4x60x10
11979 | Current Transformer 500/5A, CL-1, 15VA, ID-60mm OD-115(L)x100(W)x50(T)mm | LT CT | SWITCHGEAR | NEW-LT-RC-500/5A | NEWTEK | _ | NA | Nos |  | Inventory | Current Transformer 500/5A, CL-1, 15VA, ID-60mm OD-115(L)x100(W)x50(T)mm
11980 | Current Transformer 5000/5A, CL-0.2S, 15VA, ID-160x80, Resin Cast, Terminals on longer side, busbar 4x150x10, | LT CT | SWITCHGEAR | NEW-LT-RC-5000/5A-CL0.2S | NEWTEK | _ | NA | Nos |  | Inventory | Current Transformer 5000/5A, CL-0.2S, 15VA, ID-160x80, Resin Cast, Terminals on longer side, busbar 4x150x10,
11981 | Current Transformer 5000/5A, CL-5P10, 15VA, ID-160x80, Resin Cast, Terminals on longer side, busbar 4x150x10 | LT CT | SWITCHGEAR | NEW-LT-RC-5000/5A-CL5P10 | NEWTEK | _ | NA | Nos |  | Inventory | Current Transformer 5000/5A, CL-0.2s, 15VA, ID-160x80, Resin Cast, Terminals on longer side, busbar 4x150x10
11990 | EXHAUST FAN, AUX VOLTAGE : 230V AC, 60HZ | FAN | SWITCHGEAR | NIS22060HB2 | NISIKI | - | - | Nos. |  | Inventory | EXHAUST FAN, AUX VOLTAGE : 230V AC, 60HZ
6243 | Touch proof kit with surge arrestor for 12kV system (Type : CSE- A 12 ,630A) , Cable size : 1 run x 3 core x 400 sq.mm . | touch proof kit | SWITCHGEAR | CSE-A12-630A | NKT | 11 | NA | Nos. |  | Inventory | Touch proof kit with surge arrestor for 12kV system (Type : CSE- A 12 ,630A) , Cable size : 1 run x 3 core x 400 sq.mm .
12085 | 33KV, 10KA, COUNTER | COUNTER | SWITCHGEAR | OBL-33KV-10KA-COUNTER | OBLUM | _ | NA | Nos | None | Inventory | 33KV, 10KA, COUNTER
12086 | 10KV,10KA,CLASS-1 | LA | SWITCHGEAR | OBL-LA-10KV-10KA-CL-1 | OBLUM | _ | NA | Nos | None | Inventory | 10KV,10KA,CLASS-1
12087 | 10KV,10KA,CLASS-2 | LA | SWITCHGEAR | OBL-LA-10KV-10KA-CL-2 | OBLUM | _ | NA | Nos | None | Inventory | 10KV,10KA,CLASS-2
12088 | 12KV,10KA,CLASS-3 | LA | SWITCHGEAR | OBL-LA-12-10KACL-3 | OBLUM | _ | NA | Nos | None | Inventory | 12KV,10KA,CLASS-3
12089 | 12KV,10KA,CLASS-1 | LA | SWITCHGEAR | OBL-LA-12KV-10KA-CL-1 | OBLUM | _ | NA | Nos | None | Inventory | 12KV,10KA,CLASS-1
11924 | NABL ACCURACY TESTING CHARGES | CHARGES | - | NABL-ACC-CHARGES | - | - | - | Nos |  | Non Inventory | NABL ACCURACY TESTING CHARGES
12090 | 12KV,10KA,CLASS-2 | LA | SWITCHGEAR | OBL-LA-12KV-10KA-CL-2 | OBLUM | _ | NA | Nos | None | Inventory | 12KV,10KA,CLASS-2
12091 | 15KV,10KA,CLASS-3 | LA | SWITCHGEAR | OBL-LA-15-10KACL-3 | OBLUM | _ | NA | Nos | None | Inventory | 15KV,10KA,CLASS-3
12092 | 15KV,10KA,CLASS-1 | LA | SWITCHGEAR | OBL-LA-15KV-10KA-CL-1 | OBLUM | _ | NA | Nos | None | Inventory | 15KV,10KA,CLASS-1
12093 | 15KV,10KA,CLASS-2 | LA | SWITCHGEAR | OBL-LA-15KV-10KA-CL-2 | OBLUM | _ | NA | Nos | None | Inventory | 15KV,10KA,CLASS-2
12094 | 15KV,5KA,CLASS-1 | LA | SWITCHGEAR | OBL-LA-15KV-5KA-CL-1 | OBLUM | _ | NA | Nos | None | Inventory | 15KV,5KA,CLASS-1
12095 | 18.75KV,10KA,CLASS-2 | LA | SWITCHGEAR | OBL-LA-18.75KV-10KA-CL-2 | OBLUM | _ | NA | Nos | None | Inventory | 18.75KV,10KA,CLASS-2
12096 | 18KV,10KA,CLASS-1 | LA | SWITCHGEAR | OBL-LA-18KV-10KA-CL-1 | OBLUM | _ | NA | Nos | None | Inventory | 18KV,10KA,CLASS-1
12097 | LA, 18KV, 10KA, MCOV -15, TYPE PBW | LA | SWITCHGEAR | OBL-LA-18KV-5KA-MCOV-15 | OBLUM | 18 | NA | Nos |  | Inventory | LA, 18KV, 10KA, MCOV -15, TYPE PBW
12098 | 24KV,10KA,CLASS-1 | LA | SWITCHGEAR | OBL-LA-24KV-10KA-CL-1 | OBLUM | _ | NA | Nos | None | Inventory | 24KV,10KA,CLASS-1
12099 | 25KV,10KA,CLASS-2 | LA | SWITCHGEAR | OBL-LA-25KV-10KA-CL-2 | OBLUM | _ | NA | Nos | None | Inventory | 25KV,10KA,CLASS-2
11935 | -PANEL NAME PLATE VOITH - SIZE 208X45 ;TEXT COLOUR - WHITE; BACKGROUND COLOUR-BLUE | NAME PLATE | ACCESSORIES | NAME_PLATE_VOITH | REPUTED | - | - | Nos |  | Inventory | -PANEL NAME PLATE VOITH - SIZE 208X45 ;TEXT COLOUR - WHITE; BACKGROUND COLOUR-BLUE
12100 | 30KV,10KA,CLASS-3 | LA | SWITCHGEAR | OBL-LA-30-10KACL-3 | OBLUM | _ | NA | Nos | None | Inventory | 30KV,10KA,CLASS-3
12101 | 30KV,10KA,CLASS-1 | LA | SWITCHGEAR | OBL-LA-30KV-10KA-CL-1 | OBLUM | _ | NA | Nos | None | Inventory | 30KV,10KA,CLASS-1
12102 | 30KV,10KA,CLASS-2 | LA | SWITCHGEAR | OBL-LA-30KV-10KA-CL-2 | OBLUM | _ | NA | Nos | None | Inventory | 30KV,10KA,CLASS-2
12103 | SURGE ARRESTORS, 30KV, 10kA, INDOOR TYPE, HEAVY DUTY, STATION CLASS,GAPLESS ZINC OXIDE, PRESSURE RELIEF CLASS 'A' & DISCHARGE CLASS-3 MCOV:24.0kV | LA | SWITCHGEAR | OBL-LA-30KV-10KA-CL-3 | OBLUM | 33 | - | Nos. |  | Inventory | SURGE ARRESTORS, 30KV, 10kA, INDOOR TYPE, HEAVY DUTY, STATION CLASS,GAPLESS ZINC OXIDE, PRESSURE RELIEF CLASS 'A' & DISCHARGE CLASS-3 MCOV:24.0kV
12104 | 36KV,10KA,CLASS-1 | LA | SWITCHGEAR | OBL-LA-36KV-10KA-CL-1 | OBLUM | _ | NA | Nos | None | Inventory | 36KV,10KA,CLASS-1
12105 | 36KV, 10KA, CLASS-2 | LA | SWITCHGEAR | OBL-LA-36KV-10KA-CL-2 | OBLUM | _ | NA | Nos | None | Inventory | 36KV, 10KA, CLASS-2
12106 | 36KV,10KA,CLASS-3, MCOV - 31KV, | LA | SWITCHGEAR | OBL-LA-36KV-10KA-CL-3 | OBLUM | _ | NA | Nos | None | Inventory | 36KV,10KA,CLASS-3, MCOV - 31KV,
11943 | 32A TP 10kA MCB C-curve | MCB | LV_Switchgear | NCN332N | HAGER | 32A | CNAcurve | Nos. |  | Inventory | 32A TP 10kA MCB C-curve
12107 | 45KV,10KA,CLASS-3 | LA | SWITCHGEAR | OBL-LA-45-10KACL-3 | OBLUM | _ | NA | Nos | None | Inventory | 45KV,10KA,CLASS-3
12108 | 45KV,10KA,CLASS-2 | LA | SWITCHGEAR | OBL-LA-45KV-10KA-CL-2 | OBLUM | _ | NA | Nos | None | Inventory | 45KV,10KA,CLASS-2
12109 | 4KV,10KA,CLASS-1 | LA | SWITCHGEAR | OBL-LA-4KV-10KA-CL-1 | OBLUM | _ | NA | Nos | None | Inventory | 4KV,10KA,CLASS-1
12110 | 4KV,10KA,CLASS-2 | LA | SWITCHGEAR | OBL-LA-4KV-10KA-CL-2 | OBLUM | _ | NA | Nos | None | Inventory | 4KV,10KA,CLASS-2
12111 | SURGE ARRESTOR, 6.3KV,10KA,CLASS-3 | LA | SWITCHGEAR | OBL-LA-6.3KV-10KA-CL-3 | OBLUM | _ | NA | Nos |  | Inventory | SURGE ARRESTOR, 6.3KV,10KA,CLASS-3
12112 | 6KV,10KA,CLASS-1 | LA | SWITCHGEAR | OBL-LA-6KV-10KA-CL-1 | OBLUM | _ | NA | Nos | None | Inventory | 6KV,10KA,CLASS-1
12113 | 6KV,10KA,CLASS-2 | LA | SWITCHGEAR | OBL-LA-6KV-10KA-CL-2 | OBLUM | _ | NA | Nos | None | Inventory | 6KV,10KA,CLASS-2
12114 | SURGE ARRESTER, 6kV, 10kA, INDOOR TYPE, HEAVY DUTY, STATION CLASS, GAPLESS ZINC OXIDE, PRESSURE RELIEF CLASS ‘A’ (POLYMER TYPE) MCOV-5.1kV, DISCHARGE CLASS-3 | LA | SWITCHGEAR | OBL-LA-6KV-10KA-CL-3 | OBLUM | _ | NA | Nos |  | Inventory | SURGE ARRESTER, 6kV, 10kA, INDOOR TYPE, HEAVY DUTY, STATION CLASS, GAPLESS ZINC OXIDE, PRESSURE RELIEF CLASS ‘A’ (POLYMER TYPE) MCOV-5.1kV, DISCHARGE CLASS-3
12115 | 8KV,10KA,CLASS-1 | LA | SWITCHGEAR | OBL-LA-8KV-10KA-CL-1 | OBLUM | _ | NA | Nos | None | Inventory | 8KV,10KA,CLASS-1
12116 | 8KV,10KA,CLASS-2 | LA | SWITCHGEAR | OBL-LA-8KV-10KA-CL-2 | OBLUM | _ | NA | Nos | None | Inventory | 8KV,10KA,CLASS-2
12117 | 9KV,10KA,CLASS-3 | LA | SWITCHGEAR | OBL-LA-9-10KACL-3 | OBLUM | _ | NA | Nos | None | Inventory | 9KV,10KA,CLASS-3
12118 | SURGE ARRESTOR 45kV, 10kA, MCOV: 36kV, POLYMER TYPE, CLASS :- 2. | LA | SWITCHGEAR | OBL-LA_45KV_10KA_CL-2_MCOV-36KV | OBLUM | - | NA | Nos |  | Inventory | SURGE ARRESTOR 45kV, 10kA, MCOV: 36kV, POLYMER TYPE, CLASS :- 2.
12255 | 18KV 10KA rated (Discharge Class-3) Metal Oxide Surge Suppressors elements moulded in a Polymer to be used on a nominal system voltage of 22KV and Maximum system voltage of 24KV with an MCOV of 15.3KV (RMS) for usage in an indoor panel (With Clamps).MODEL:PBC, | LA | SWITCHGEAR | PBC- 18KV 10KA LA | OBLUM | _ | NA | Nos | None | Inventory | 18KV 10KA rated (Discharge Class-3) Metal Oxide Surge Suppressors elements moulded in a Polymer to be used on a nominal system voltage of 22KV and Maximum system voltage of 24KV with an MCOV of 15.3KV (RMS) for usage in an indoor panel (With Clamps).MODEL:PBC,
12259 | 7.2kV 5KA (Distribution class) Gapless Type Metal Oxide Surge arrester comprising of metal oxide elements housed in FRP wrap duly moulded with silicone Polymer Housing to be used on a nominal system voltage of 6.6KV and maximum system voltage OF 7.2KV with an MCOV of 6KV (RMS) with Disconnector and with Insulating Bracket, | LA | SWITCHGEAR | PBW- 6.6KV 5KA LA | OBLUM | _ | NA | Nos | None | Inventory | 7.2kV 5KA (Distribution class) Gapless Type Metal Oxide Surge arrester comprising of metal oxide elements housed in FRP wrap duly moulded with silicone Polymer Housing to be used on a nominal system voltage of 6.6KV and maximum system voltage OF 7.2KV with an MCOV of 6KV (RMS) with Disconnector and with Insulating Bracket,
12260 | 9kV 10KA (Distribution class) Gapless Type Metal Oxide Surge arrester MCOV:7.65 kV, CLASS :- 2. | LA | SWITCHGEAR | PBW-9KV-10KA-LA | OBLUM | _ | NA | Nos |  | Inventory | 9kV 10KA (Distribution class) Gapless Type Metal Oxide Surge arrester MCOV:7.65 kV, CLASS :- 2.
14864 | 12kv 10ka rated (Discharge class-2) Arrester with shedless for indoor application having metal oxide varistors elements Wrapped in FRP with outer polymer sleeve used on a normal system voltage 11kV and Maximum system voltage 12kV with an MCOV of 10.2KV (RMS) (Model No: SPF12C2) | LA | SWITCHGEAR | SPF12C2 | OBLUM | _ | NA | Nos | None | Inventory | 12kv 10ka rated (Discharge class-2) Arrester with shedless for indoor application having metal oxide varistors elements Wrapped in FRP with outer polymer sleeve used on a normal system voltage 11kV and Maximum system voltage 12kV with an MCOV of 10.2KV (RMS) (Model No: SPF12C2)
14865 | 12kv 10ka rated (Dischare class-3) Arrester with shedless for indoor application having metal oxide varistors elements Wrapped in FRP with outer polymer sleeve with a normal voltage system of 11kV and maximum system voltage of 12kV with an MCOV of 10.2KV (RMS) (Model No: SPF12C3) (INDOOR) | LA | SWITCHGEAR | SPF12C3 | OBLUM | _ | NA | Nos | None | Inventory | 12kv 10ka rated (Dischare class-3) Arrester with shedless for indoor application having metal oxide varistors elements Wrapped in FRP with outer polymer sleeve with a normal voltage system of 11kV and maximum system voltage of 12kV with an MCOV of 10.2KV (RMS) (Model No: SPF12C3) (INDOOR)
14866 | 24kv 10ka rated (Discharge class-3) Arrester with shedless for indoor application having metal oxide varistors elements Wrapped in FRP with outer polymer sleeve Having nominal system voltage of 22kV and maximum of 24kVwith an MCOV of 20kVrms. (Model No: SPF24C3) (PANEL MOUNTING), | LA | SWITCHGEAR | SPF24C3 | OBLUM | _ | NA | Nos | None | Inventory | 24kv 10ka rated (Discharge class-3) Arrester with shedless for indoor application having metal oxide varistors elements Wrapped in FRP with outer polymer sleeve Having nominal system voltage of 22kV and maximum of 24kVwith an MCOV of 20kVrms. (Model No: SPF24C3) (PANEL MOUNTING),
14867 | Polymer Type 30kV, 10kA, MCOV- 24kV, Class - 2 . | LA | SWITCHGEAR | SPF30C2 | OBLUM | _ | NA | Nos |  | Inventory | Polymer Type 30kV, 10kA, MCOV- 24kV, Class - 2 .
14868 | Polymer Type 30kV, 10kA, MCOV- 24kV, Class - 3 , | LA | SWITCHGEAR | SPF30C3 | OBLUM | _ | NA | Nos | None | Inventory | Polymer Type 30kV, 10kA, MCOV- 24kV, Class - 3 ,
14869 | 4.5kV 10kA rated (Dischare class-3) Arrester with shedless for indoor application having metal oxide varistors elements Wrapped in FRP with outer polymer sleeve used on a Normal system voltage 3.3kV and Maximum system voltage 3.6kV with an MCOV of 3.8kV RMS, | LA | SWITCHGEAR | SPF4.5C3 | OBLUM | _ | NA | Nos | None | Inventory | 4.5kV 10kA rated (Dischare class-3) Arrester with shedless for indoor application having metal oxide varistors elements Wrapped in FRP with outer polymer sleeve used on a Normal system voltage 3.3kV and Maximum system voltage 3.6kV with an MCOV of 3.8kV RMS,
14870 | 9kV, 10kA rated (Dischare class-3) Arrester with shedless for indoor application having metal oxide varistors elements Wrapped in FRP with outer polymer sleeve used on a normal system voltage 11kV and Maximum system voltage 12kV with an MCOV of 7.65kV RMS, | LA | SWITCHGEAR | SPF9C3 | OBLUM | _ | NA | Nos | None | Inventory | 9kV, 10kA rated (Dischare class-3) Arrester with shedless for indoor application having metal oxide varistors elements Wrapped in FRP with outer polymer sleeve used on a normal system voltage 11kV and Maximum system voltage 12kV with an MCOV of 7.65kV RMS,
11983 | NEUTRAL GROUNDING RESISTOR PUNCHED STAINLESS STEEL- 11/SQRT3kV,63.50 Ohm,100A FOR 10SEC., WITH TEMP. RISE OF 740DEG.C ABOVE AMBIENT TEMP OF 40DEC C MAKE : OHIMICONTROLS | RESISTOR | SWITCHGEAR | NGR-11KV-63.50OHM | OHMICONTROLS PVT. LTD | - | - | Nos |  | Inventory | NEUTRAL GROUNDING RESISTOR PUNCHED STAINLESS STEEL- 11/SQRT3kV,63.50 Ohm,100A FOR 10SEC., WITH TEMP. RISE OF 740DEG.C ABOVE AMBIENT TEMP OF 40DEC C MAKE : OHIMICONTROLS
11984 | NEUTRAL GROUNDING RESISTOR PUNCHED STAINLESS STEEL- 11/v3KV,48 Ohm,131A FOR 10SEC., WITH TEMP. RISE OF 740DEG.C ABOVE AMBIENT TEMP OF 50DEC C MAKE : OHIMICONTROLS | RESISTOR | SWITCHGEAR | NGR-11KV/48-OHM/131A | OHMICONTROLS PVT. LTD | - | - | Nos |  | Inventory | NEUTRAL GROUNDING RESISTOR PUNCHED STAINLESS STEEL- 11/v3KV,48 Ohm,131A FOR 10SEC., WITH TEMP. RISE OF 740DEG.C ABOVE AMBIENT TEMP OF 50DEC C MAKE : OHIMICONTROLS
11985 | 12KV,630A,25KA/1SEC,1 POLE MANULA OFF LOAD ISOLATOR WITH 2NO+2NC; MAKE :OHMICONTROLS | LBS/ISO | SWITCHGEAR | NGR-12KV-ISOLATOR | OHMICONTROLS PVT. LTD | - | - | Nos |  | Inventory | 12KV,630A,25KA/1SEC,1 POLE MANULA OFF LOAD ISOLATOR WITH 2NO+2NC; MAKE :OHMICONTROLS
11986 | 15kV, 29 OHMS, 300A NEUTRAL GROUNDING RESISTOR (NGR) with Enclosure. | RESISTOR | SWITCHGEAR | NGR-15KV-29OHMS-300A | OHMICONTROLS PVT. LTD | 15 | NA | Nos. |  | - | 15kV, 29 OHMS, 300A NEUTRAL GROUNDING RESISTOR (NGR) with Enclosure.
11987 | 33kV, 216.50Ohm,88A FOR 10 SEC, NGR UNIT: MAKE : OHIMICONTROLS | RESISTOR | SWITCHGEAR | NGR-33KV-88A | OHMICONTROLS PVT. LTD | - | - | Nos |  | Inventory | 33kV, 216.50Ohm,88A FOR 10 SEC, NGR UNIT: MAKE : OHIMICONTROLS
9237 | STRIP TYPE LIMIT SWITCH FOR EARTH SWITCH - 2NO+2NC | LIMIT SWITCH | SWITCHGEAR | LIMIT-DZ-10GW-1B | OMRON | _ | NA | Nos |  | Inventory | STRIP TYPE LIMIT SWITCH FOR EARTH SWITCH - 2NO+2NC
9338 | LIMIT SWITCH WITH ROLLER FOR VCB MOTOR STATUS; CONTACT: 2 C/O OMRON MAKE, MOUNTED ON "L" BRACKET | LIMIT SWITCH | SWITCHGEAR | LS-R-VCB-MOTOR | OMRON | _ | NA | Nos |  | Inventory | LIMIT SWITCH WITH ROLLER FOR VCB MOTOR STATUS; CONTACT: 2 C/O OMRON MAKE, MOUNTED ON "L" BRACKET
11912 | Relay Type-MY2N, Aux Supply-24V DC, Contacts-2CO | CRM | SWITCHGEAR | MY2N-24VDC | OMRON | _ | NA | Nos |  | Inventory | Relay Type-MY2N, Aux Supply-24V DC, Contacts-2CO
11913 | BASE FOR 2C/O PLA RELAY | CRM | SWITCHGEAR | MY2N-BASE | OMRON | _ | NA | Nos |  | Inventory | BASE FOR 2C/O PLA RELAY
11914 | 100/110V AC, 2 C/O AUX. PLUG IN RELAY | CRM | SWITCHGEAR | MY2N-GS AC100/110 | OMRON | _ | NA | Nos | None | Inventory | 100/110V AC, 2 C/O AUX. PLUG IN RELAY
11915 | 220/240V AC, 2 C/O AUX. PLUG IN RELAY | CRM | SWITCHGEAR | MY2N-GS AC220/240 | OMRON | _ | NA | Nos | None | Inventory | 220/240V AC, 2 C/O AUX. PLUG IN RELAY
11916 | BASE FOR 4C/O PLA RELAY | CRM | SWITCHGEAR | MY4N-BASE | OMRON | _ | NA | Nos |  | Inventory | BASE FOR 4C/O PLA RELAY
11917 | 100/110V AC, 4 C/O AUX. PLUG IN RELAY | CRM | SWITCHGEAR | MY4N-GS AC100/110 | OMRON | _ | NA | Nos | None | Inventory | 100/110V AC, 4 C/O AUX. PLUG IN RELAY
11918 | 24V DC 4 C/O AUX. PLUG IN RELAY | CRM | SWITCHGEAR | MY4N-GS DC24 BY OMZ | OMRON | _ | NA | Nos | None | Inventory | 24V DC 4 C/O AUX. PLUG IN RELAY
11919 | 220/240V AC, 4 C/O AUX. PLUG IN RELAY | CRM | SWITCHGEAR | MY4N-GS-AC220/240 | OMRON | _ | NA | Nos |  | Inventory | 220/240V AC, 4 C/O AUX. PLUG IN RELAY
13906 | 4 C/O PLA RELAY BASE, | CRM | SWITCHGEAR | PYF14A-N | OMRON | _ | NA | Nos | None | Inventory | 4 C/O PLA RELAY BASE,
11982 | DOOR FLAT GASKET Make : PERFECT RUBBER INDUSTRIES | Gasket | ACCESSORIES | NEW_CLIPON_GASKET | REPUTED | _ | NA | MTRS |  | Inventory | DOOR FLAT GASKET Make : PERFECT RUBBER INDUSTRIES
13907 | BASE FOR 4C/O PLUGIN RELAY | CRM | SWITCHGEAR | PYF14A-N BY OMZ | OMRON | _ | NA | Nos | None | Inventory | BASE FOR 4C/O PLUGIN RELAY
16553 | "OMRON MAKE LIMIT SWITCH FOR VCB POSITION CONTACT: 1 C/O" | LIMIT SWITCH | SWITCHGEAR | X-10GM-B | OMRON | _ | NA | Nos | None | Inventory | "OMRON MAKE LIMIT SWITCH FOR VCB POSITION CONTACT: 1 C/O"
2554 | EMERGENCY TRIP PUSH BUTTON , MUSHROOM HEAD RED COLORED STAY PUT TYPE , PRESS TO LOCK AND TURN TO RELEASE LOCKABLE TYPE | PUSH BUTTON | SWITCHGEAR | 2AMLKB4 | PB-TEKNIC | _ | NA | Nos | None | Inventory | EMERGENCY TRIP PUSH BUTTON , MUSHROOM HEAD RED COLORED STAY PUT TYPE , PRESS TO LOCK AND TURN TO RELEASE LOCKABLE TYPE
2991 | ILLUMININATION LAMP 3W, AUX. VOLTAGE: 230V AC | LED | SWITCHGEAR | 3W-ILLUMINATION-LEDLAMP | PHILIPS | _ | NA | Nos. |  | Inventory | ILLUMININATION LAMP 3W, AUX. VOLTAGE: 230V AC
3600 | LED TUBLIGHT, 5W, VOLTAGE: 220-250V AC. | LED | SWITCHGEAR | 5W-LEDTUBE | PHILIPS | - | - | Nos. |  | Inventory | LED TUBLIGHT, 5W, VOLTAGE: 220-250V AC.
12496 | DIODES 1A,1000V | DIODE | SWITCHGEAR | PHI-DIODE-1A-1000V | PHILIPS | - | - | Nos. |  | Inventory | DIODES 1A,1000V
7923 | 20A FUSE SUITABLE FOR LBS,FUSE-20A-24KV-25KA/1SEC | FUSE | SWITCHGEAR | FUSE-20A-24KV-25KA | PHOENIX | _ | NA | Nos |  | Inventory | 20A FUSE SUITABLE FOR LBS,FUSE-20A-24KV-25KA/1SEC
7924 | 20A FUSE SUITABLE FOR LBS,FUSE-20A-6.6KV-25KA/1SEC | FUSE | SWITCHGEAR | FUSE-20A-6.6KV-25KA | PHOENIX | _ | NA | Nos |  | Inventory | 20A FUSE SUITABLE FOR LBS,FUSE-20A-6.6KV-25KA/1SEC
8421 | 33KV HRC FUSE-6.3A, 25kA/3sec. | FUSE | SWITCHGEAR | HRC-FUSE-33KV-6.3A | PHOENIX | _ | NA | Nos |  | Inventory | 33KV HRC FUSE-6.3A, 25kA/3sec.
11992 | NON MARKING TYRES | CAPITAL GOODS | TOOLS | NON-MARKING-TYRES | KION | - | - | SET |  | Non Inventory | NON MARKING TYRES
11993 | Nose Plier 6" Make-Taparia | SHOP | TOOLS | NOS-PLY-6-INCH | REPUTED | _ | NA | Nos | None | Inventory | Nose Plier 6" Make-Taparia
11994 | Nose Plier 8" Make-Taparia | Welding ACC | ACCESSORIES | NOS-PLY-8-INCH | Taparia | _ | NA | Nos | None | Inventory | Nose Plier 8" Make-Taparia
11995 | NOSE PILEAR | SHOP | TOOLS | NOSE-PILEAR | REPUTED | - | - | Nos |  | Non Inventory | NOSE PILEAR
11996 | NOVEC_1230 | SHOP | ACCESSORIES | NOVEC_1230 | REPUTED | - | - | Nos |  | Inventory | NOVEC_1230
11997 | NOZZLE GEL | Welding ACC | ACCESSORIES | NOZZLE GEL | REPUTED | _ | NA | Nos | None | Inventory | NOZZLE GEL
11998 | BLANK ALUMINIMUM ANODIZING NAME, SIZE - 100X30MM | NAME PLATE | ACCESSORIES | NP-BLANK-100X30 | REPUTED | _ | NA | Nos | None | Inventory | BLANK ALUMINIMUM ANODIZING NAME, SIZE - 100X30MM
11999 | BLANK ALUMINIMUM ANODIZING NAME, SIZE - 12X15MM | NAME PLATE | ACCESSORIES | NP-BLANK-12X15 | REPUTED | _ | NA | Nos | None | Inventory | BLANK ALUMINIMUM ANODIZING NAME, SIZE - 12X15MM
12000 | BLANK ALUMINIMUM ANODIZING NAME, SIZE - 150X30MM | NAME PLATE | ACCESSORIES | NP-BLANK-150X30 | REPUTED | _ | NA | Nos | None | Inventory | BLANK ALUMINIMUM ANODIZING NAME, SIZE - 150X30MM
12001 | BLANK ALUMINIMUM ANODIZING NAME, SIZE - 150X70MM | NAME PLATE | ACCESSORIES | NP-BLANK-150X70 | REPUTED | _ | NA | Nos |  | Inventory | BLANK ALUMINIMUM ANODIZING NAME, SIZE - 150X70MM
12002 | BLANK ALUMINIMUM ANODIZING NAME, SIZE - 15X10MM | NAME PLATE | ACCESSORIES | NP-BLANK-15X10 | REPUTED | _ | NA | Nos |  | Inventory | BLANK ALUMINIMUM ANODIZING NAME, SIZE - 15X10MM
12003 | BLANK ALUMINIMUM ANODIZING NAME, SIZE - 180x150MM | NAME PLATE | ACCESSORIES | NP-BLANK-180X150 | REPUTED | _ | NA | Nos | None | Inventory | BLANK ALUMINIMUM ANODIZING NAME, SIZE - 180x150MM
12004 | BLANK ALUMINIMUM ANODIZING NAME, SIZE - 200X40MM | NAME PLATE | ACCESSORIES | NP-BLANK-200X40 | REPUTED | _ | NA | Nos | None | Inventory | BLANK ALUMINIMUM ANODIZING NAME, SIZE - 200X40MM
12005 | BLANK ALUMINIMUM ANODIZING NAME, SIZE - 200X80MM | NAME PLATE | ACCESSORIES | NP-BLANK-200X80 | REPUTED | _ | NA | Nos |  | Inventory | BLANK ALUMINIMUM ANODIZING NAME, SIZE - 200X80MM
12006 | BLANK ALUMINIMUM ANODIZING NAME, SIZE - 25X10 | NAME PLATE | ACCESSORIES | NP-BLANK-25X10 | REPUTED | _ | NA | Nos |  | Inventory | BLANK ALUMINIMUM ANODIZING NAME, SIZE - 25X10
12007 | BLANK ALUMINIMUM ANODIZING NAME, SIZE - 25X15MM | NAME PLATE | ACCESSORIES | NP-BLANK-25X15 | REPUTED | _ | NA | Nos |  | Inventory | BLANK ALUMINIMUM ANODIZING NAME, SIZE - 25X15MM
12008 | BLANK ALUMINIMUM ANODIZING NAME, SIZE - 35X15MM | NAME PLATE | ACCESSORIES | NP-BLANK-35X15 | REPUTED | _ | NA | Nos | None | Inventory | BLANK ALUMINIMUM ANODIZING NAME, SIZE - 35X15MM
12009 | BLANK ALUMINIMUM ANODIZING NAME, SIZE - 40X15MM | NAME PLATE | ACCESSORIES | NP-BLANK-40X15 | REPUTED | _ | NA | Nos | None | Inventory | BLANK ALUMINIMUM ANODIZING NAME, SIZE - 40X15MM
12010 | BLANK ALUMINIMUM ANODIZING NAME, SIZE - 50X50MM | NAME PLATE | ACCESSORIES | NP-BLANK-50X50 | REPUTED | _ | NA | Nos | None | Inventory | BLANK ALUMINIMUM ANODIZING NAME, SIZE - 50X50MM
12011 | BLANK ALUMINIMUM ANODIZING NAME, SIZE - 60X20MM | NAME PLATE | ACCESSORIES | NP-BLANK-60X20 | REPUTED | _ | NA | Nos | None | Inventory | BLANK ALUMINIMUM ANODIZING NAME, SIZE - 60X20MM
12012 | BLANK ALUMINIMUM ANODIZING NAME, SIZE - 60X30MM | NAME PLATE | ACCESSORIES | NP-BLANK-60X30 | REPUTED | _ | NA | Nos | None | Inventory | BLANK ALUMINIMUM ANODIZING NAME, SIZE - 60X30MM
12013 | BLANK ALUMINIMUM ANODIZING NAME, SIZE - 75X10MM | NAME PLATE | ACCESSORIES | NP-BLANK-75X10 | REPUTED | _ | NA | Nos |  | Inventory | BLANK ALUMINIMUM ANODIZING NAME, SIZE - 75X10MM
12014 | BLANK ALUMINIMUM ANODIZING NAME, SIZE - 75X20MM | NAME PLATE | ACCESSORIES | NP-BLANK-75X20 | REPUTED | _ | NA | Nos | None | Inventory | BLANK ALUMINIMUM ANODIZING NAME, SIZE - 75X20MM
12015 | BLANK ALUMINIMUM ANODIZING NAME, SIZE - RING LABEL | NAME PLATE | ACCESSORIES | NP-BLANK-RING LABEL | REPUTED | _ | NA | Nos | None | Inventory | BLANK ALUMINIMUM ANODIZING NAME, SIZE - RING LABEL
12016 | INSTERUCTION PLATE AS PER SPEC & SIZE | NAME PLATE | ACCESSORIES | NP-INSTERUCTION | REPUTED | _ | NA | Nos |  | Inventory | INSTERUCTION PLATE AS PER SPEC & SIZE
12017 | RED LABEL ABB SYSYTEM HOUSE SIZE - 185X50MM Material-SS | NAME PLATE | ACCESSORIES | NP-L_TECHNOCRAFTS | REPUTED | _ | NA | Nos |  | Inventory | RED LABEL ABB SYSYTEM HOUSE SIZE - 185X50MM Material-SS
12018 | 100X100MM NAME PLATE/415-460 | NAME PLATE | ACCESSORIES | NP-M-DANGER-PLATE-415/460 | REPUTED | _ | NA | Nos |  | Inventory | 100X100MM NAME PLATE/415-460
12019 | 100X100MM NAME PLATE 800 VOLT,OTHER DETAIL AS PER SAMPLE | NAME PLATE | ACCESSORIES | NP-M-DANGER-PLATE-800V | REPUTED | _ | NA | Nos |  | Inventory | 100X100MM NAME PLATE 800 VOLT,OTHER DETAIL AS PER SAMPLE
12020 | Warning Name Plate For Emergency PB | NAME PLATE | ACCESSORIES | NP-WARNING-NAMEPLATE | REPUTED | - | - | Nos |  | Inventory | Warning Name Plate For Emergency PB
12257 | 7.2kV HRC fuse, 200A for motor protection, Bolted Type, | FUSE | SWITCHGEAR | PBS4MF6 | PHOENIX | _ | NA | Nos | None | Inventory | 7.2kV HRC fuse, 200A for motor protection, Bolted Type,
12316 | 22kV HRC fuse, 80A | FUSE | SWITCHGEAR | PDDF 22 | PHOENIX | _ | NA | Nos | None | Inventory | 22kV HRC fuse, 80A
12317 | 33kV HRC fuse, 40A | FUSE | SWITCHGEAR | PDDF-33 | PHOENIX | _ | NA | Nos |  | Inventory | 33kV HRC fuse, 40A
12318 | HT FUSE 11kV 125A HT HRC Fuses | FUSE | SWITCHGEAR | PDDF11 - 125A | PHOENIX | _ | NA | Nos | None | Inventory | HT FUSE 11kV 125A HT HRC Fuses
12319 | HT FUSE 22kV, Rating 50-80A, HT HRC Fuses. Din Type, Distribution Class, | FUSE | SWITCHGEAR | PDDF22 | PHOENIX | _ | NA | Nos | None | Inventory | HT FUSE 22kV, Rating 50-80A, HT HRC Fuses. Din Type, Distribution Class,
12320 | 22kV HRC fuse, 10A, BREAKING CAPACITY 63kAMPS | FUSE | SWITCHGEAR | PDDF22-10A | PHOENIX | _ | NA | Nos |  | Inventory | 22kV HRC fuse, 10A, BREAKING CAPACITY 63kAMPS
12321 | HT FUSE 3.3KV 12A HT, 60 Hz. HRC Fuses | FUSE | SWITCHGEAR | PDDF3 - 12A | PHOENIX | _ | NA | Nos | None | Inventory | HT FUSE 3.3KV 12A HT, 60 Hz. HRC Fuses
12322 | HT FUSE 30kV, Rating 12A, HT HRC Fuses. Din Type, Distribution Class, | FUSE | SWITCHGEAR | PDDF33 - 12A | PHOENIX | _ | NA | Nos | None | Inventory | HT FUSE 30kV, Rating 12A, HT HRC Fuses. Din Type, Distribution Class,
12323 | HT FUSE 33kV, Rating 20A, HT HRC Fuses. Din Type, Distribution Class, | FUSE | SWITCHGEAR | PDDF33 - 20A | PHOENIX | _ | NA | Nos | None | Inventory | HT FUSE 33kV, Rating 20A, HT HRC Fuses. Din Type, Distribution Class,
12324 | HT FUSE 33kV, Rating 40A, HT HRC Fuses. Din Type, Distribution Class, | FUSE | SWITCHGEAR | PDDF33-40A | PHOENIX | _ | NA | Nos |  | Inventory | HT FUSE 33kV, Rating 40A, HT HRC Fuses. Din Type, Distribution Class,
12325 | HT FUSE 33kV, Rating 6A, HT HRC Fuses. Din Type, PDDF type | FUSE | SWITCHGEAR | PDDF33-6A | PHOENIX | _ | NA | Nos |  | Inventory | HT FUSE 33kV, Rating 6A, HT HRC Fuses. Din Type, PDDF type
12497 | FUSE RATING 11kV, 180A,WITH PLUG IN & STRIKER FUSE,SIZE :508mm length , DIA.: 76mmsq. | FUSE | SWITCHGEAR | PHO-FUSE-11KV-180A | PHOENIX | - | - | Nos |  | Inventory | FUSE RATING 11kV, 180A,WITH PLUG IN & STRIKER FUSE,SIZE :508mm length , DIA.: 76mmsq.
12498 | FUSE RATING 24kV, 10A, BREAKING CAPACITY 64kAMPS | FUSE | SWITCHGEAR | PHO-FUSE-24KV-10A | PHOENIX | - | - | Nos |  | Inventory | FUSE RATING 24kV, 10A, BREAKING CAPACITY 64kAMPS
12499 | FUSE RATING 33kV, 105A,WITH PLUG IN & STRIKER FUSE,SIZE :** length , DIA.: **mmsq. | FUSE | SWITCHGEAR | PHO-FUSE-33KV-105A | PHOENIX | - | - | Nos |  | Inventory | FUSE RATING 33kV, 105A,WITH PLUG IN & STRIKER FUSE,SIZE :** length , DIA.: **mmsq.
12035 | NUT DRIVER 4 INCH | SHOP | TOOLS | NUT DRIVER 4 INCH | REPUTED | _ | NA | Nos | None | Inventory | NUT DRIVER 4 INCH
12036 | NUT DRIVER 5 INCH | SHOP | TOOLS | NUT DRIVER 5 INCH | REPUTED | _ | NA | Nos | None | Inventory | NUT DRIVER 5 INCH
12037 | NUT DRIVER 6 INCH | SHOP | TOOLS | NUT DRIVER 6 INCH | REPUTED | _ | NA | Nos | None | Inventory | NUT DRIVER 6 INCH
12038 | NUT DRIVER 8 INCH | SHOP | TOOLS | NUT DRIVER 8 INCH | REPUTED | _ | NA | Nos | None | Inventory | NUT DRIVER 8 INCH
12039 | NUT RUNNER HAND OPERATED MACHINE, ELECTRIC WRENCH, Aux. 230V AC, | CAPITAL GOODS | TOOLS | NUT RUNNER | REPUTED | _ | NA | Nos | None | Inventory | NUT RUNNER HAND OPERATED MACHINE, ELECTRIC WRENCH, Aux. 230V AC,
12040 | M6 Nyllon NUT | NYLON HARDWEAR | HARDWARE & ACCESSORIES | NUT-NYLON-M6 | REPUTED | _ | NA | Nos | None | Inventory | M6 Nyllon NUT
12041 | M8 Nyllon NUT | NYLON HARDWEAR | HARDWARE & ACCESSORIES | NUT-NYLON-M8 | REPUTED | _ | NA | Nos | None | Inventory | M8 Nyllon NUT
12042 | NV10 CASH ACCEPTOR | CASH ACCEPTOR | ACCESSORIES | NV10_CASH_ACCEPTOR | CHEVEND | - | - | Nos |  | Inventory | NV10 CASH ACCEPTOR
12043 | 32A TPN FNX Switch Disconnector Fuse, DIN-type, Fuse size 000/00 | SDF | LV_Switchgear | NX032TPNDI | SCHNEIDER | 32A | NA | Nos. | None | Inventory | 32A TPN FNX Switch Disconnector Fuse, DIN-type, Fuse size 000/00
12044 | 63A TPN FNX Switch Disconnector Fuse, DIN-type, Fuse size 000/00 | SDF | LV_Switchgear | NX063TPNDI | SCHNEIDER | 63A | NA | Nos. | None | Inventory | 63A TPN FNX Switch Disconnector Fuse, DIN-type, Fuse size 000/00
12045 | 80A TPN FNX Switch Disconnector Fuse, DIN-type, Fuse size 000/00 | SDF | LV_Switchgear | NX080TPNDI | SCHNEIDER | 80A | NA | Nos. | None | Inventory | 80A TPN FNX Switch Disconnector Fuse, DIN-type, Fuse size 000/00
12046 | 100A FP FNX Switch Disconnector Fuse, DIN-type, Fuse size 00 | SDF | LV_Switchgear | NX100FPXDI | SCHNEIDER | 100A | NA | Nos. | None | Inventory | 100A FP FNX Switch Disconnector Fuse, DIN-type, Fuse size 00
12047 | 100A TPN FNX Switch Disconnector Fuse, DIN-type, Fuse size 00 | SDF | LV_Switchgear | NX100TPNDI | SCHNEIDER | 100A | NA | Nos. | None | Inventory | 100A TPN FNX Switch Disconnector Fuse, DIN-type, Fuse size 00
12048 | 100A TP FNX Switch Disconnector Fuse, DIN-type, Fuse size 00 | SDF | LV_Switchgear | NX100TPXDI | SCHNEIDER | 100A | NA | Nos. | None | Inventory | 100A TP FNX Switch Disconnector Fuse, DIN-type, Fuse size 00
12049 | 125A FP FNX Switch Disconnector Fuse, DIN-type, Fuse size 00 | SDF | LV_Switchgear | NX125FPXDI | SCHNEIDER | 125A | NA | Nos. | None | Inventory | 125A FP FNX Switch Disconnector Fuse, DIN-type, Fuse size 00
12050 | 125A TPN FNX Switch Disconnector Fuse, DIN-type, Fuse size 00 | SDF | LV_Switchgear | NX125TPNDI | SCHNEIDER | 125A | NA | Nos. | None | Inventory | 125A TPN FNX Switch Disconnector Fuse, DIN-type, Fuse size 00
12051 | 125A TP FNX Switch Disconnector Fuse, DIN-type, Fuse size 00 | SDF | LV_Switchgear | NX125TPXDI | SCHNEIDER | 125A | NA | Nos. | None | Inventory | 125A TP FNX Switch Disconnector Fuse, DIN-type, Fuse size 00
12052 | 160A FP FNX Switch Disconnector Fuse, DIN-type, Fuse size 00 | SDF | LV_Switchgear | NX160FPXDI | SCHNEIDER | 160A | NA | Nos. | None | Inventory | 160A FP FNX Switch Disconnector Fuse, DIN-type, Fuse size 00
12053 | 160A TPN FNX Switch Disconnector Fuse, DIN-type, Fuse size 00 | SDF | LV_Switchgear | NX160TPNDI | SCHNEIDER | 160A | NA | Nos. | None | Inventory | 160A TPN FNX Switch Disconnector Fuse, DIN-type, Fuse size 00
12054 | 160A TP FNX Switch Disconnector Fuse, DIN-type, Fuse size 00 | SDF | LV_Switchgear | NX160TPXDI | SCHNEIDER | 160A | NA | Nos. | None | Inventory | 160A TP FNX Switch Disconnector Fuse, DIN-type, Fuse size 00
12055 | 200A FP FNX Switch Disconnector Fuse, DIN-type, Fuse size 0 | SDF | LV_Switchgear | NX200FPXDI | SCHNEIDER | 200A | NA | Nos. | None | Inventory | 200A FP FNX Switch Disconnector Fuse, DIN-type, Fuse size 0
12056 | 200A TPN FNX Switch Disconnector Fuse, DIN-type, Fuse size 0 | SDF | LV_Switchgear | NX200TPNDI | SCHNEIDER | 200A | NA | Nos. | None | Inventory | 200A TPN FNX Switch Disconnector Fuse, DIN-type, Fuse size 0
12057 | 200A TP FNX Switch Disconnector Fuse, DIN-type, Fuse size 0 | SDF | LV_Switchgear | NX200TPXDI | SCHNEIDER | 200A | NA | Nos. | None | Inventory | 200A TP FNX Switch Disconnector Fuse, DIN-type, Fuse size 0
12058 | 250A FP FNX Switch Disconnector Fuse, DIN-type, Fuse size 0-1 | SDF | LV_Switchgear | NX250FPXDI | SCHNEIDER | 250A | NA | Nos. | None | Inventory | 250A FP FNX Switch Disconnector Fuse, DIN-type, Fuse size 0-1
12059 | 250A TPN FNX Switch Disconnector Fuse, DIN-type, Fuse size 0-1 | SDF | LV_Switchgear | NX250TPNDI | SCHNEIDER | 250A | NA | Nos. | None | Inventory | 250A TPN FNX Switch Disconnector Fuse, DIN-type, Fuse size 0-1
12060 | 250A TP FNX Switch Disconnector Fuse, DIN-type, Fuse size 0-1 | SDF | LV_Switchgear | NX250TPXDI | SCHNEIDER | 250A | NA | Nos. | None | Inventory | 250A TP FNX Switch Disconnector Fuse, DIN-type, Fuse size 0-1
12061 | 315A FP FNX Switch Disconnector Fuse, DIN-type, Fuse size 0-2 | SDF | LV_Switchgear | NX315FPXDI | SCHNEIDER | 315A | NA | Nos. | None | Inventory | 315A FP FNX Switch Disconnector Fuse, DIN-type, Fuse size 0-2
12062 | 315A TPN FNX Switch Disconnector Fuse, DIN-type, Fuse size 0-2 | SDF | LV_Switchgear | NX315TPNDI | SCHNEIDER | 315A | NA | Nos. | None | Inventory | 315A TPN FNX Switch Disconnector Fuse, DIN-type, Fuse size 0-2
12063 | 315A TP FNX Switch Disconnector Fuse, DIN-type, Fuse size 0-2 | SDF | LV_Switchgear | NX315TPXDI | SCHNEIDER | 315A | NA | Nos. | None | Inventory | 315A TP FNX Switch Disconnector Fuse, DIN-type, Fuse size 0-2
12064 | 400A FP FNX Switch Disconnector Fuse, DIN-type, Fuse size 0-2 | SDF | LV_Switchgear | NX400FPXDI | SCHNEIDER | 400A | NA | Nos. | None | Inventory | 400A FP FNX Switch Disconnector Fuse, DIN-type, Fuse size 0-2
12065 | 400A TPN FNX Switch Disconnector Fuse, DIN-type, Fuse size 0-2 | SDF | LV_Switchgear | NX400TPNDI | SCHNEIDER | 400A | NA | Nos. | None | Inventory | 400A TPN FNX Switch Disconnector Fuse, DIN-type, Fuse size 0-2
12066 | 400A TP FNX Switch Disconnector Fuse, DIN-type, Fuse size 0-2 | SDF | LV_Switchgear | NX400TPXDI | SCHNEIDER | 400A | NA | Nos. | None | Inventory | 400A TP FNX Switch Disconnector Fuse, DIN-type, Fuse size 0-2
12067 | 630A FP FN Switch Disconnector Fuse, DIN-type, Fuse size 3 | SDF | LV_Switchgear | NX630FPXDI | SCHNEIDER | 630A | NA | Nos. | None | Inventory | 630A FP FN Switch Disconnector Fuse, DIN-type, Fuse size 3
12068 | 630A TPN FNX Switch Disconnector Fuse, DIN-type, Fuse size 3 | SDF | LV_Switchgear | NX630TPNDI | SCHNEIDER | 630A | NA | Nos. | None | Inventory | 630A TPN FNX Switch Disconnector Fuse, DIN-type, Fuse size 3
12069 | 630A TP FNX Switch Disconnector Fuse, DIN-type, Fuse size 3 | SDF | LV_Switchgear | NX630TPXDI | SCHNEIDER | 630A | NA | Nos. | None | Inventory | 630A TP FNX Switch Disconnector Fuse, DIN-type, Fuse size 3
12070 | Auxiliary contact 1NO + 1NC for FNX Switch Disconnector Fuse, Frame size FNX32 to FNX80 | SDF Accessories | LV_Switchgear | NXAA11 | SCHNEIDER | 0 | Aux. Contact | Nos. | None | Inventory | Auxiliary contact 1NO + 1NC for FNX Switch Disconnector Fuse, Frame size FNX32 to FNX80
12071 | Auxiliary contact 1NO + 1NC for FNX Switch Disconnector Fuse, Frame size FNX100 to FNX630 | SDF Accessories | LV_Switchgear | NXBA11 | SCHNEIDER | 0 | Aux. Contact | Nos. | None | Inventory | Auxiliary contact 1NO + 1NC for FNX Switch Disconnector Fuse, Frame size FNX100 to FNX630
12072 | Handle for FNX Switch Disconnector Fuse Frame size FNX32 to FNX80 | SDF Accessories | LV_Switchgear | NXR1 | SCHNEIDER | 0 | Rotary Handle | Nos. | None | Inventory | Handle for FNX Switch Disconnector Fuse Frame size FNX32 to FNX80
12073 | Handle for FNX Switch Disconnector Fuse Frame size FNX100 to FNX630 | SDF Accessories | LV_Switchgear | NXR2 | SCHNEIDER | 0 | Rotary Handle | Nos. | None | Inventory | Handle for FNX Switch Disconnector Fuse Frame size FNX100 to FNX630
12500 | FUSE RATING 33kV, 60A,WITH PLUG IN & STRIKER FUSE,SIZE :**mm length , DIA.: **mmsq. | FUSE | SWITCHGEAR | PHO-FUSE-33KV-60A | PHOENIX | - | - | Nos |  | Inventory | FUSE RATING 33kV, 60A,WITH PLUG IN & STRIKER FUSE,SIZE :**mm length , DIA.: **mmsq.
12075 | 12X32X2MM NYLON PLAIN WASHER | LOCAL | HARDWARE & ACCESSORIES | NYLON PLAIN 12X32 | REPUTED | WASHER | NA | Nos | None | Inventory | 12X32X2MM NYLON PLAIN WASHER
12076 | Nyllon RIVET | NYLON HARDWEAR | HARDWARE & ACCESSORIES | NYLON RIVET P1 | REPUTED | _ | NA | Nos | None | Inventory | Nyllon RIVET
12077 | NYLON BOLT 6X35 | NYLON HARDWEAR | HARDWARE & ACCESSORIES | NYLON-BOLT-6X35 | REPUTED | _ | NA | Nos | None | Inventory | NYLON BOLT 6X35
12078 | NYLON HIGH PRESSURE INNER TUBE 3 OD X1.8 ID | BROUGHTOUT | ACCESSORIES | NYLON-HIGH-PRESSURE-INNER-TUBE | REPUTED | _ | NA | MTRS |  | Inventory | NYLON HIGH PRESSURE INNER TUBE 3 OD X1.8 ID
12079 | NYLON HIGH PRESSURE OUTER TUBE 6 OD X4.5 ID | BROUGHTOUT | ACCESSORIES | NYLON-HIGH-PRESSURE-OUTER-TUBE | REPUTED | _ | NA | MTRS |  | Inventory | NYLON HIGH PRESSURE OUTER TUBE 6 OD X4.5 ID
12080 | NYLON NUT 6MM | NYLON HARDWEAR | HARDWARE & ACCESSORIES | NYLON-NUT-6MM | REPUTED | _ | NA | Nos | None | Inventory | NYLON NUT 6MM
12081 | NYLON ROD OD-13MM X LRNGTH- 1 MTR | NYLON HARDWEAR | HARDWARE & ACCESSORIES | NYLON-ROD-13MMX1MTR | REPUTED | _ | NA | Nos | None | Inventory | NYLON ROD OD-13MM X LRNGTH- 1 MTR
12082 | NYLON ROD OD-14MM X LENGTH- 1 MTR | NYLON HARDWEAR | HARDWARE & ACCESSORIES | NYLON-ROD-14MMX1MTR | REPUTED | _ | NA | Nos | None | Inventory | NYLON ROD OD-14MM X LENGTH- 1 MTR
12083 | NYLON ROD OD-16MM X LRNGTH- 1 MTR | NYLON HARDWEAR | HARDWARE & ACCESSORIES | NYLON-ROD-16MMX1MTR | REPUTED | _ | NA | Nos | None | Inventory | NYLON ROD OD-16MM X LRNGTH- 1 MTR
12501 | FUSE RATING 33kV, 75A,WITH PLUG IN & STRIKER FUSE,SIZE :**mm length , DIA.: **mmsq. | FUSE | SWITCHGEAR | PHO-FUSE-33KV-75A | PHOENIX | - | - | Nos |  | Inventory | FUSE RATING 33kV, 75A,WITH PLUG IN & STRIKER FUSE,SIZE :**mm length , DIA.: **mmsq.
12502 | 11kV, 630A, 31.5KA/3Sec, 3 POLE, OFF LOAD MANULA ISOLATOR, , WITH AUXILIARY CONTACTS: 4NO+4NC, | LBS/ISO | SWITCHGEAR | PHO-ISO-11KV | PHOENIX | _ | NA | Nos | None | Inventory | 11kV, 630A, 31.5KA/3Sec, 3 POLE, OFF LOAD MANULA ISOLATOR, , WITH AUXILIARY CONTACTS: 4NO+4NC,
12503 | 11kV, 630A, 25KA/3Sec, 3 POLE, LOAD BREAK SWITCH, FREQUENCY : 60Hz, WITH AUXILIARY CONTACTS: 4NO+4NC. WITH FUSE TRIP ARRANGEMENT, | LBS/ISO | SWITCHGEAR | PHO-LBS-11KV-FTM | PHOENIX | _ | NA | Nos | None | Inventory | 11kV, 630A, 25KA/3Sec, 3 POLE, LOAD BREAK SWITCH, FREQUENCY : 60Hz, WITH AUXILIARY CONTACTS: 4NO+4NC. WITH FUSE TRIP ARRANGEMENT,
12504 | 22kV, 630A, 25KA/3Sec, 3 POLE, LOAD BREAK SWITCH, WITH AUXILIARY CONTACTS: 4NO+4NC. WITH INBUILT EARTH SWITCH WITH CONTACTS 2NO+2NC , | LBS/ISO | SWITCHGEAR | PHO-LBS-22KV-ES | PHOENIX | _ | NA | Nos | None | Inventory | 22kV, 630A, 25KA/3Sec, 3 POLE, LOAD BREAK SWITCH, WITH AUXILIARY CONTACTS: 4NO+4NC. WITH INBUILT EARTH SWITCH WITH CONTACTS 2NO+2NC ,
12505 | 33kV, 1250A, 25KA/1Sec,BIL: 36KV/70KV/170KVP, ima: 67kA,50HZ; 3 POLE, MANUALLY OPERATED ON LOAD BREAK SWITCH,SHUNT TRIP COIL - 230VAC, WITH AUXILIARY CONTACTS: 4NO+4NC, | LBS/ISO | SWITCHGEAR | PHO-LBS-33KV-1250A | PHOENIX | _ | NA | Nos |  | Inventory | 33kV, 1250A, 25KA/1Sec,BIL: 36KV/70KV/170KVP, ima: 67kA,50HZ; 3 POLE, MANUALLY OPERATED ON LOAD BREAK SWITCH,SHUNT TRIP COIL - 230VAC, WITH AUXILIARY CONTACTS: 4NO+4NC,
12506 | 33kV, 1250A, 25KA/3Sec, 3 POLE, LOAD BREAK SWITCH, WITH AUXILIARY CONTACTS: 4NO+4NC. WITH EARTH SWITCH,AUXILIARY CONTACTS: 2NO+2NC, WITH FRONT DOOR, | LBS/ISO | SWITCHGEAR | PHO-LBS-33KV-ES | PHOENIX | _ | NA | Nos | None | Inventory | 33kV, 1250A, 25KA/3Sec, 3 POLE, LOAD BREAK SWITCH, WITH AUXILIARY CONTACTS: 4NO+4NC. WITH EARTH SWITCH,AUXILIARY CONTACTS: 2NO+2NC, WITH FRONT DOOR,
12507 | 33kV, 1250A, 25KA/1Sec, 3 POLE, LOAD BREAK SWITCH, WITH AUXILIARY CONTACTS: 2NO+2NC, WITH FUSE & FUSE TRIP ARRANGEMENT, FUSE RATING-12A, WITH SHUNT TRIP COIL OF AUX VOLTAGE : 230V AC, WITH FRONT DOOR, | LBS/ISO | SWITCHGEAR | PHO-LBS-33KV-ST | PHOENIX | _ | NA | Nos | None | Inventory | 33kV, 1250A, 25KA/1Sec, 3 POLE, LOAD BREAK SWITCH, WITH AUXILIARY CONTACTS: 2NO+2NC, WITH FUSE & FUSE TRIP ARRANGEMENT, FUSE RATING-12A, WITH SHUNT TRIP COIL OF AUX VOLTAGE : 230V AC, WITH FRONT DOOR,
13647 | EMERGENCY RELAY , TYPE : PSR-SCP-24UC/ESA4/2X1/1X2, CONTACT : 3NO + 1NC , INPUT : 24VDC | CONVERTER | SWITCHGEAR | PSR-SCP-24UC/ESA4/2X1/1X2 | PHOENIX | - | - | Nos |  | Inventory | EMERGENCY RELAY , TYPE : PSR-SCP-24UC/ESA4/2X1/1X2, CONTACT : 3NO + 1NC , INPUT : 24VDC
13648 | EMERGENCY RELAY , TYPE : PSR-SCP- 24UC/ESAM4/3X1/1X2/B, CONTACT : 3NO + 1NC , INPUT : 24VDC | CONVERTER | SWITCHGEAR | PSR-SCP-24UC/ESAM4/3X1/1X2/B | PHOENIX | - | - | Nos |  | Inventory | EMERGENCY RELAY , TYPE : PSR-SCP- 24UC/ESAM4/3X1/1X2/B, CONTACT : 3NO + 1NC , INPUT : 24VDC
13659 | 11KV PT FUSE | FUSE | SWITCHGEAR | PT-FUSE-11KV | PHOENIX | _ | NA | Nos |  | Inventory | 11KV PT FUSE
13660 | 15KV PT FUSE | FUSE | SWITCHGEAR | PT-FUSE-15KV | PHOENIX | _ | NA | Nos |  | Inventory | 15KV PT FUSE
13661 | 22KV PT FUSE | FUSE | SWITCHGEAR | PT-FUSE-22KV | PHOENIX | _ | NA | Nos |  | Inventory | 22KV PT FUSE
13662 | 22KV PT FUSE- BOLTED | FUSE | SWITCHGEAR | PT-FUSE-22KV-BOLTED | PHOENIX | _ | NA | Nos |  | Inventory | 22KV PT FUSE- BOLTED
13663 | 3.3KV PT FUSE | FUSE | SWITCHGEAR | PT-FUSE-3.3KV | PHOENIX | _ | NA | Nos | None | Inventory | 3.3KV PT FUSE
13664 | 33KV PT FUSE | FUSE | SWITCHGEAR | PT-FUSE-33KV | PHOENIX | _ | NA | Nos |  | Inventory | 33KV PT FUSE
13665 | P.T. FUSES 3.15A, 4.16kV. | FUSE | SWITCHGEAR | PT-FUSE-4.16KV | PHOENIX | _ | NA | Nos |  | Inventory | P.T. FUSES 3.15A, 4.16kV.
13666 | 6.6KV PT FUSE | FUSE | SWITCHGEAR | PT-FUSE-6.6KV | PHOENIX | _ | NA | Nos | None | Inventory | 6.6KV PT FUSE
13667 | 6.9KV PT FUSE | FUSE | SWITCHGEAR | PT-FUSE-6.9KV | PHOENIX | _ | NA | Nos |  | Inventory | 6.9KV PT FUSE
13909 | DC TO DC CONVERTER UNIT INPUT- 220V DC, OUTPUT - 24V DC. | CONVERTER | SWITCHGEAR | QUINT-PS/1AC/24DC/10 | PHOENIX | - | - | Nos |  | Inventory | DC TO DC CONVERTER UNIT INPUT- 220V DC, OUTPUT - 24V DC.
12558 | PLUG IN RELAY, 2C/O, 6A,AUX SUPPLY-110VAC | CRM | SWITCHGEAR | PMY2C-110VAC | PLA | _ | NA | Nos |  | Inventory | PLUG IN RELAY, 2C/O, 6A,AUX SUPPLY-110VAC
12559 | PLUG IN RELAY, 2C/O, 6A,AUX SUPPLY-230VAC | CRM | SWITCHGEAR | PMY2C-240VAC | PLA | _ | NA | Nos |  | Inventory | PLUG IN RELAY, 2C/O, 6A,AUX SUPPLY-230VAC
12560 | PLUG IN RELAY, 2C/O, 6A,AUX SUPPLY-24V DC | CRM | SWITCHGEAR | PMY2C-24VDC | PLA | _ | NA | Nos |  | Inventory | PLUG IN RELAY, 2C/O, 6A,AUX SUPPLY-24V DC
12561 | PLUG IN RELAY, 4C/O, 6A,AUX SUPPLY-230VAC | CRM | SWITCHGEAR | PMY4C-240VAC | PLA | _ | NA | Nos |  | Inventory | PLUG IN RELAY, 4C/O, 6A,AUX SUPPLY-230VAC
12562 | PLUG IN RELAY SOCKET SUITABLE FOR 4C/O, 6A, 14 PIN RELAY | CRM | SWITCHGEAR | PMYS-DR-14PIN-SOCKET | PLA | _ | NA | Nos |  | Inventory | PLUG IN RELAY SOCKET SUITABLE FOR 4C/O, 6A, 14 PIN RELAY
12563 | PLUG IN RELAY SOCKET SUITABLE FOR 2C/O, 6A, 8 PIN RELAY | CRM | SWITCHGEAR | PMYS-DR-8PIN-SOCKET | PLA | _ | NA | Nos |  | Inventory | PLUG IN RELAY SOCKET SUITABLE FOR 2C/O, 6A, 8 PIN RELAY
14343 | PLUG IN RELAY SOCKET SUITABLE FOR 2C/O, 6A RELAY | CRM | SWITCHGEAR | SDR-PMY-SOCKET | PLA | _ | NA | Nos |  | Inventory | PLUG IN RELAY SOCKET SUITABLE FOR 2C/O, 6A RELAY
12553 | 10 KVAR, 0.2%, Detuned Reactor, Copper Wound | REACTOR | SWITCHGEAR | PMX-RTG0.2-10 | POWER MATRIX | - | - | Nos |  | Inventory | 10 KVAR, 0.2%, Detuned Reactor, Copper Wound
12554 | 25KVAR, 0.2%, Detuned Reactor, Copper Wound | REACTOR | SWITCHGEAR | PMX-RTG0.2-25 | POWER MATRIX | - | - | Nos |  | Inventory | 25KVAR, 0.2%, Detuned Reactor, Copper Wound
12555 | 3 KVAR, 0.2%, Detuned Reactor, Copper Wound | REACTOR | SWITCHGEAR | PMX-RTG0.2-3 | POWER MATRIX | - | - | Nos |  | Inventory | 3 KVAR, 0.2%, Detuned Reactor, Copper Wound
12556 | 5 KVAR, 0.2%, Detuned Reactor, Copper Wound | REACTOR | SWITCHGEAR | PMX-RTG0.2-5 | POWER MATRIX | - | - | Nos |  | Inventory | 5 KVAR, 0.2%, Detuned Reactor, Copper Wound
12557 | 50KVAR, 0.2%, Detuned Reactor, Copper Wound | REACTOR | SWITCHGEAR | PMX-RTG0.2-50 | POWER MATRIX | - | - | Nos |  | Inventory | 50KVAR, 0.2%, Detuned Reactor, Copper Wound
7385 | 8 Filter, Air Vent Surface Mounted with Screw Fitting | FAN | SWITCHGEAR | EV-200 | POWERMAT | - | - | Nos |  | Inventory | 8 Filter, Air Vent Surface Mounted with Screw Fitting
12592 | DOOR LIMIT S/W 2NO+2NC. | LIMIT SWITCH | SWITCHGEAR | POW-LIMIT-2-2 | POWRAL | _ | NA | Nos |  | Inventory | DOOR LIMIT S/W 2NO+2NC.
4944 | Bimetellic Terminal Connector for Equip. stud 30mm. to ACSR Conductor | CONVERTER | SWITCHGEAR | BIMETELLIC_TERMINAL_CONNECTOR | PRAGATI | - | - | Nos |  | Inventory | Bimetellic Terminal Connector for Equip. stud 30mm. to ACSR Conductor
5242 | L.T.Resin Cast, Indoor, Core Balance Current Transformer Ratio : 20/1A, HSV : 0.66 kV, IL : 0.66/3 kV To be used with relay type MICOMP 111L, Primary out of balance relay tripping current shall be <= 0.5 A, when the relay is set at: 10 mA setting, ID of CBCT : 125mm, Freq : 50Hz, Insulation Class : E | CBCT | SWITCHGEAR | CBCT-125MM-20/1A | PRAGATI | _ | NA | Nos | None | Inventory | L.T.Resin Cast, Indoor, Core Balance Current Transformer Ratio : 20/1A, HSV : 0.66 kV, IL : 0.66/3 kV To be used with relay type MICOMP 111L, Primary out of balance relay tripping current shall be <= 0.5 A, when the relay is set at: 10 mA setting, ID of CBCT : 125mm, Freq : 50Hz, Insulation Class : E
5247 | RESIN CAST CORE BALANCE CURRENT TRANSFORMER, 90mm DIA. CTR : 20/1A, | CBCT | SWITCHGEAR | CBCT-20/1A | PRAGATI | _ | NA | Nos |  | Inventory | RESIN CAST CORE BALANCE CURRENT TRANSFORMER, 90mm DIA. CTR : 20/1A,
5249 | CORE BALANCE CURRENT TRANSFORMER , 50/1A, DIA : 240MM (ROUND), POC : 5A | CBCT | SWITCHGEAR | CBCT-240MM-50/1A | PRAGATI | _ | NA | Nos |  | Inventory | CORE BALANCE CURRENT TRANSFORMER , 50/1A, DIA : 240MM (ROUND), POC : 5A
5250 | L.T.Resin cast, Indoor, Core Balance Current Transformer Ratio : 50/1 HSV : 0.66 kV IL : 0.66/3 kV To be used with relay type: REF601 Primary out of balance relay tripping current shall be <5 A, when the relay is set to min. : 80 mA setting; ID of CBCT : 240mm;Knee Pt vtg (Vk) shall be >=3 V;Imag at Vk shall be <= 400 mA; Class-B - Type-4; Dr. No-PR-1189- Pragati make | CBCT | SWITCHGEAR | CBCT-240MM-50/1A-REF615 | PRAGATI | _ | NA | Nos |  | Inventory | L.T.Resin cast, Indoor, Core Balance Current Transformer Ratio : 50/1 HSV : 0.66 kV IL : 0.66/3 kV To be used with relay type: REF601 Primary out of balance relay tripping current shall be <5 A, when the relay is set to min. : 80 mA setting; ID of CBCT : 240mm;Knee Pt vtg (Vk) shall be >=3 V;Imag at Vk shall be <= 400 mA; Class-B - Type-4; Dr. No-PR-1189- Pragati make
5251 | CORE BALANCE CURRENT TRANSFORMER , 50/5A, DIA : 240MM (ROUND), POC : 5A | CBCT | SWITCHGEAR | CBCT-240MM-50/5A | PRAGATI | _ | NA | Nos |  | Inventory | CORE BALANCE CURRENT TRANSFORMER , 50/5A, DIA : 240MM (ROUND), POC : 5A
5254 | L.T.Resin Cast, Indoor, Core Balance Current Transformer Ratio : 50/1A, HSV : 0.66 kV, IL : 0.66/3 kV To be used with relay type REF615, ID of CBCT : 300mm, Freq : 50Hz, Insulation Class : E | CBCT | SWITCHGEAR | CBCT-300MM-50/1A | PRAGATI | _ | NA | Nos |  | Inventory | L.T.Resin Cast, Indoor, Core Balance Current Transformer Ratio : 50/1A, HSV : 0.66 kV, IL : 0.66/3 kV To be used with relay type REF615, ID of CBCT : 300mm, Freq : 50Hz, Insulation Class : E
5256 | L.T.Resin Cast, Indoor, Core Balance Current Transformer Ratio : 50/1A, HSV : 0.66 kV, IL : 0.66/3 kV To be used with relay type REF615 , POC= 5 A, , ID of CBCT : 400mmX300mm, Freq : 50Hz, Insulation Class : E | CBCT | SWITCHGEAR | CBCT-400X300-50/1A-REF615 | PRAGATI | _ | NA | Nos |  | Inventory | L.T.Resin Cast, Indoor, Core Balance Current Transformer Ratio : 50/1A, HSV : 0.66 kV, IL : 0.66/3 kV To be used with relay type REF615 , POC= 5 A, , ID of CBCT : 400mmX300mm, Freq : 50Hz, Insulation Class : E
5257 | L.T.Resin Cast, Indoor, Core Balance Current Transformer Ratio : 50/1A, HSV : 0.66 kV, IL : 0.66/3 kV To be used with relay type SEL-751 , POC= 5 A, , ID of CBCT : 400mmX300mm, Freq : 50Hz, Insulation Class : E | CBCT | SWITCHGEAR | CBCT-400X300-50/1A-SEL751 | PRAGATI | _ | NA | Nos |  | Inventory | L.T.Resin Cast, Indoor, Core Balance Current Transformer Ratio : 50/1A, HSV : 0.66 kV, IL : 0.66/3 kV To be used with relay type SEL-751 , POC= 5 A, , ID of CBCT : 400mmX300mm, Freq : 50Hz, Insulation Class : E
12126 | 100A TPN OESA Switch Disconnector Fuse, DIN-type, Fuse size 00 | SDF | LV_Switchgear | OESA00100N | ABB | 100A | NA | Nos. | None | Inventory | 100A TPN OESA Switch Disconnector Fuse, DIN-type, Fuse size 00
12127 | 125A TP OESA Switch Disconnector Fuse, DIN-type, Fuse size 00 | SDF | LV_Switchgear | OESA00125 | ABB | 125A | NA | Nos. | None | Inventory | 125A TP OESA Switch Disconnector Fuse, DIN-type, Fuse size 00
12128 | 125A FP OESA Switch Disconnector Fuse, DIN-type, Fuse size 00 | SDF | LV_Switchgear | OESA00125A4 | ABB | 125A | NA | Nos. | None | Inventory | 125A FP OESA Switch Disconnector Fuse, DIN-type, Fuse size 00
12129 | 125A TPN OESA Switch Disconnector Fuse, DIN-type, Fuse size 00 | SDF | LV_Switchgear | OESA00125N | ABB | 125A | NA | Nos. | None | Inventory | 125A TPN OESA Switch Disconnector Fuse, DIN-type, Fuse size 00
12130 | 160A TPN OESA Switch Disconnector Fuse, DIN-type, Fuse size 00 | SDF | LV_Switchgear | OESA00160N | ABB | 160A | NA | Nos. | None | Inventory | 160A TPN OESA Switch Disconnector Fuse, DIN-type, Fuse size 00
12131 | 32A TPN OESA Switch Disconnector Fuse, DIN-type, Fuse size 000/00 | SDF | LV_Switchgear | OESA0032N | ABB | 32A | NA | Nos. | None | Inventory | 32A TPN OESA Switch Disconnector Fuse, DIN-type, Fuse size 000/00
12132 | 63A TPN OESA Switch Disconnector Fuse, DIN-type, Fuse size 000/00 | SDF | LV_Switchgear | OESA0063N | ABB | 63A | NA | Nos. | None | Inventory | 63A TPN OESA Switch Disconnector Fuse, DIN-type, Fuse size 000/00
12133 | Auxiliary contact 1NO + 1NC for OESA Switch Disconnector Fuse, Frame size OESA32 to OESA160 | SDF Accessories | LV_Switchgear | OESAZX15 | ABB | 0 | Aux. Contact | Nos. | None | Inventory | Auxiliary contact 1NO + 1NC for OESA Switch Disconnector Fuse, Frame size OESA32 to OESA160
12134 | Auxiliary contact 2NO + 2NC for OESA Switch Disconnector Fuse, Frame size OESA32 to OESA160 | SDF Accessories | LV_Switchgear | OESAZX16 | ABB | 0 | Aux. Contact | Nos. | None | Inventory | Auxiliary contact 2NO + 2NC for OESA Switch Disconnector Fuse, Frame size OESA32 to OESA160
12135 | Office 365 licenses total 20 yearly cost Business Basic quantity 12- INR 110 per month Business Standard quantity 8 -INR 582 per month | OWN USE ITEMS | ACCESSORIES | OFFICE-365 | REPUTED | - | - | Nos |  | Non Inventory | Office 365 licenses total 20 yearly cost Business Basic quantity 12- INR 110 per month Business Standard quantity 8 -INR 582 per month
12136 | Office BASIC licenses | OWN USE ITEMS | ACCESSORIES | OFFICE-BASIC | REPUTED | - | - | Year |  | Non Inventory | Office BASIC licenses
12137 | Office STANDARD licenses | OWN USE ITEMS | ACCESSORIES | OFFICE-STANDARD | REPUTED | - | - | Year |  | Non Inventory | Office STANDARD licenses
5258 | L.T.Resin Cast, Indoor, Core Balance Current Transformer Ratio : 50/1A, HSV : 0.66 kV, IL : 0.66/3 kV To be used with relay type REF615 , POC= 5 A, , ID of CBCT : 600mmX400mm, Freq : 50Hz, Insulation Class : E | CBCT | SWITCHGEAR | CBCT-600X400-50/1A-REF615 | PRAGATI | _ | NA | Nos |  | Inventory | L.T.Resin Cast, Indoor, Core Balance Current Transformer Ratio : 50/1A, HSV : 0.66 kV, IL : 0.66/3 kV To be used with relay type REF615 , POC= 5 A, , ID of CBCT : 600mmX400mm, Freq : 50Hz, Insulation Class : E
6832 | 22KV CT, CTR - 150/5-5A, CORE 1 - 30VA / 05, CORE 2 - 15VA- 5P20, STR - 25KA/1SEC, CT SECONDARY SIDE - P1 | CT | SWITCHGEAR | EC3B1AD41P12Z3Y8N841 | PRAGATI | - | - | Nos. |  | Inventory | 22KV CT, CTR - 150/5-5A, CORE 1 - 30VA / 05, CORE 2 - 15VA- 5P20, STR - 25KA/1SEC, CT SECONDARY SIDE - P1
6833 | 22KV CT, CTR - 50/5-5A, CORE 1 - 10VA / 05, CORE 2 - 15VA- 5P20, STR - 25KA/1SEC, CT SECONDARY SIDE - P2 | CT | SWITCHGEAR | EC3B1AD41P12Z3Y8N842 | PRAGATI | - | - | Nos. |  | Inventory | 22KV CT, CTR - 50/5-5A, CORE 1 - 10VA / 05, CORE 2 - 15VA- 5P20, STR - 25KA/1SEC, CT SECONDARY SIDE - P2
7387 | VOLTAGE DETECTOR INSULATOR, 11kV.BIL: 11kV/38kV/95kVp | VDI | SWITCHGEAR | EVDI11KV/38KV/95KVP | PRAGATI | - | - | Nos. |  | Inventory | VOLTAGE DETECTOR INSULATOR, 11kV.BIL: 11kV/38kV/95kVp
7393 | VOLTAGE DETECTOR INSULATOR, 33kV. | VDI | SWITCHGEAR | EVDI33KV | PRAGATI | - | - | Nos. |  | Inventory | VOLTAGE DETECTOR INSULATOR, 33kV.
7396 | VOLTAGE PRESENCE INDICATOR SUITABLE FOR 11kV VOLTAGE DETECTING INSULATOR.BIL: 11kV/38kV/95kVp | VDI | SWITCHGEAR | EVIU-11KV | PRAGATI | - | - | Nos. |  | Inventory | VOLTAGE PRESENCE INDICATOR SUITABLE FOR 11kV VOLTAGE DETECTING INSULATOR.BIL: 11kV/38kV/95kVp
12147 | VOLTAGE DETECTOR INSULATOR, 15k Pragati | VDI | SWITCHGEAR | P-VDI15KV | PRAGATI | - | - | Nos. |  | Inventory | VOLTAGE DETECTOR INSULATOR, 15k Pragati
12145 | P CLAMP FOR CONDUIT CLAP FITTING | COUNDUIT | WIRE & ACCESSORIES | P CLAMP | TSPL | _ | NA | Nos | None | Inventory | P CLAMP FOR CONDUIT CLAP FITTING
12146 | PANEL LOCK P-9 20MM | DOOR LOCK | ACCESSORIES | P-9 20MM DOOR LOCK | ARIHANT | _ | NA | Nos | None | Inventory | PANEL LOCK P-9 20MM
12148 | 30KV VOLTAGE DETECTOR INSULATOR Pragati | VDI | SWITCHGEAR | P-VDI30KV | PRAGATI | - | - | Nos. |  | Inventory | 30KV VOLTAGE DETECTOR INSULATOR Pragati
12149 | VOLTAGE PRESENCE INDICATOR SUITABLE FOR 15kV VOLTAGE DETECTING INSULATOR Pragati. | VDI | SWITCHGEAR | P-VIU-15KV | PRAGATI | - | - | Nos. |  | Inventory | VOLTAGE PRESENCE INDICATOR SUITABLE FOR 15kV VOLTAGE DETECTING INSULATOR Pragati.
12150 | VOLTAGE PRESENCE INDICATOR SUITABLE FOR 30kV VOLTAGE DETECTING INSULATORPragati. | VDI | SWITCHGEAR | P-VIU-30KV | PRAGATI | - | - | Nos. |  | Non Inventory | VOLTAGE PRESENCE INDICATOR SUITABLE FOR 30kV VOLTAGE DETECTING INSULATORPragati.
12622 | L.T.Resin Cast, Indoor, Core Balance Current Transformer, Ratio : 20/1 A HSV : 0.66 kV IL : 0.66/3 kV To be used with relay type REJ601 Primary out of balance relay tripping current shall be <= 1 A, when the relay is set at: 10 mA setting ID of CBCT : 100mm Freq : 50Hz Insulation Class : E, PR$1189(O) Type :1 | CBCT | SWITCHGEAR | PR- CBCT-100MM-20/1A-REJ601 | PRAGATI | _ | NA | Nos | None | Inventory | L.T.Resin Cast, Indoor, Core Balance Current Transformer, Ratio : 20/1 A HSV : 0.66 kV IL : 0.66/3 kV To be used with relay type REJ601 Primary out of balance relay tripping current shall be <= 1 A, when the relay is set at: 10 mA setting ID of CBCT : 100mm Freq : 50Hz Insulation Class : E, PR$1189(O) Type :1
12623 | 11kV, 3Phase-4 Wire outdoor/indoor type Metering kiosk to IS:16227, BOQ ATTACHED IN MAIL, MSEDCL | METERING PANEL | SWITCHGEAR | PR-11KV-O/D_I/D-CTR-100/5A | PRAGATI | - | - | Nos. |  | Inventory | 11kV, 3Phase-4 Wire outdoor/indoor type Metering kiosk to IS:16227, BOQ ATTACHED IN MAIL, MSEDCL
12624 | 1KVA 230/230 CONTROL TRANSFORMER | CONTROL TRANSFORMER | SWITCHGEAR | PR-1KVA-230/230-1PH | PRAGATI | - | - | Nos |  | Inventory | 1KVA 230/230 CONTROL TRANSFORMER
12625 | Control transformer, Rated Output : 1 kVA, Primary Voltage : 1000 Volts, Secondary Voltage : 230 Volts, Insulation Class : E | CONTROL TRANSFORMER | SWITCHGEAR | PR-1PH-CONT.TRAFO-1000/230VAC-1KVA | PRAGATI | - | - | Nos. |  | Inventory | Control transformer, Rated Output : 1 kVA, Primary Voltage : 1000 Volts, Secondary Voltage : 230 Volts, Insulation Class : E
12626 | 1 PHASE CONTROL TRANSFORMER, RATING: 2500VA, RATIO: 33kV/RT3/230V AC. | CONTROL TRANSFORMER | SWITCHGEAR | PR-1PH-CONT.TRAFO-2500VA/33KV/230VAC | PRAGATI | - | - | Nos. |  | Inventory | 1 PHASE CONTROL TRANSFORMER, RATING: 2500VA, RATIO: 33kV/RT3/230V AC.
12627 | CONTROL TRANSFORMER, RATING:2KVA, 1PH,PRIMARY VOLT:AC 800V,SECONDARY VOLT:AC 230V, SHORT TIME RATING:10kVA. | CONTROL TRANSFORMER | SWITCHGEAR | PR-2KVA-800/230-1PH | PRAGATI | - | - | Nos |  | Inventory | CONTROL TRANSFORMER, RATING:2KVA, 1PH,PRIMARY VOLT:AC 800V,SECONDARY VOLT:AC 230V, SHORT TIME RATING:10kVA.
12628 | CONTROL TRANSFORMER, 2 PHASE, BURDEN: 1000VA, RATIO: 11000/230V AC. | CONTROL TRANSFORMER | SWITCHGEAR | PR-2PH-CONT.TRAFO-11000/230VAC-1000VA | PRAGATI | - | - | Nos. |  | Inventory | CONTROL TRANSFORMER, 2 PHASE, BURDEN: 1000VA, RATIO: 11000/230V AC.
12629 | CONTROL TRANSFORMER, 2 PHASE, BURDEN: 750VA, RATIO: 11000/230V AC. | CONTROL TRANSFORMER | SWITCHGEAR | PR-2PH-CONT.TRAFO-11000/230VAC-750VA | PRAGATI | - | - | Nos. |  | Inventory | CONTROL TRANSFORMER, 2 PHASE, BURDEN: 750VA, RATIO: 11000/230V AC.
12630 | 2 PHASE CONTROL TRANSFORMER, RATING: 750VA, RATIO: 6.6kV/110V AC. | - | SWITCHGEAR | PR-2PH-CONT.TRAFO-6600V/110VAC-750VA | PRAGATI | - | - | Nos. |  | Inventory | 2 PHASE CONTROL TRANSFORMER, RATING: 750VA, RATIO: 6.6kV/110V AC.
12631 | 33kV,630A,25kA/3SEC,MSEDCL APPROVED,OUTDOOR METAL CLAD,2.0MM CRCA ENCLOSURE,ALUMINIUM BUSBAR,DEGREE OF PROTECTION IP55,PTR: 33kV/RT3/110/RT3,CORE-1 Class:-0.2, 50VA,CTR: 100/5A,CLASS: 0.2S,15VA,WITH METERING TTB & ABT METER (MODEL: APEX150) (PROVIDE ONLY ABT METER CUT-OUT ON METERING PANEL). | METERING PANEL | SWITCHGEAR | PR-33KV-O/D-CTR-100/5A | PRAGATI | - | - | Nos. |  | Inventory | 33kV,630A,25kA/3SEC,MSEDCL APPROVED,OUTDOOR METAL CLAD,2.0MM CRCA ENCLOSURE,ALUMINIUM BUSBAR,DEGREE OF PROTECTION IP55,PTR: 33kV/RT3/110/RT3,CORE-1 Class:-0.2, 50VA,CTR: 100/5A,CLASS: 0.2S,15VA,WITH METERING TTB & ABT METER (MODEL: APEX150) (PROVIDE ONLY ABT METER CUT-OUT ON METERING PANEL).
12632 | 33kV,630A,25kA/3SEC,MSEDCL APPROVED,OUTDOOR METAL CLAD,2.0MM CRCA ENCLOSURE,ALUMINIUM BUSBAR,DEGREE OF PROTECTION IP55,PTR: 33kV/RT3/110/RT3,CORE-1, Class:- 0.2, 50VA,CTR: 350/5A,CLASS: 0.2S,15VA,WITH METERING TTB & ABT METER (MODEL: APEX150) (PROVIDE ONLY ABT METER CUT-OUT ON METERING PANEL). | METERING PANEL | SWITCHGEAR | PR-33KV-O/D-CTR-350/5A | PRAGATI | - | - | Nos. |  | Inventory | 33kV,630A,25kA/3SEC,MSEDCL APPROVED,OUTDOOR METAL CLAD,2.0MM CRCA ENCLOSURE,ALUMINIUM BUSBAR,DEGREE OF PROTECTION IP55,PTR: 33kV/RT3/110/RT3,CORE-1, Class:- 0.2, 50VA,CTR: 350/5A,CLASS: 0.2S,15VA,WITH METERING TTB & ABT METER (MODEL: APEX150) (PROVIDE ONLY ABT METER CUT-OUT ON METERING PANEL).
12633 | 3 PHASE, 4 WIRE, STEP DOWN CONTROL TRANSFORMER, RATING: 3000VA, RATIO: 11kV/415V AC. | CONTROL TRANSFORMER | SWITCHGEAR | PR-3PH-CONT.TRAFO-11000/415VAC-3000VA | PRAGATI | - | - | Nos. |  | Inventory | 3 PHASE, 4 WIRE, STEP DOWN CONTROL TRANSFORMER, RATING: 3000VA, RATIO: 11kV/415V AC.
12634 | CONTROL TRANSFORMER, RATING:5KVA, 1PH, RESIN CAST,PRIMARY VOLT:AC 415V,SECONDARY VOLT:AC 240V, SHORT TIME RATING:10kVA,TAPS ON PRIMARY:+/-2.5% & +/-5% | CONTROL TRANSFORMER | SWITCHGEAR | PR-5KVA-415/240-1PH | PRAGATI | - | - | Nos |  | Inventory | CONTROL TRANSFORMER, RATING:5KVA, 1PH, RESIN CAST,PRIMARY VOLT:AC 415V,SECONDARY VOLT:AC 240V, SHORT TIME RATING:10kVA,TAPS ON PRIMARY:+/-2.5% & +/-5%
12635 | 800V/415V,3 PHASE,DELTA TO STAR, 10kVA AUX TRAFO. | LT CT | SWITCHGEAR | PR-800V/415V-10KVA | PRAGATI | _ | NA | Nos |  | Inventory | 800V/415V,3 PHASE,DELTA TO STAR, 10kVA AUX TRAFO.
12636 | 25 kVA, 415/433V , Dyn11,+5% to –5% in steps of 2.5%, AN dry type transformer | TRANSFORMER | SWITCHGEAR | PR-AT-415V/433V/RT3-25KVA | PRAGATI | - | - | Nos |  | Inventory | 25 kVA, 415/433V , Dyn11,+5% to –5% in steps of 2.5%, AN dry type transformer
12637 | L.T. Resin Cast Dry type Three phase Aux. Transformer: 800/415/RT3 V, DELTA-STAR, 25kVA, 50Hz, Class E of Insulation | TRANSFORMER | SWITCHGEAR | PR-AT-800V/415V/RT3-25KVA-D-S | PRAGATI | - | - | Nos |  | Inventory | L.T. Resin Cast Dry type Three phase Aux. Transformer: 800/415/RT3 V, DELTA-STAR, 25kVA, 50Hz, Class E of Insulation
12638 | RESIN CAST CORE BALANCE CURRENT TRANSFORMER, INNER DIAMETER: 410mmX550mm, OUTER DIAMETER: 490mmX630mm, CTR: 50/1A, RELAY: REF615, MAKE:ABB, DRAWING NO.: PR-726, K-TYPE 16, PRIMARY OPERATING CURRENT: 5A | CBCT | SWITCHGEAR | PR-CBCT-(ID-410X550MM)-50/1A | PRAGATI | - | - | Nos. |  | Inventory | RESIN CAST CORE BALANCE CURRENT TRANSFORMER, INNER DIAMETER: 410mmX550mm, OUTER DIAMETER: 490mmX630mm, CTR: 50/1A, RELAY: REF615, MAKE:ABB, DRAWING NO.: PR-726, K-TYPE 16, PRIMARY OPERATING CURRENT: 5A
12639 | RECTANGULAR TYPE, RESIN CAST CORE BALANCE CURRENT TRANSFORMER, CT RATIO: 50/1A, POC-5A, 450mm*450mm ID MIN. RELAY MODEL NO.REF615, MAKE:ABB, RELAY SETTING:0.010 In | CBCT | SWITCHGEAR | PR-CBCT-(ID-450X450MM)-50/1A | PRAGATI | - | - | Nos. |  | Inventory | RECTANGULAR TYPE, RESIN CAST CORE BALANCE CURRENT TRANSFORMER, CT RATIO: 50/1A, POC-5A, 450mm*450mm ID MIN. RELAY MODEL NO.REF615, MAKE:ABB, RELAY SETTING:0.010 In
12640 | RESIN CAST CORE BALANCE CURRENT TRANSFORMER, INNER DIAMETER: 600mmX200mm, CTR: 50/5A, RELAY:Micom P111, MAKE: Schneider. | CBCT | SWITCHGEAR | PR-CBCT-(ID-600X200MM)-50/5A | PRAGATI | - | - | Nos. |  | Inventory | RESIN CAST CORE BALANCE CURRENT TRANSFORMER, INNER DIAMETER: 600mmX200mm, CTR: 50/5A, RELAY:Micom P111, MAKE: Schneider.
12641 | CORE BALANCE CURRENT TRANSFORMER, 10/1A, DIA : 300mm , POC : 5A,CABLE SIZE -3C, 95 sq.mm COPPER. SUITABLE FOR- REF 615. | CBCT | SWITCHGEAR | PR-CBCT-10/1A-DIA:300MM-REF615-POC5A | PRAGATI | - | - | Nos. |  | Inventory | CORE BALANCE CURRENT TRANSFORMER, 10/1A, DIA : 300mm , POC : 5A,CABLE SIZE -3C, 95 sq.mm COPPER. SUITABLE FOR- REF 615.
12642 | CAST RESIN TYPE, CORE BALANCE CURRENT TRANSFORMER, RATIO : 20/1A, WITH RECTANGULAR 600 x 900mm, SUITABLE FOR RELAY: P111(SCHNIDER Make), Relay setting : 100 mA, POC < 2 A. | CBCT | SWITCHGEAR | PR-CBCT-20/1A-600MMX900MM-P111-POC<2A | PRAGATI | - | - | Nos. |  | Inventory | CAST RESIN TYPE, CORE BALANCE CURRENT TRANSFORMER, RATIO : 20/1A, WITH RECTANGULAR 600 x 900mm, SUITABLE FOR RELAY: P111(SCHNIDER Make), Relay setting : 100 mA, POC < 2 A.
12643 | RESIN CAST CORE BALANCE CURRENT TRANSFORMER, 90mm DIA. CTR : 20/1A,POC:< 5A. | CBCT | SWITCHGEAR | PR-CBCT-20/1A-90MM-REF615-POC<5A | PRAGATI | - | - | Nos. |  | Inventory | RESIN CAST CORE BALANCE CURRENT TRANSFORMER, 90mm DIA. CTR : 20/1A,POC:< 5A.
12644 | RESIN CAST CORE BALANCE CURRENT TRANSFORMER, 240mm DIA. CTR : 50/1A, RELAY MAKE : ABB RELAY MODEL : REF615 | CBCT | SWITCHGEAR | PR-CBCT-240MM-50/1A | PRAGATI | - | - | Nos. |  | Inventory | RESIN CAST CORE BALANCE CURRENT TRANSFORMER, 240mm DIA. CTR : 50/1A, RELAY MAKE : ABB RELAY MODEL : REF615
12650 | RESIN CAST CORE BALANCE CURRENT TRANSFORMER, 260mm DIA. CTR : 50/1A, RELAY MAKE : ALSTOM RELAY MODEL : P645 | CBCT | SWITCHGEAR | PR-CBCT-260MM-50/1A | PRAGATI | - | - | Nos. |  | Inventory | RESIN CAST CORE BALANCE CURRENT TRANSFORMER, 260mm DIA. CTR : 50/1A, RELAY MAKE : ALSTOM RELAY MODEL : P645
12654 | CAST RESIN TYPE, CORE BALANCE CURRENT TRANSFORMER, RATIO : 50/1A, WITH (W)400mm*200mm(H), SUITABLE FOR RELAY: REJ601(ABB Make) | CBCT | SWITCHGEAR | PR-CBCT-50/1A-(W)400MM*200MM(H)-REJ601-POC<5A | PRAGATI | - | - | Nos. |  | Inventory | CAST RESIN TYPE, CORE BALANCE CURRENT TRANSFORMER, RATIO : 50/1A, WITH (W)400mm*200mm(H), SUITABLE FOR RELAY: REJ601(ABB Make)
12655 | RESIN CAST CORE BALANCE CURRENT TRANSFORMER, 100mm DIA. CTR : 50/1A, POC:< 1A. | CBCT | SWITCHGEAR | PR-CBCT-50/1A-100MM-P3U30-POC<1A | PRAGATI | _ | NA | Nos |  | Inventory | RESIN CAST CORE BALANCE CURRENT TRANSFORMER, 100mm DIA. CTR : 50/1A, POC:< 1A.
12656 | RESIN CAST CORE BALANCE CURRENT TRANSFORMER, 100mm DIA. CTR : 50/1A, POC:< 1A. | CBCT | SWITCHGEAR | PR-CBCT-50/1A-100MM-REF615-POC<1A | PRAGATI | - | - | Nos. |  | Inventory | RESIN CAST CORE BALANCE CURRENT TRANSFORMER, 100mm DIA. CTR : 50/1A, POC:< 1A.
12657 | RESIN CAST CORE BALANCE CURRENT TRANSFORMER, 120mm DIA. CTR : 50/1A, POC:< 1A.. | CBCT | SWITCHGEAR | PR-CBCT-50/1A-120MM-P14DB-POC<1A | PRAGATI | - | - | Nos. |  | Inventory | RESIN CAST CORE BALANCE CURRENT TRANSFORMER, 120mm DIA. CTR : 50/1A, POC:< 1A..
12658 | RESIN CAST CORE BALANCE CURRENT TRANSFORMER, 120mm DIA. CTR : 50/1A, POC:< 1A. | CBCT | SWITCHGEAR | PR-CBCT-50/1A-120MM-REF615-POC<1A | PRAGATI | - | - | Nos. |  | Inventory | RESIN CAST CORE BALANCE CURRENT TRANSFORMER, 120mm DIA. CTR : 50/1A, POC:< 1A.
12659 | CAST RESIN TYPE, CORE BALANCE CURRENT TRANSFORMER, RATIO : 50/1A, WITH INNER DIA. OF 240mm, SUITABLE FOR RELAY: P14NB(GE Make) WITH RELAY BURDEN- 0.05 VA., Relay setting : 50 mA, POC < 5 A. | CBCT | SWITCHGEAR | PR-CBCT-50/1A-240MM-P14NB-POC<5A | PRAGATI | - | - | Nos. |  | Inventory | CAST RESIN TYPE, CORE BALANCE CURRENT TRANSFORMER, RATIO : 50/1A, WITH INNER DIA. OF 240mm, SUITABLE FOR RELAY: P14NB(GE Make) WITH RELAY BURDEN- 0.05 VA., Relay setting : 50 mA, POC < 5 A.
12660 | RESIN CAST CORE BALANCE CURRENT TRANSFORMER, 240mm DIA. CTR : 50/1A, POC:< 5A.RELAY : REF 615,MAKE : ABB | CBCT | SWITCHGEAR | PR-CBCT-50/1A-240MM-REF615-POC<5A | PRAGATI | - | - | Nos. |  | Inventory | RESIN CAST CORE BALANCE CURRENT TRANSFORMER, 240mm DIA. CTR : 50/1A, POC:< 5A.RELAY : REF 615,MAKE : ABB
12661 | CAST RESIN TYPE, CORE BALANCE CURRENT TRANSFORMER, RATIO : 50/1A, WITH INNER DIA. OF 300mm, SUITABLE FOR RELAY:REF615(ABB Make) WITH RELAY BURDEN- 0.05 VA., Relay setting : 50 mA, | CBCT | SWITCHGEAR | PR-CBCT-50/1A-300MM-REF615-POC<5A | PRAGATI | - | - | Nos. |  | Inventory | CAST RESIN TYPE, CORE BALANCE CURRENT TRANSFORMER, RATIO : 50/1A, WITH INNER DIA. OF 300mm, SUITABLE FOR RELAY:REF615(ABB Make) WITH RELAY BURDEN- 0.05 VA., Relay setting : 50 mA,
12662 | CAST RESIN TYPE, CORE BALANCE CURRENT TRANSFORMER, RATIO : 50/1A, WITH INNER DIA. OF 300mm, SUITABLE FOR RELAY: REJ601(ABB Make) | CBCT | SWITCHGEAR | PR-CBCT-50/1A-300MM-REJ601-POC<5A | PRAGATI | - | - | Nos. |  | Inventory | CAST RESIN TYPE, CORE BALANCE CURRENT TRANSFORMER, RATIO : 50/1A, WITH INNER DIA. OF 300mm, SUITABLE FOR RELAY: REJ601(ABB Make)
12663 | RESIN CAST CORE BALANCE CURRENT TRANSFORMER, 300X600mm RECTANGUALR. CTR : 50/1A,POC:< 1A.. | CBCT | SWITCHGEAR | PR-CBCT-50/1A-300X600MM-P642-POC<1A | PRAGATI | - | - | Nos. |  | Inventory | RESIN CAST CORE BALANCE CURRENT TRANSFORMER, 300X600mm RECTANGUALR. CTR : 50/1A,POC:< 1A..
12664 | RESIN CAST CORE BALANCE CURRENT TRANSFORMER, 300X600mm RECTANGUALR. CTR : 50/1A,POC:< 1A. | CBCT | SWITCHGEAR | PR-CBCT-50/1A-300X600MM-RET615-POC<1A | PRAGATI | - | - | Nos. |  | Inventory | RESIN CAST CORE BALANCE CURRENT TRANSFORMER, 300X600mm RECTANGUALR. CTR : 50/1A,POC:< 1A.
12665 | RESIN CAST CORE BALANCE CURRENT TRANSFORMER, 300X700mm RECTANGUALR. CTR : 50/1A,POC:< 5A.RELAY : REF 615.MAKE : ABB. | CBCT | SWITCHGEAR | PR-CBCT-50/1A-300X700MM-REF615-POC<5A | PRAGATI | - | - | Nos. |  | Inventory | RESIN CAST CORE BALANCE CURRENT TRANSFORMER, 300X700mm RECTANGUALR. CTR : 50/1A,POC:< 5A.RELAY : REF 615.MAKE : ABB.
12666 | RESIN CAST CORE BALANCE CURRENT TRANSFORMER, 750X300mm RECTANGUALR. CTR : 50/1A,POC:< 1A, SUITABEL FOR RELAY-REJ 601 | CBCT | SWITCHGEAR | PR-CBCT-50/1A-750X300MM-REJ601 | PRAGATI | - | - | Nos. |  | Inventory | RESIN CAST CORE BALANCE CURRENT TRANSFORMER, 750X300mm RECTANGUALR. CTR : 50/1A,POC:< 1A, SUITABEL FOR RELAY-REJ 601
12667 | RESIN CAST CORE BALANCE CURRENT TRANSFORMER, INNER DIAMETER: 90mm, CTR : 50/1A, RECTANGULAR TYPE, POC:< 1A. | CBCT | SWITCHGEAR | PR-CBCT-50/1A-90MM-REF615-POC<1A | PRAGATI | - | - | Nos. |  | Inventory | RESIN CAST CORE BALANCE CURRENT TRANSFORMER, INNER DIAMETER: 90mm, CTR : 50/1A, RECTANGULAR TYPE, POC:< 1A.
12668 | CORE BALANCE CURRENT TRANSFORMER, 50/1A, DIA : 300mm , POC : 5A, CABLE SIZE -3C, 95 sq.mm COPPER. SUITABLE FOR- REM 615. | CBCT | SWITCHGEAR | PR-CBCT-50/1A-DIA:300MM-REM615-POC5A | PRAGATI | - | - | Nos. |  | Inventory | CORE BALANCE CURRENT TRANSFORMER, 50/1A, DIA : 300mm , POC : 5A, CABLE SIZE -3C, 95 sq.mm COPPER. SUITABLE FOR- REM 615.
12671 | CONTROL TRANSFORMER, 800V/230V AC ,1.5KVA | CONTROL TRANSFORMER | SWITCHGEAR | PR-CONT.TRAFO-800V/230VAC | PRAGATI | - | - | Nos. |  | Inventory | CONTROL TRANSFORMER, 800V/230V AC ,1.5KVA
12672 | 11kV CAST RESIN CURRENT TRANSFORMER, CTR : 1400/1-1-1-1-1A, CORE 1: 30VA, CLASS: 0.5, CORE 2,3,4,5: CLASS: PS, Vk>=600V, Rct<=6W, @75°C, Io:<=30mA, at Vk/2. STR: 25kA/1 SEC, CT SECONDARY TERMINAL ON P2 SIDE, WINDOW TYPE. | CT | SWITCHGEAR | PR-CT-11-1400/1-1-1-1-1A-WI | PRAGATI | - | - | Nos. |  | Inventory | 11kV CAST RESIN CURRENT TRANSFORMER, CTR : 1400/1-1-1-1-1A, CORE 1: 30VA, CLASS: 0.5, CORE 2,3,4,5: CLASS: PS, Vk>=600V, Rct<=6W, @75°C, Io:<=30mA, at Vk/2. STR: 25kA/1 SEC, CT SECONDARY TERMINAL ON P2 SIDE, WINDOW TYPE.
12673 | 11kV CAST RESIN CURRENT TRANSFORMER, CTR : 200/5A & 300/1A, CORE 1: 5VA, CLASS: 0.2 @200/5 A, CORE 2: CLASS: PS, VK>=250V, RCT<=7.5 OHM, I0<= 30mA at VK/2 @300/1 A, STR: 25kA/1 SEC, CT SECONDARY TERMINAL ON P1 SIDE, WOUND TYPE. | CT | SWITCHGEAR | PR-CT-11-200-300/5-1A-WO | PRAGATI | - | - | Nos. |  | Inventory | 11kV CAST RESIN CURRENT TRANSFORMER, CTR : 200/5A & 300/1A, CORE 1: 5VA, CLASS: 0.2 @200/5 A, CORE 2: CLASS: PS, VK>=250V, RCT<=7.5 OHM, I0<= 30mA at VK/2 @300/1 A, STR: 25kA/1 SEC, CT SECONDARY TERMINAL ON P1 SIDE, WOUND TYPE.
12674 | 110kV,SINGLE PHASE OIL COOLED CURRENT TRANSFORMER 2 CORES, 100/1-1A, HSV : 145kV,CREEPAGE DISTANCE : 4495 mm, CORE - 1 : CLASS 0.2S,15 VA, CORE - 2 : CLASS 0.2S, 15VA.STR : 40kA/3SEC. | CT | SWITCHGEAR | PR-CT-110-2C-100/1-1A-15VA | PRAGATI | - | - | Nos. |  | Inventory | 110kV,SINGLE PHASE OIL COOLED CURRENT TRANSFORMER 2 CORES, 100/1-1A, HSV : 145kV,CREEPAGE DISTANCE : 4495 mm, CORE - 1 : CLASS 0.2S,15 VA, CORE - 2 : CLASS 0.2S, 15VA.STR : 40kA/3SEC.
12675 | 110kV, SINGLE PHASE OIL COOLED CURRENT TRANSFORMER 4 CORES, 300-150/1-1-1-1A, HSV : 145kV, CREEPAGE DISTANCE : 4495 mm, CORE - 1 : CLASS PS,Vk>=350/950V,EXCITATION CURRENT<=30mA,RCT>=5/10 OHM, CORE - 2 : CLASS 5P20, 20VA, CORE - 3 : CLASS 0.2S, 20VA, CORE - 4 : CLASS PS,Vk>=350/950V,EXCITATION CURRENT<=30mA,RCT>=5/10 OHM,STR : 40kA/3SEC. | CT | SWITCHGEAR | PR-CT-110-4C-300-150/1-1-1-1A-20VA | PRAGATI | - | - | Nos. |  | Inventory | 110kV, SINGLE PHASE OIL COOLED CURRENT TRANSFORMER 4 CORES, 300-150/1-1-1-1A, HSV : 145kV, CREEPAGE DISTANCE : 4495 mm, CORE - 1 : CLASS PS,Vk>=350/950V,EXCITATION CURRENT<=30mA,RCT>=5/10 OHM, CORE - 2 : CLASS 5P20, 20VA, CORE - 3 : CLASS 0.2S, 20VA, CORE - 4 : CLASS PS,Vk>=350/950V,EXCITATION CURRENT<=30mA,RCT>=5/10 OHM,STR : 40kA/3SEC.
12676 | 110kV,SINGLE PHASE OIL COOLED CURRENT TRANSFORMER 4 CORES, 300-150/1-1-1-1A, HSV : 145kV,CREEPAGE DISTANCE : 4495 mm, CORE - 1 : CLASS PS,Vk>=350/950V,RCT>=5/10OHM,EXCITATION CURRENT<=30mA, CORE - 2 : CLASS 5P20, 50VA, CORE - 3 : CLASS 0.2S, 50VA, CORE - 4 : CLASS PS,Vk>=350/950V,RCT>=5/10OHM,EXCITATION CURRENT<=30mA.STR=40kA/3SEC. | CT | SWITCHGEAR | PR-CT-110-4C-300-150/1-1-1-1A-50VA | PRAGATI | - | - | Nos. |  | Inventory | 110kV,SINGLE PHASE OIL COOLED CURRENT TRANSFORMER 4 CORES, 300-150/1-1-1-1A, HSV : 145kV,CREEPAGE DISTANCE : 4495 mm, CORE - 1 : CLASS PS,Vk>=350/950V,RCT>=5/10OHM,EXCITATION CURRENT<=30mA, CORE - 2 : CLASS 5P20, 50VA, CORE - 3 : CLASS 0.2S, 50VA, CORE - 4 : CLASS PS,Vk>=350/950V,RCT>=5/10OHM,EXCITATION CURRENT<=30mA.STR=40kA/3SEC.
12677 | CURRENT TRANSFORMER,SERIES:AET,RATING:1250/5A, BURDEN:15VA, ACCURACY CLASS:0.5,RESIN CAST INSULATION, BAR PRIMARY,SUITABLE FOR 65KA, TERMINALS SIDE -SHORTER, BUSBAR SIZE - 3Rx60x10 Sqmm (AL), ID-80mm & 110mm MATERIAL-RESIN CAST | CT | SWITCHGEAR | PR-CT-1250/5A | PRAGATI | - | - | Nos |  | Inventory | CURRENT TRANSFORMER,SERIES:AET,RATING:1250/5A, BURDEN:15VA, ACCURACY CLASS:0.5,RESIN CAST INSULATION, BAR PRIMARY,SUITABLE FOR 65KA, TERMINALS SIDE -SHORTER, BUSBAR SIZE - 3Rx60x10 Sqmm (AL), ID-80mm & 110mm MATERIAL-RESIN CAST
12678 | 20/5A 5VA CL-0.5 CTs, RESIN CAST | CT | SWITCHGEAR | PR-CT-20/5A | PRAGATI | - | - | Nos |  | Inventory | 20/5A 5VA CL-0.5 CTs, RESIN CAST
12679 | CURRENT TRANSFORMER,SERIES:AET,RATING:2000/5A, BURDEN:15VA, ACCURACY CLASS:0.5,RESIN CAST INSULATION, BAR PRIMARY,SUITABLE FOR 65KA,TERMINALS SIDE -SHORTER, BUSBAR SIZE - 3Rx100x10 Sqmm (AL), ID-80mm & 150mm MATERIAL-RESIN CAST | CT | SWITCHGEAR | PR-CT-2000/5A | PRAGATI | - | - | Nos |  | Inventory | CURRENT TRANSFORMER,SERIES:AET,RATING:2000/5A, BURDEN:15VA, ACCURACY CLASS:0.5,RESIN CAST INSULATION, BAR PRIMARY,SUITABLE FOR 65KA,TERMINALS SIDE -SHORTER, BUSBAR SIZE - 3Rx100x10 Sqmm (AL), ID-80mm & 150mm MATERIAL-RESIN CAST
12680 | CURRENT TRANSFORMER,SERIES:AET,RATING:2500/5A, BURDEN:15VA, ACCURACY CLASS:0.5,RESIN CAST INSULATION, BAR PRIMARY,SUITABLE FOR 65KA,TERMINALS SIDE -SHORTER, BUSBAR SIZE - 3Rx100x10 Sqmm (AL) & 1Rx100x5 Sqmm (Ph)- Al, ID-100mm & 150mm MATERIAL-RESIN CAST | CT | SWITCHGEAR | PR-CT-2500/5A | PRAGATI | - | - | Nos |  | Inventory | CURRENT TRANSFORMER,SERIES:AET,RATING:2500/5A, BURDEN:15VA, ACCURACY CLASS:0.5,RESIN CAST INSULATION, BAR PRIMARY,SUITABLE FOR 65KA,TERMINALS SIDE -SHORTER, BUSBAR SIZE - 3Rx100x10 Sqmm (AL) & 1Rx100x5 Sqmm (Ph)- Al, ID-100mm & 150mm MATERIAL-RESIN CAST
12681 | 33kV CT ,CTR:100-200/1-1A, CORE-1: 15VA CL:0.2S, CORE-2: 15VA CL:5P10, STR:25kA/1 sec, Wound TYPE, SECONDARY TERMINALS ON: P1 SIDE, DRG NO - PR-2227 (D) TYPE 2 | CT | SWITCHGEAR | PR-CT-33-100-200/1-1A | PRAGATI | 33 | NA | Nos |  | Inventory | 33kV CT ,CTR:100-200/1-1A, CORE-1: 15VA CL:0.2S, CORE-2: 15VA CL:5P10, STR:25kA/1 sec, Wound TYPE, SECONDARY TERMINALS ON: P1 SIDE, DRG NO - PR-2227 (D) TYPE 2
12682 | 33kV CT ,CTR:20/1-1A, CORE-1: 5VA CL:0.2s, CORE-2: 5VA CL:5P10 , STR:26.3kA/1Sec, Wound TYPE, SECONDARY TERMINALS ON: P1 SIDE - PR-2227(C) | CT | SWITCHGEAR | PR-CT-33-2C-20/1-1A | PRAGATI | 33 | NA | Nos |  | Inventory | 33kV CT ,CTR:20/1-1A, CORE-1: 5VA CL:0.2s, CORE-2: 5VA CL:5P10 , STR:26.3kA/1Sec, Wound TYPE, SECONDARY TERMINALS ON: P1 SIDE - PR-2227(C)
12683 | 33kV CAST RESIN CURRENT TRANSFORMER, CTR : 50-150-300/1-1A, CORE 1: 10VA, CLASS: 1.0, CORE 2: 10VA, CLASS: 5P10, STR: 31.5kA/3 SEC, CT SECONDARY TERMINAL ON P1 SIDE, WOUND TYPE. | CT | SWITCHGEAR | PR-CT-33-50-150-300/1-1A | PRAGATI | - | - | Nos. |  | Inventory | 33kV CAST RESIN CURRENT TRANSFORMER, CTR : 50-150-300/1-1A, CORE 1: 10VA, CLASS: 1.0, CORE 2: 10VA, CLASS: 5P10, STR: 31.5kA/3 SEC, CT SECONDARY TERMINAL ON P1 SIDE, WOUND TYPE.
12684 | 33kV CT ,CTR:50-200/5-5A, CORE-1: 5VA CL:0.5, CORE-2: 5VA CL:5P10, STR:25kA/1 sec, Wound TYPE, SECONDARY TERMINALS ON: P1 SIDE, DRG NO - PR-2227 (C) TYPE 2 | CT | SWITCHGEAR | PR-CT-33-50-200/5-5A | PRAGATI | 33 | NA | Nos |  | Inventory | 33kV CT ,CTR:50-200/5-5A, CORE-1: 5VA CL:0.5, CORE-2: 5VA CL:5P10, STR:25kA/1 sec, Wound TYPE, SECONDARY TERMINALS ON: P1 SIDE, DRG NO - PR-2227 (C) TYPE 2
12685 | 33kV CT ,CTR:50/5-5A, CORE-1: 15VA CL:1.0, CORE-2: 10VA CL:5P10, STR:26.3kA/1 sec, Wound TYPE | CT | SWITCHGEAR | PR-CT-33-50/5-5A | PRAGATI | 33 | NA | Nos |  | Inventory | 33kV CT ,CTR:50/5-5A, CORE-1: 15VA CL:1.0, CORE-2: 10VA CL:5P10, STR:26.3kA/1 sec, Wound TYPE
12686 | 33kV CT ,CTR:625/1-1-1A, CORE-1: 10VA CL:0.2S, CORE-2: 10VA CL:5P20 ,CORE-3: CL:PS T. Ratio : 1/625. Vk >= 300 V, Rct @ 75°C <= 5 ohms, Ie @ Vk/2 <= 30 mA , STR:25kA/1 sec, Wound TYPE, SECONDARY TERMINALS ON: P2 SIDE | CT | SWITCHGEAR | PR-CT-33-625/1-1-1A-WO | PRAGATI | 33 | NA | Nos |  | Inventory | 33kV CT ,CTR:625/1-1-1A, CORE-1: 10VA CL:0.2S, CORE-2: 10VA CL:5P20 ,CORE-3: CL:PS T. Ratio : 1/625. Vk >= 300 V, Rct @ 75°C <= 5 ohms, Ie @ Vk/2 <= 30 mA , STR:25kA/1 sec, Wound TYPE, SECONDARY TERMINALS ON: P2 SIDE
12687 | 33kV CT ,CTR:75-50-25/5-5A, CORE-1: 15VA CL:1.0, CORE-2: 15VA CL:5P10, STR:25kA/1 sec, Model A13274-4, Type : Wound | CT | SWITCHGEAR | PR-CT-33-75-50-25/5-5A | PRAGATI | 33 | NA | Nos |  | Inventory | 33kV CT ,CTR:75-50-25/5-5A, CORE-1: 15VA CL:1.0, CORE-2: 15VA CL:5P10, STR:25kA/1 sec, Model A13274-4, Type : Wound
12688 | 33KV CT-PRAGATI MAKE | CT | SWITCHGEAR | PR-CT-33KV-1 | PRAGATI | 33 | NA | Nos |  | Inventory | 33KV CT-PRAGATI MAKE
12689 | CURRENT TRANSFORMER,SERIES:AET,RATING:400/5A, BURDEN:15VA, ACCURACY CLASS:0.5,RESIN CAST INSULATION, BAR PRIMARY,SUITABLE FOR 65KA,TERMINALS SIDE -SHORTER, BUSBAR SIZE - 2Rx40x10 Sqmm (AL) , ID-50mm & 90mm MATERIAL-RESIN CAST | CT | SWITCHGEAR | PR-CT-400/5A | PRAGATI | - | - | Nos |  | Inventory | CURRENT TRANSFORMER,SERIES:AET,RATING:400/5A, BURDEN:15VA, ACCURACY CLASS:0.5,RESIN CAST INSULATION, BAR PRIMARY,SUITABLE FOR 65KA,TERMINALS SIDE -SHORTER, BUSBAR SIZE - 2Rx40x10 Sqmm (AL) , ID-50mm & 90mm MATERIAL-RESIN CAST
12690 | 4000/1A CL-PS,Vk= 59.26 (Rct + 0.28),Imag = 30mA @ 0.5 Vk,TERMINALS SIDE -SHORTER, BUSBAR SIZE - 4Rx150x10 Sqmm (AL), ID-100mm & 200mm, OD-270mm & 190mm, MATERIAL-RESIN CAST | CT | SWITCHGEAR | PR-CT-4000/1A-CL-PS | PRAGATI | - | - | Nos |  | Inventory | 4000/1A CL-PS,Vk= 59.26 (Rct + 0.28),Imag = 30mA @ 0.5 Vk,TERMINALS SIDE -SHORTER, BUSBAR SIZE - 4Rx150x10 Sqmm (AL), ID-100mm & 200mm, OD-270mm & 190mm, MATERIAL-RESIN CAST
12691 | 4000/1A, CL-PS, Vk>60V, I.D=75x70 mm & O.D=135x130 mm HT 45 MM. TAPE WOUND BPL TYPE | CT | SWITCHGEAR | PR-CT-4000/1A-CL-PS-VK>60V | PRAGATI | - | - | Nos |  | Inventory | 4000/1A, CL-PS, Vk>60V, I.D=75x70 mm & O.D=135x130 mm HT 45 MM. TAPE WOUND BPL TYPE
12692 | 4000/1A, CL-PS, Vk>60V,TERMINALS SIDE -SHORTER, BUSBAR SIZE - 4Rx150x10 Sqmm (AL), ID-100mm & 200mm, OD-270mm & 190mm, MATERIAL-RESIN CAST | CT | SWITCHGEAR | PR-CT-4000/1A-CL-PS-VK60V | PRAGATI | - | - | Nos |  | Inventory | 4000/1A, CL-PS, Vk>60V,TERMINALS SIDE -SHORTER, BUSBAR SIZE - 4Rx150x10 Sqmm (AL), ID-100mm & 200mm, OD-270mm & 190mm, MATERIAL-RESIN CAST
12693 | CURRENT TRANSFORMER,SERIES:AET,RATING:4000/5A, BURDEN:15VA, ACCURACY CLASS:0.5,RESIN CAST INSULATION, BAR PRIMARY,SUITABLE FOR 65KA, TERMINALS SIDE -SHORTER, BUSBAR SIZE - 4Rx150x10 Sqmm (AL), ID-100mm & 200mm MATERIAL-RESIN CAST | CT | SWITCHGEAR | PR-CT-4000/5A | PRAGATI | - | - | Nos |  | Inventory | CURRENT TRANSFORMER,SERIES:AET,RATING:4000/5A, BURDEN:15VA, ACCURACY CLASS:0.5,RESIN CAST INSULATION, BAR PRIMARY,SUITABLE FOR 65KA, TERMINALS SIDE -SHORTER, BUSBAR SIZE - 4Rx150x10 Sqmm (AL), ID-100mm & 200mm MATERIAL-RESIN CAST
12694 | 4000/5A CL-PS,Vk>= 125 V, Rct@ 75 deg. <=1.8 ohms ,Ie @ Vk/2 <= 30mA , Freq : 50 HZ, Insulation class E,TERMINALS SIDE -SHORTER, BUSBAR SIZE - 4Rx150x10 Sqmm (AL), ID-100mm & 200mm, OD-270mm & 190mm, MATERIAL-RESIN CAST | CT | SWITCHGEAR | PR-CT-4000/5A-CL-PS | PRAGATI | - | - | Nos |  | Inventory | 4000/5A CL-PS,Vk>= 125 V, Rct@ 75 deg. <=1.8 ohms ,Ie @ Vk/2 <= 30mA , Freq : 50 HZ, Insulation class E,TERMINALS SIDE -SHORTER, BUSBAR SIZE - 4Rx150x10 Sqmm (AL), ID-100mm & 200mm, OD-270mm & 190mm, MATERIAL-RESIN CAST
12695 | 60/1A 5VA CL-0.5 CTs, RESIN CAST | CT | SWITCHGEAR | PR-CT-60/1A | PRAGATI | - | - | Nos |  | Inventory | 60/1A 5VA CL-0.5 CTs, RESIN CAST
12696 | 60/5A 5VA CL-0.5 CTs, RESIN CAST | CT | SWITCHGEAR | PR-CT-60/5A | PRAGATI | - | - | Nos |  | Inventory | 60/5A 5VA CL-0.5 CTs, RESIN CAST
12697 | CURRENT TRANSFORMER,SERIES:AET,RATING:630/5A, BURDEN:15VA, ACCURACY CLASS:0.5,RESIN CAST INSULATION, BAR PRIMARY,SUITABLE FOR 65KA, TERMINALS SIDE -SHORTER, BUSBAR SIZE - 2Rx40x10 Sqmm (AL) , ID-50mm & 90mm MATERIAL-RESIN CAST | CT | SWITCHGEAR | PR-CT-630/5A | PRAGATI | - | - | Nos |  | Inventory | CURRENT TRANSFORMER,SERIES:AET,RATING:630/5A, BURDEN:15VA, ACCURACY CLASS:0.5,RESIN CAST INSULATION, BAR PRIMARY,SUITABLE FOR 65KA, TERMINALS SIDE -SHORTER, BUSBAR SIZE - 2Rx40x10 Sqmm (AL) , ID-50mm & 90mm MATERIAL-RESIN CAST
12698 | CURRENT TRANSFORMER,SERIES:AET,RATING:800/5A, BURDEN:15VA, ACCURACY CLASS:0.5,RESIN CAST INSULATION, BAR PRIMARY,SUITABLE FOR 65KA, TERMINALS SIDE -SHORTER, BUSBAR SIZE - 2Rx60x10 Sqmm ,ID-70mm & 110mm MATERIAL-RESIN CAST | CT | SWITCHGEAR | PR-CT-800/5A | PRAGATI | - | - | Nos |  | Inventory | CURRENT TRANSFORMER,SERIES:AET,RATING:800/5A, BURDEN:15VA, ACCURACY CLASS:0.5,RESIN CAST INSULATION, BAR PRIMARY,SUITABLE FOR 65KA, TERMINALS SIDE -SHORTER, BUSBAR SIZE - 2Rx60x10 Sqmm ,ID-70mm & 110mm MATERIAL-RESIN CAST
12699 | CONTROL TRANSFORMER, RATING:500VA, I/P-2PH,O/P-1PH, TAPE INSULATED, PRIMARY VOLT:AC 800V,SECONDARY VOLT:AC 110V, SHORT TIME RATING:800VA | CONTROL TRANSFORMER | SWITCHGEAR | PR-CTRAFO-500VA-800/110-1PH | PRAGATI | - | - | Nos |  | Inventory | CONTROL TRANSFORMER, RATING:500VA, I/P-2PH,O/P-1PH, TAPE INSULATED, PRIMARY VOLT:AC 800V,SECONDARY VOLT:AC 110V, SHORT TIME RATING:800VA
12700 | DUAL CORE CURRENT TRANSFORMER,SERIES:AET, CORE-1-RATING:4000/5A, BURDEN:15VA, ACCURACY CLASS:0.5, CORE-2-RATING:4000/5A, BURDEN:15VA, ACCURACY CLASS:5P10, RESIN CAST INSULATION, BAR PRIMARY, SUITABLE FOR 65KA,TERMINALS SIDE -SHORTER, BUSBAR SIZE - 4Rx150x10 Sqmm (AL), ID-100mm & 200mm MATERIAL-RESIN CAST | CT | SWITCHGEAR | PR-DUAL-CORE-4000/5A | PRAGATI | - | - | Nos |  | Inventory | DUAL CORE CURRENT TRANSFORMER,SERIES:AET, CORE-1-RATING:4000/5A, BURDEN:15VA, ACCURACY CLASS:0.5, CORE-2-RATING:4000/5A, BURDEN:15VA, ACCURACY CLASS:5P10, RESIN CAST INSULATION, BAR PRIMARY, SUITABLE FOR 65KA,TERMINALS SIDE -SHORTER, BUSBAR SIZE - 4Rx150x10 Sqmm (AL), ID-100mm & 200mm MATERIAL-RESIN CAST
12701 | ISOLATING TRANSFORMER, TWO PHASE INPUT 415V AC/230V AC OUTPUT SINGLE PHASE, 500 VA FOR GALVANIC ISOLATION BETWEEN AC CIRCUIT | CBCT | SWITCHGEAR | PR-GALVANIC-TRAFO | PRAGATI | _ | NA | Nos |  | Inventory | ISOLATING TRANSFORMER, TWO PHASE INPUT 415V AC/230V AC OUTPUT SINGLE PHASE, 500 VA FOR GALVANIC ISOLATION BETWEEN AC CIRCUIT
12702 | CONTROL TRANSFORMER TAPE WOUND, 800V/RT3/415V/RT3 ,3PH, 500VA | CONTROL TRANSFORMER | SWITCHGEAR | PR-LT-3PH-800V/RT3/415V/RT3-500VA | PRAGATI | - | - | Nos |  | Inventory | CONTROL TRANSFORMER TAPE WOUND, 800V/RT3/415V/RT3 ,3PH, 500VA
12703 | Potential Transformer Ratio : Primary-1000V, Sec-110V/RT3, 30VA, CL-0.5, Resin Cast 3PH, DELTA-STAR | PT | SWITCHGEAR | PR-LT-PT-1000/110/RT3-30VA-3PH-CL0.5 | PRAGATI | - | - | Nos |  | Inventory | Potential Transformer Ratio : Primary-1000V, Sec-110V/RT3, 30VA, CL-0.5, Resin Cast 3PH, DELTA-STAR
12704 | CONTROL TRANSFORMER, 0-600V/220V , 100VA, 1 PHASE, 50HZ | CONTROL TRANSFORMER | SWITCHGEAR | PR-LT-PT-600V/220V | PRAGATI | - | - | Nos |  | Inventory | CONTROL TRANSFORMER, 0-600V/220V , 100VA, 1 PHASE, 50HZ
12705 | CONTROL TRANSFORMER, 0-660V/230V , 250VA, 3 PHASE, 50HZ | CONTROL TRANSFORMER | SWITCHGEAR | PR-LT-PT-660V/230V-250VA | PRAGATI | - | - | Nos |  | Inventory | CONTROL TRANSFORMER, 0-660V/230V , 250VA, 3 PHASE, 50HZ
12706 | Potential Transformer Ratio : Primary-800V, Sec-415V/RT3, 500VA, CL-1, Resin Cast 3PH, DELTA-STAR | PT | SWITCHGEAR | PR-LT-PT-800/415/RT3-500VA-3PH-CL1 | PRAGATI | - | - | Nos |  | Inventory | Potential Transformer Ratio : Primary-800V, Sec-415V/RT3, 500VA, CL-1, Resin Cast 3PH, DELTA-STAR
12707 | 2500/1A, 15VA, CL-1 , RESIN CAST CT's, ID-155x45 terminal on shorter side, | LT CT | SWITCHGEAR | PR-LT-RC-2500/1A | PRAGATI | _ | NA | Nos | None | Inventory | 2500/1A, 15VA, CL-1 , RESIN CAST CT's, ID-155x45 terminal on shorter side,
12708 | Current Transformer,Resin Cast Window Type-1250/5A Acc.Cl: 0.5S 15VA -B/B-75X10X2-ID-85X50 MM, Terminal On Shorter Side. | LT CT | SWITCHGEAR | PR-LT-RC-WI-15VA-CL-0.5S-1250/5A | PRAGATI | _ | NA | Nos |  | Inventory | Current Transformer,Resin Cast Window Type-1250/5A Acc.Cl: 0.5S 15VA -B/B-75X10X2-ID-85X50 MM, Terminal On Shorter Side.
12709 | Current Transformer,Resin Cast Window Type-1600/5A Acc.Cl: 0.5S 15VA -B/B-75X10X3-ID-85X70 MM, Terminal On Shorter Side. | LT CT | SWITCHGEAR | PR-LT-RC-WI-15VA-CL-0.5S-1600/5A | PRAGATI | _ | NA | Nos |  | Inventory | Current Transformer,Resin Cast Window Type-1600/5A Acc.Cl: 0.5S 15VA -B/B-75X10X3-ID-85X70 MM, Terminal On Shorter Side.
12710 | Current Transformer,Resin Cast Window Type -1900/5A Acc.Cl: 0.5S 15VA -B/B-200 X10X2,ID-220X50MM, Terminal On Shorter Side. | LT CT | SWITCHGEAR | PR-LT-RC-WI-15VA-CL-0.5S-1900/5A | PRAGATI | _ | NA | Nos |  | Inventory | Current Transformer,Resin Cast Window Type -1900/5A Acc.Cl: 0.5S 15VA -B/B-200 X10X2,ID-220X50MM, Terminal On Shorter Side.
12711 | Current Transformer,Resin Cast Window Type-2400/5A Acc.Cl: 0.5S 15VA -B/B-150X10X3-ID-170X70 MM, Terminal On Shorter Side. | LT CT | SWITCHGEAR | PR-LT-RC-WI-15VA-CL-0.5S-2400/5A | PRAGATI | _ | NA | Nos |  | Inventory | Current Transformer,Resin Cast Window Type-2400/5A Acc.Cl: 0.5S 15VA -B/B-150X10X3-ID-170X70 MM
12712 | Current Transformer,Resin Cast Window Type-400/5A Acc.Cl: 0.5S 15VA -B/B-40X6X2-ID-50 MM | LT CT | SWITCHGEAR | PR-LT-RC-WI-15VA-CL-0.5S-400/5A | PRAGATI | _ | NA | Nos |  | Inventory | Current Transformer,Resin Cast Window Type-400/5A Acc.Cl: 0.5S 15VA -B/B-40X6X2-ID-50 MM
12713 | Current Transformer,Resin Cast Window Type-1250/5A Acc.Cl:5P10 15VA -B/B-75X10X2-ID-85X50 MM, Terminal On Shorter Side. | LT CT | SWITCHGEAR | PR-LT-RC-WI-15VA-CL-5P10-1250/5A | PRAGATI | _ | NA | Nos |  | Inventory | Current Transformer,Resin Cast Window Type-1250/5A Acc.Cl:5P10 15VA -B/B-75X10X2-ID-85X50 MM, Terminal On Shorter Side.
12714 | Current Transformer,Resin Cast Window Type-1600/5A Acc.Cl:5P10 15VA -B/B-75X10X3-ID-85X70 MM, Terminal On Shorter Side. | LT CT | SWITCHGEAR | PR-LT-RC-WI-15VA-CL-5P10-1600/5A | PRAGATI | _ | NA | Nos |  | Inventory | Current Transformer,Resin Cast Window Type-1600/5A Acc.Cl:5P10 15VA -B/B-75X10X3-ID-85X70 MM, Terminal On Shorter Side.
12715 | 2000/5A CL-0.2 10VA RESIN CAST CT, (ID-OD SIMILAR TO Dwg No - PR-1883(Z)), TERMINAL ON SHORTER SIDE | LT CT | SWITCHGEAR | PR-LT-RC-WI-2000/5A-0.2-10VA-1883(Z) | PRAGATI | _ | NA | Nos |  | Inventory | 2000/5A CL-0.2 10VA RESIN CAST CT, (ID-OD SIMILAR TO Dwg No - PR-1883(Z)), TERMINAL ON SHORTER SIDE
12716 | LT CT, RESIN CAST, WINDOW TYPE, RATIO: 2000/5A, 15 VA, Class 0.5s, ID-210x60MM, terminals on shorter side | LT CT | SWITCHGEAR | PR-LT-RC-WI-2000/5A-CL-0.5S-15VA | PRAGATI | - | - | Nos |  | Inventory | LT CT, RESIN CAST, WINDOW TYPE, RATIO: 2000/5A, 15 VA, Class 0.5s, ID-210x60MM, terminals on shorter side
12717 | Current Transformer- WPL-50/5A, Acc.Cl: 0.5S, 5VA Resin Cast.. | LT CT | SWITCHGEAR | PR-LT-RC-WPL-50/5A-5VA-0.5S | PRAGATI | _ | NA | Nos |  | Inventory | Current Transformer- WPL-50/5A, Acc.Cl: 0.5S, 5VA Resin Cast..
12718 | LT CT,WPL, RATIO: 60/5A, 5 VA, Class 0.5S, ID-30 MM | LT CT | SWITCHGEAR | PR-LT-RC-WPL-60/5A-5VA-CL-0.5S | PRAGATI | - | - | Nos |  | Inventory | LT CT,WPL, RATIO: 60/5A, 5 VA, Class 0.5S, ID-30 MM
12719 | 100/1A CL-0.5 CT 10VA, RESIN CAST,ID-30mm. | LT CT | SWITCHGEAR | PR-LT-RES-WI-100/1A | PRAGATI | _ | NA | Nos |  | Inventory | 100/1A CL-0.5 CT 10VA, RESIN CAST,ID-30mm.
12720 | 100/1A CL-1 CT 5VA, RESIN CAST,ID-30mm. | LT CT | SWITCHGEAR | PR-LT-RES-WI-100/1A-CL1-5VA-ID30 | PRAGATI | _ | NA | Nos |  | Inventory | 100/1A CL-1 CT 5VA, RESIN CAST,ID-30mm.
12721 | 100/1A CL-5P10 CT, 10VA, RESIN CAST,ID-30mm. | LT CT | SWITCHGEAR | PR-LT-RES-WI-100/1A-CL5P10-10VA-ID30 | PRAGATI | _ | NA | Nos |  | Inventory | 100/1A CL-5P10 CT, 10VA, RESIN CAST,ID-30mm.
12722 | LT CT, Window Type, RATIO: 100/5A, CL-0.5s, 5VA, Resin Cast CT ID: 40 X 30mm | LT CT | SWITCHGEAR | PR-LT-RES-WI-100/5A-CL-0.5S-5VA | PRAGATI | 100A | NA | Nos |  | Inventory | LT CT, Window Type, RATIO: 100/5A, CL-0.5s, 5VA, Resin Cast CT ID: 40 X 30mm
12241 | BROWN PACKING TAPE 2INCH | PACKING MATERIAL | PACKING | PACK-BRO-TAPE-2 | REPUTED | _ | NA | Nos | None | Inventory | BROWN PACKING TAPE 2INCH
12242 | CHEMICAL POUCH EXPORT | PACKING MATERIAL | PACKING | PACK-CHECAL-POUCH | REPUTED | _ | NA | Nos | None | Inventory | CHEMICAL POUCH EXPORT
12243 | GELETINE ROLL | PACKING MATERIAL | PACKING | PACK-GELETIN-ROLL | REPUTED | _ | NA | KGS |  | Inventory | GELETINE ROLL
12244 | MASKING TAPE ABRO 2INCH | PACKING MATERIAL | PACKING | PACK-MASKING-TAPE | REPUTED | _ | NA | Nos |  | Inventory | MASKING TAPE ABRO 2INCH
12245 | SLICA GEL 50GM | PACKING MATERIAL | PACKING | PACK-SILICA-GEL | REPUTED | _ | NA | Nos |  | Inventory | SLICA GEL 50GM
12246 | WHITE PACKING TAPE 2INCH | PACKING MATERIAL | PACKING | PACK-WHI-TAPE-2 | REPUTED | _ | NA | Nos |  | Inventory | WHITE PACKING TAPE 2INCH
12247 | YELLOW PLASTIC EXPORT | PACKING MATERIAL | PACKING | PACK-YELL-PLASTIC | REPUTED | _ | NA | KGS |  | Inventory | YELLOW PLASTIC EXPORT
12248 | 7032EP SIEMENS GREY | PAINT | ACCESSORIES | PAINT-SPRAY-7032-EP-GREY | REPUTED | _ | NA | Nos |  | Inventory | 7032EP SIEMENS GREY
12249 | 7032PP SIEMENS GREY | PAINT | ACCESSORIES | PAINT-SPRAY-7032-PP-GREY. | REPUTED | _ | NA | Nos |  | Inventory | 7032PP SIEMENS GREY
12250 | 7035 SIEMENS GREY | PAINT | ACCESSORIES | PAINT-SPRAY-7035-GREY | REPUTED | _ | NA | Nos |  | Inventory | 7035 SIEMENS GREY
12251 | PANEL KEY STEEL | SS HARD | HARDWARE & ACCESSORIES | PANEL-KEY | REPUTED | KEY | NA | Nos |  | Inventory | PANEL KEY STEEL
12252 | panumatic bits 1/2 socket drive | AR2K | HARDWARE & ACCESSORIES | PANUMATIC-1/2-SOCKET-DRIVE | REPUTED | - | - | Nos |  | Inventory | panumatic bits 1/2 socket drive
12723 | LT CT, BPL, PRIMARY-1000A, SECONDARY-5A, VA BURDEN-15VA, CLASS-CL-0.5, TERMINALS SIDE - SHORTER, ID: 80 X 80 mm, MATERIAL- RESIN CAST | LT CT | SWITCHGEAR | PR-LT-RES-WI-1000/5A | PRAGATI | _ | NA | Nos |  | Inventory | LT CT, BPL, PRIMARY-1000A, SECONDARY-5A, VA BURDEN-15VA, CLASS-CL-0.5, TERMINALS SIDE - SHORTER, ID: 80 X 80 mm, MATERIAL- RESIN CAST
12724 | LT CT, BPL, PRIMARY-1000A, SECONDARY-5A, VA BURDEN-15VA, CLASS-CL-1, TERMINALS SIDE - SHORTER, ID: 80 X 50 mm, MATERIAL- RESIN CAST | LT CT | SWITCHGEAR | PR-LT-RES-WI-1000/5A-CL-1 | PRAGATI | _ | NA | Nos |  | Inventory | LT CT, BPL, PRIMARY-1000A, SECONDARY-5A, VA BURDEN-15VA, CLASS-CL-1, TERMINALS SIDE - SHORTER, ID: 80 X 50 mm, MATERIAL- RESIN CAST
12725 | 125/1A CL-0.5 CT 10VA, RESIN CAST, ID-30mm. | LT CT | SWITCHGEAR | PR-LT-RES-WI-125/1A | PRAGATI | _ | NA | Nos |  | Inventory | 125/1A CL-0.5 CT 10VA, RESIN CAST, ID-30mm.
12256 | PASS BOOK ENCLOSURE | ACB | LV_Switchgear | PBK-ENCLOSURE | REPUTED | - | - | Nos |  | Inventory | PASS BOOK ENCLOSURE
12726 | LT CT, Window Type, RATIO: 125/5A, CL-0.5S, 5VA, Resin Cast CT (ID=30) | LT CT | SWITCHGEAR | PR-LT-RES-WI-125/5A | PRAGATI | _ | NA | Nos |  | Inventory | LT CT, Window Type, RATIO: 125/5A, CL-0.5S, 5VA, Resin Cast CT (ID=30)
12727 | LT CT, WI, PRIMARY-125A, SECONDARY-5A, VA BURDEN-5VA, CLASS-CL-0.5S, TERMINALS SIDE-SHORTER, ID: 40mm X 30mm, MATERIAL-RESIN CAST | LT CT | SWITCHGEAR | PR-LT-RES-WI-125/5A-0.5S-5VA | PRAGATI | 125A | NA | Nos |  | Inventory | LT CT, WI, PRIMARY-125A, SECONDARY-5A, VA BURDEN-5VA, CLASS-CL-0.5S, TERMINALS SIDE-SHORTER, ID: 40mm X 30mm, MATERIAL-RESIN CAST
12728 | LT CT, Window Type, RATIO: 125/5A, CL-0.5s, 5VA, Resin Cast CT ID: 40 X 30mm | LT CT | SWITCHGEAR | PR-LT-RES-WI-125/5A-CL-0.5S-5VA | PRAGATI | 125A | NA | Nos |  | Inventory | LT CT, Window Type, RATIO: 125/5A, CL-0.5s, 5VA, Resin Cast CT ID: 40 X 30mm
12729 | LT CT, BPL, PRIMARY-125A, SECONDARY-5A, VA BURDEN-15VA, CLASS - CL- 0.5, TERMINALS SIDE - SHORTER,ID: 30 mm., MATERIAL-RESIN CAST | LT CT | SWITCHGEAR | PR-LT-RES-WI-125/5A-CL0.5 | PRAGATI | _ | NA | Nos |  | Inventory | LT CT, BPL, PRIMARY-125A, SECONDARY-5A, VA BURDEN-15VA, CLASS - CL- 0.5, TERMINALS SIDE - SHORTER,ID: 30 mm., MATERIAL-RESIN CAST
12261 | Blind panel,200x1000(HxW)mm | ArTuK | LV PANEL | PC1220-1 | ABB | - | - | KGS |  | Inventory | Blind panel,200x1000(HxW)mm
12262 | Blind panel,300x1000(HxW)mm | ArTuK | LV PANEL | PC1230-1 | ABB | - | - | KGS |  | Inventory | Blind panel,300x1000(HxW)mm
12263 | Blind panel,300x1200(HxW)mm. | ArTuK | LV PANEL | PC1230-2 | ABB | - | - | KGS |  | Inventory | Blind panel,300x1200(HxW)mm.
12264 | Blind panel,400x1000(HxW)mm | ArTuK | LV PANEL | PC1240-1 | ABB | - | - | KGS |  | Inventory | Blind panel,400x1000(HxW)mm
12265 | Blind panel,400x1000(HxW)mm with cutout | ArTuK | LV PANEL | PC1240-2 | ABB | - | - | KGS |  | Inventory | Blind panel,400x1000(HxW)mm with cutout
12266 | Blind panel,500x1000(HxW)mm | ArTuK | LV PANEL | PC1250-1 | ABB | - | - | KGS |  | Inventory | Blind panel,500x1000(HxW)mm
12267 | Blind panel,100x500(HxW)mm | ArTuK | LV PANEL | PC1500-1 | ABB | - | - | KGS |  | Inventory | Blind panel,100x500(HxW)mm
12268 | Blind panel,100x600(HxW)mm | ArTuK | LV PANEL | PC1600-1 | ABB | - | - | KGS |  | Inventory | Blind panel,100x600(HxW)mm
12269 | Blind panel,200x500(HxW)mm | ArTuK | LV PANEL | PC2500-1 | ABB | - | - | KGS |  | Inventory | Blind panel,200x500(HxW)mm
12270 | Blind panel,200x500(HxW)mm with cut out | ArTuK | LV PANEL | PC2500-2 | ABB | - | - | KGS |  | Inventory | Blind panel,200x500(HxW)mm with cut out
12271 | Blind panel,200x600(HxW)mm | ArTuK | LV PANEL | PC2600-1 | ABB | - | - | KGS |  | Inventory | Blind panel,200x600(HxW)mm
12272 | Blind panel,200x600(HxW)mm with cut out | ArTuK | LV PANEL | PC2600-2 | ABB | - | - | KGS |  | Inventory | Blind panel,200x600(HxW)mm with cut out
12273 | Blind panel,200x800(HxW)mm | ArTuK | LV PANEL | PC2800-1 | ABB | - | - | KGS |  | Inventory | Blind panel,200x800(HxW)mm
12274 | Blind panel,300x390(HxW)mm | ArTuK | LV PANEL | PC3400-1 | ABB | - | - | KGS |  | Inventory | Blind panel,300x390(HxW)mm
12275 | Blind panel,300x500(HxW)mm | ArTuK | LV PANEL | PC3500-1 | ABB | - | - | KGS |  | Inventory | Blind panel,300x500(HxW)mm
12276 | Blind panel,300x500(HxW)mm with cut out | ArTuK | LV PANEL | PC3500-2 | ABB | - | - | KGS |  | Inventory | Blind panel,300x500(HxW)mm with cut out
12277 | Blind panel,300x600(HxW)mm | ArTuK | LV PANEL | PC3600-1 | ABB | - | - | KGS |  | Inventory | Blind panel,300x600(HxW)mm
12278 | Blind panel,300x600(HxW)mm with cut out | ArTuK | LV PANEL | PC3600-2 | ABB | - | - | KGS |  | Inventory | Blind panel,300x600(HxW)mm with cut out
12279 | Blind panel,300x800(HxW)mm | ArTuK | LV PANEL | PC3800-1 | ABB | - | - | KGS |  | Inventory | Blind panel,300x800(HxW)mm
12280 | Blind panel,400x500(HxW)mm | ArTuK | LV PANEL | PC4500-1 | ABB | - | - | KGS |  | Inventory | Blind panel,400x500(HxW)mm
12281 | Blind panel,400x500(HxW)mm with cut out | ArTuK | LV PANEL | PC4500-2 | ABB | - | - | KGS |  | Inventory | Blind panel,400x500(HxW)mm with cut out
12282 | Blind panel,400x600(HxW)mm | ArTuK | LV PANEL | PC4600-1 | ABB | - | - | KGS |  | Inventory | Blind panel,400x600(HxW)mm
12283 | Blind panel,400x600(HxW)mm with cut out | ArTuK | LV PANEL | PC4600-2 | ABB | - | - | KGS |  | Inventory | Blind panel,400x600(HxW)mm with cut out
12284 | Blind panel,400x800(HxW)mm | ArTuK | LV PANEL | PC4800-1 | ABB | - | - | KGS |  | Inventory | Blind panel,400x800(HxW)mm
12285 | Blind panel,400x800(HxW)mm with cut out | ArTuK | LV PANEL | PC4800-2 | ABB | - | - | KGS |  | Inventory | Blind panel,400x800(HxW)mm with cut out
12286 | Blind panel,500x500(HxW)mm | ArTuK | LV PANEL | PC5500-1 | ABB | - | - | KGS |  | Inventory | Blind panel,500x500(HxW)mm
12287 | Blind panel,500x500(HxW)mm with cut out | ArTuK | LV PANEL | PC5500-2 | ABB | - | - | KGS |  | Inventory | Blind panel,500x500(HxW)mm with cut out
12288 | Blind panel,500x600(HxW)mm | ArTuK | LV PANEL | PC5600-1 | ABB | - | - | KGS |  | Inventory | Blind panel,500x600(HxW)mm
12289 | Blind panel,500x600(HxW)mm with cut out | ArTuK | LV PANEL | PC5600-2 | ABB | - | - | KGS |  | Inventory | Blind panel,500x600(HxW)mm with cut out
12290 | Blind panel,500x800(HxW)mm | ArTuK | LV PANEL | PC5800-1 | ABB | - | - | KGS |  | Inventory | Blind panel,500x800(HxW)mm
12291 | Blind panel,600x500(HxW)mm | ArTuK | LV PANEL | PC6500-1 | ABB | - | - | KGS |  | Inventory | Blind panel,600x500(HxW)mm
12292 | Blind panel,600x500(HxW)mm with cut out | ArTuK | LV PANEL | PC6500-2 | ABB | - | - | KGS |  | Inventory | Blind panel,600x500(HxW)mm with cut out
12293 | Blind panel,600x600(HxW)mm | ArTuK | LV PANEL | PC6600-1 | ABB | - | - | KGS |  | Inventory | Blind panel,600x600(HxW)mm
12294 | Blind panel,600x600(HxW)mm with cut out | ArTuK | LV PANEL | PC6600-2 | ABB | - | - | KGS |  | Inventory | Blind panel,600x600(HxW)mm with cut out
12295 | Blind panel,700x390(HxW)mm | ArTuK | LV PANEL | PC7400-1 | ABB | - | - | KGS |  | Inventory | Blind panel,700x390(HxW)mm
12296 | Blind panel,700x500(HxW)mm | ArTuK | LV PANEL | PC7500-1 | ABB | - | - | KGS |  | Inventory | Blind panel,700x500(HxW)mm
12297 | Blind panel,700x600(HxW)mm with cut out | ArTuK | LV PANEL | PC7600-2 | ABB | - | - | KGS |  | Inventory | Blind panel,700x600(HxW)mm with cut out
12730 | LT CT, Window Type, RATIO: 1250/5A, CL-0.5, 10VA, Resin Cast | LT CT | SWITCHGEAR | PR-LT-RES-WI-1250/5A | PRAGATI | _ | NA | Nos |  | Inventory | LT CT, Window Type, RATIO: 1250/5A, CL-0.5, 10VA, Resin Cast
12731 | LT CT, BPL, PRIMARY-1250A, SECONDARY-5A, VA BURDEN-15VA, CLASS-CL-0.5, TERMINALS SIDE - SHORTER, ID: 80 X 80 mm, MATERIAL- RESIN CAST | LT CT | SWITCHGEAR | PR-LT-RES-WI-1250/5A-15VA | PRAGATI | _ | NA | Nos |  | Inventory | LT CT, BPL, PRIMARY-1250A, SECONDARY-5A, VA BURDEN-15VA, CLASS-CL-0.5, TERMINALS SIDE - SHORTER, ID: 80 X 80 mm, MATERIAL- RESIN CAST
12732 | LT CT, PRIMARY-1250A, SECONDARY-5A, VA BURDEN-15VA, CLASS-CL-0.5, TERMINALS SIDE - SHORTER , MATERIAL- RESIN CAST, ID(90mm) X OD(140mm) X HT(45mm), System Voltage-1000V AC | LT CT | SWITCHGEAR | PR-LT-RES-WI-1250/5A-CL-0.5-1KV | PRAGATI | _ | NA | Nos |  | Inventory | LT CT, PRIMARY-1250A, SECONDARY-5A, VA BURDEN-15VA, CLASS-CL-0.5, TERMINALS SIDE - SHORTER , MATERIAL- RESIN CAST, ID(90mm) X OD(140mm) X HT(45mm), System Voltage-1000V AC
12733 | LT CT, PRIMARY-1250A, SECONDARY-5A, VA BURDEN-15VA, CLASS-CL-5P20, TERMINALS SIDE - SHORTER , MATERIAL- RESIN CAST, ID (110mm x 40mm), System Voltage-1000V AC | LT CT | SWITCHGEAR | PR-LT-RES-WI-1250/5A-CL-5P20-1KV | PRAGATI | _ | NA | Nos |  | Inventory | LT CT, PRIMARY-1250A, SECONDARY-5A, VA BURDEN-15VA, CLASS-CL-5P20, TERMINALS SIDE - SHORTER , MATERIAL- RESIN CAST, ID (110mm x 40mm), System Voltage-1000V AC
12734 | LT CT, Window Type, RATIO: 160/5A, CL-0.5S, 5VA, Resin Cast CT (ID=30) | LT CT | SWITCHGEAR | PR-LT-RES-WI-160/5A | PRAGATI | _ | NA | Nos |  | Inventory | LT CT, Window Type, RATIO: 160/5A, CL-0.5S, 5VA, Resin Cast CT (ID=30)
12303 | 120sq.mm ALUMINIUM RING LUG ( SUITABLE 120sqmm cable) | LUG | WIRE & ACCESSORIES | PCLALS-231 | REPUTED | _ | NA | Nos | None | Inventory | 120sq.mm ALUMINIUM RING LUG ( SUITABLE 120sqmm cable)
12304 | 185sq.mm ALUMINIUM RING LUG ( SUITABLE 185sqmm cable) | LUG | WIRE & ACCESSORIES | PCLALS-235 | REPUTED | _ | NA | Nos | None | Inventory | 185sq.mm ALUMINIUM RING LUG ( SUITABLE 185sqmm cable)
12305 | 300sq.mm ALUMINIUM RING LUG ( SUITABLE 300sqmm cable) | LUG | WIRE & ACCESSORIES | PCLALS-300 | REPUTED | _ | NA | Nos | None | Inventory | 300sq.mm ALUMINIUM RING LUG ( SUITABLE 300sqmm cable)
12306 | SUITABLE TUBULAR LUGS, CAT NO. PCLEI-1.5-L-8 | LUG | WIRE & ACCESSORIES | PCLEI-1.5-L-8 | REPUTED | _ | NA | Nos |  | Inventory | SUITABLE TUBULAR LUGS, CAT NO. PCLEI-1.5-L-8
12307 | SUITABLE TUBULAR LUGS, CAT NO. PCLEI-2.5-L-8 | LUG | WIRE & ACCESSORIES | PCLEI-2.5-L-8 | REPUTED | _ | NA | Nos |  | Inventory | SUITABLE TUBULAR LUGS, CAT NO. PCLEI-2.5-L-8
12308 | SUITABLE TUBULAR LUGS, CAT NO.PCLEIT-1.5-8-TWIN | LUG | WIRE & ACCESSORIES | PCLEIT-1.5-8-TWIN | REPUTED | _ | NA | Nos |  | Inventory | SUITABLE TUBULAR LUGS, CAT NO.PCLEIT-1.5-8-TWIN
12309 | 10sq.mm, pin type Non-Insulated LUG | LUG | WIRE & ACCESSORIES | PCLP-7-10SQ.MM-PIN-LUG-NON-INSUL. | REPUTED | _ | NA | Nos |  | Inventory | 10sq.mm, pin type Non-Insulated LUG
12310 | 1.5SQ MM FLAT LUG | LUG | WIRE & ACCESSORIES | PCLPI-40 | REPUTED | _ | NA | Nos |  | Inventory | 1.5SQ MM FLAT LUG
12311 | 16sq.mm, Ring type Non-Insulated LUG-E6 | LUG | WIRE & ACCESSORIES | PCLR-7029-16SQ.MM-RING-E6-LUG-NON-INSUL. | REPUTED | _ | NA | Nos |  | Inventory | 16sq.mm, Ring type Non-Insulated LUG-E6
12312 | 10sq.mm, Ring type Non-Insulated LUG-E8 | LUG | WIRE & ACCESSORIES | PCLR-7121-10SQ.MM-RING-E8-LUG-NON-INSUL. | REPUTED | _ | NA | Nos |  | Inventory | 10sq.mm, Ring type Non-Insulated LUG-E8
12313 | 2.5 sq.mm RING LUG- E6 | LUG | WIRE & ACCESSORIES | PCLRI-7074 | REPUTED | - | - | Nos. |  | Inventory | 2.5 sq.mm RING LUG- E6
12314 | 2.5sq.mm COPPER RING LUG -E10 | LUG | WIRE & ACCESSORIES | PCLRI-7080 | REPUTED | _ | NA | Nos |  | Inventory | 2.5sq.mm COPPER RING LUG -E10
12315 | Power diode input voltage -24V DC , Output Voltage-24V DC , Current rating-20A | GENERAL | ACCESSORIES | PD-IP-24VDC-OP-24VDC-20A | REPUTED | - | - | Nos |  | Inventory | Power diode input voltage -24V DC , Output Voltage-24V DC , Current rating-20A
12735 | LT CT, BPL, PRIMARY-1600A, SECONDARY-5A, VA BURDEN-15VA, CLASS-CL-0.5, TERMINALS SIDE - SHORTER, ID: 80 X 80 mm, MATERIAL- RESIN CAST | LT CT | SWITCHGEAR | PR-LT-RES-WI-1600/5A | PRAGATI | _ | NA | Nos |  | Inventory | LT CT, BPL, PRIMARY-1600A, SECONDARY-5A, VA BURDEN-15VA, CLASS-CL-0.5, TERMINALS SIDE - SHORTER, ID: 80 X 80 mm, MATERIAL- RESIN CAST
12736 | LT CT, Window Type, RATIO: 200/1A, CL-0.5, 5VA, Resin Cast CT (ID=40) | LT CT | SWITCHGEAR | PR-LT-RES-WI-200/1A | PRAGATI | _ | NA | Nos |  | Inventory | LT CT, Window Type, RATIO: 200/1A, CL-0.5, 5VA, Resin Cast CT (ID=40)
12737 | LT CT, Window Type, RATIO: 200/5A, CL-0.5S, 5VA, Resin Cast CT (ID=40) | LT CT | SWITCHGEAR | PR-LT-RES-WI-200/5A | PRAGATI | _ | NA | Nos |  | Inventory | LT CT, Window Type, RATIO: 200/5A, CL-0.5S, 5VA, Resin Cast CT (ID=40)
12738 | LT CT, WINDOW TYPE, RATIO: 200/5A, 15 VA, Class 1.0., DRG NO - PR-1383(L) Type :6 | LT CT | SWITCHGEAR | PR-LT-RES-WI-200/5A 15/1.0 | PRAGATI | _ | NA | Nos | None | Inventory | LT CT, WINDOW TYPE, RATIO: 200/5A, 15 VA, Class 1.0., DRG NO - PR-1383(L) Type :6
12739 | LT CT, Window Type, RATIO: 200/5A, CL-0.5, 5VA, Resin Cast CT (ID=50) | LT CT | SWITCHGEAR | PR-LT-RES-WI-200/5A-0.5-ID50 | PRAGATI | _ | NA | Nos |  | Inventory | LT CT, Window Type, RATIO: 200/5A, CL-0.5, 5VA, Resin Cast CT (ID=50)
12740 | LT CT, Window Type, RATIO: 200/5A, CL-0.5s, 10VA, Resin Cast CT ID: 45mm X 30mm, TERMINAL ON SHORTER SIDE | LT CT | SWITCHGEAR | PR-LT-RES-WI-200/5A-0.5S-10VA | PRAGATI | 200A | NA | Nos |  | Inventory | LT CT, Window Type, RATIO: 200/5A, CL-0.5s, 10VA, Resin Cast CT ID: 45mm X 30mm, TERMINAL ON SHORTER SIDE
12741 | LT CT, Window Type, RATIO: 200/5A, CL-0.5S, 10VA, Resin Cast CT (ID=40) | LT CT | SWITCHGEAR | PR-LT-RES-WI-200/5A-CL0.5S-ID40-10VA | PRAGATI | _ | NA | Nos |  | Inventory | LT CT, Window Type, RATIO: 200/5A, CL-0.5S, 10VA, Resin Cast CT (ID=40)
12742 | LT CT, Window Type, RATIO: 2000/1A, CL-0.5s, 15VA, Resin Cast CT, TERMINAL ON SHORTER SIDE, CT ID: 145 X 50mm | LT CT | SWITCHGEAR | PR-LT-RES-WI-2000/1A-CL-0.5S-15VA | PRAGATI | 2000A | NA | Nos |  | Inventory | LT CT, Window Type, RATIO: 2000/1A, CL-0.5s, 15VA, Resin Cast CT, TERMINAL ON SHORTER SIDE, CT ID: 145 X 50mm
12743 | LT CT, Window Type, RATIO: 2000/1A, CL-5P10, 15VA, Resin Cast CT, TERMINAL ON SHORTER SIDE, CT ID: 145 X 50mm | LT CT | SWITCHGEAR | PR-LT-RES-WI-2000/1A-CL5P10-15VA | PRAGATI | 2000A | NA | Nos |  | Inventory | LT CT, Window Type, RATIO: 2000/1A, CL-5P10, 15VA, Resin Cast CT, TERMINAL ON SHORTER SIDE, CT ID: 145 X 50mm
12744 | LT CT BPL, PRIMARY-2000A, SECONDARY-5A, VA BURDEN-15VA, CLASS-CL-0.5, TERMINALS SIDE - SHORTER, ID: 120 x 70mm., MATERIAL-RESIN CAST | LT CT | SWITCHGEAR | PR-LT-RES-WI-2000/5A | PRAGATI | _ | NA | Nos |  | Inventory | LT CT BPL, PRIMARY-2000A, SECONDARY-5A, VA BURDEN-15VA, CLASS-CL-0.5, TERMINALS SIDE - SHORTER, ID: 120 x 70mm., MATERIAL-RESIN CAST
12745 | LT CT, Window Type, RATIO: 2000/5A, CL-0.5s, 15VA, Resin Cast CT, TERMINAL ON SHORTER SIDE, CT ID: 145mm X 50mm | LT CT | SWITCHGEAR | PR-LT-RES-WI-2000/5A-CL-0.5S-15VA | PRAGATI | 2000A | NA | Nos |  | Inventory | LT CT, Window Type, RATIO: 2000/5A, CL-0.5s, 15VA, Resin Cast CT, TERMINAL ON SHORTER SIDE, CT ID: 145mm X 50mm
12746 | LT CT BPL, PRIMARY-2000A, SECONDARY-5A, VA BURDEN-15VA, CLASS-CL-1, TERMINALS SIDE - SHORTER, ID: 150 x 60mm., MATERIAL-RESIN CAST | LT CT | SWITCHGEAR | PR-LT-RES-WI-2000/5A-CL-1 | PRAGATI | _ | NA | Nos |  | Inventory | LT CT BPL, PRIMARY-2000A, SECONDARY-5A, VA BURDEN-15VA, CLASS-CL-1, TERMINALS SIDE - SHORTER, ID: 150 x 60mm., MATERIAL-RESIN CAST
12747 | LT CT, Window Type, RATIO: 2000/5A, CL-5P10, 15VA, Resin Cast CT, TERMINAL ON SHORTER SIDE, CT ID: 145 X 50mm | LT CT | SWITCHGEAR | PR-LT-RES-WI-2000/5A-CL5P10-15VA | PRAGATI | 2000A | NA | Nos |  | Inventory | LT CT, Window Type, RATIO: 2000/5A, CL-5P10, 15VA, Resin Cast CT, TERMINAL ON SHORTER SIDE, CT ID: 145 X 50mm
12748 | LT CT, Window Type, RATIO: 250/1A, CL-0.2, 10VA, BPL Type, Resin Cast CT (ID=40) | LT CT | SWITCHGEAR | PR-LT-RES-WI-250/1A | PRAGATI | _ | NA | Nos |  | Inventory | LT CT, Window Type, RATIO: 250/1A, CL-0.2, 10VA, BPL Type, Resin Cast CT (ID=40)
12749 | 250/1A CL-0.5 CT 10VA, RESIN CAST | LT CT | SWITCHGEAR | PR-LT-RES-WI-250/1A-CL0.5 | PRAGATI | _ | NA | Nos |  | Inventory | 250/1A CL-0.5 CT 10VA, RESIN CAST
12750 | LT CT, Window Type, RATIO: 250/5A, CL-0.5S, 5VA, Resin Cast CT (ID=40) | LT CT | SWITCHGEAR | PR-LT-RES-WI-250/5A | PRAGATI | _ | NA | Nos |  | Inventory | LT CT, Window Type, RATIO: 250/5A, CL-0.5S, 5VA, Resin Cast CT (ID=40)
12751 | LT CT, WI, PRIMARY-250A, SECONDARY-5A, VA BURDEN-10VA, CLASS-CL-0.5S, TERMINALS SIDE-SHORTER, ID: 50mm X 32mm, MATERIAL-RESIN CAST | LT CT | SWITCHGEAR | PR-LT-RES-WI-250/5A-0.5S-10VA | PRAGATI | 250A | NA | Nos |  | Inventory | LT CT, WI, PRIMARY-250A, SECONDARY-5A, VA BURDEN-10VA, CLASS-CL-0.5S, TERMINALS SIDE-SHORTER, ID: 50mm X 32mm, MATERIAL-RESIN CAST
12752 | LT CT, WI, PRIMARY-250A, SECONDARY-5A, VA BURDEN-15VA, CLASS-CL-0.5S, TERMINALS SIDE-SHORTER, ID: 50mm X 32mm, MATERIAL-RESIN CAST | LT CT | SWITCHGEAR | PR-LT-RES-WI-250/5A-0.5S-15VA | PRAGATI | 250A | NA | Nos |  | Inventory | LT CT, WI, PRIMARY-250A, SECONDARY-5A, VA BURDEN-15VA, CLASS-CL-0.5S, TERMINALS SIDE-SHORTER, ID: 50mm X 32mm, MATERIAL-RESIN CAST
12753 | LT CT, Window Type, RATIO: 250/5A, CL-1, 15VA, BPL Type, Resin Cast CT (ID=40) | LT CT | SWITCHGEAR | PR-LT-RES-WI-250/5A-CL-1 | PRAGATI | _ | NA | Nos |  | Inventory | LT CT, Window Type, RATIO: 250/5A, CL-1, 15VA, BPL Type, Resin Cast CT (ID=40)
12754 | LT CT, BPL, PRIMARY-250A, SECONDARY-5A, VA BURDEN-15VA, CLASS-CL-0.5, TERMINALS SIDE - SHORTER, ID: 50 X 30 mm, MATERIAL- RESIN CAST | LT CT | SWITCHGEAR | PR-LT-RES-WI-250/5A-CL0.5 | PRAGATI | _ | NA | Nos |  | Inventory | LT CT, BPL, PRIMARY-250A, SECONDARY-5A, VA BURDEN-15VA, CLASS-CL-0.5, TERMINALS SIDE - SHORTER, ID: 50 X 30 mm, MATERIAL- RESIN CAST
12755 | LT CT BPL, PRIMARY-2500A, SECONDARY-5A, VA BURDEN-15VA, CLASS-CL-0.5, TERMINALS SIDE -SHORTER, ID:120 x 70mm.,MATERIAL-RESIN CAST | LT CT | SWITCHGEAR | PR-LT-RES-WI-2500/5A | PRAGATI | _ | NA | Nos |  | Inventory | LT CT BPL, PRIMARY-2500A, SECONDARY-5A, VA BURDEN-15VA, CLASS-CL-0.5, TERMINALS SIDE -SHORTER, ID:120 x 70mm.,MATERIAL-RESIN CAST
12756 | LT CT, WI, PRIMARY-2500A, SECONDARY-5A, VA BURDEN-15VA, CLASS-CL-0.2S, TERMINALS SIDE -SHORTER, Min ID: 170 X 70 mm, MATERIAL-RESIN CAST | LT CT | SWITCHGEAR | PR-LT-RES-WI-2500/5A-0.2S-15VA-ID170X70 | PRAGATI | _ | NA | Nos |  | Inventory | LT CT, WI, PRIMARY-2500A, SECONDARY-5A, VA BURDEN-15VA, CLASS-CL-0.2S, TERMINALS SIDE -SHORTER, Min ID: 170 X 70 mm, MATERIAL-RESIN CAST
12757 | LT CT, WI, PRIMARY-2500A, SECONDARY-5A, VA BURDEN-15VA, CLASS-CL-5P10, TERMINALS SIDE -SHORTER, Min ID: 170 X 70 mm, MATERIAL-RESIN CAST | LT CT | SWITCHGEAR | PR-LT-RES-WI-2500/5A-5P10-15VA-ID170X70 | PRAGATI | _ | NA | Nos |  | Inventory | LT CT, WI, PRIMARY-2500A, SECONDARY-5A, VA BURDEN-15VA, CLASS-CL-5P10, TERMINALS SIDE -SHORTER, Min ID: 170 X 70 mm, MATERIAL-RESIN CAST
12758 | LT CT, Window Type, RATIO: 300/5A, CL-0.5S, 10VA, Resin Cast CT (ID=60) | LT CT | SWITCHGEAR | PR-LT-RES-WI-300/5A | PRAGATI | _ | NA | Nos |  | Inventory | LT CT, Window Type, RATIO: 300/5A, CL-0.5S, 10VA, Resin Cast CT (ID=60)
12759 | LT CT, Window Type, RATIO: 300/5A, CL-0.5, 15VA, Resin Cast CT (ID=60mm) | LT CT | SWITCHGEAR | PR-LT-RES-WI-300/5A-15VA | PRAGATI | _ | NA | Nos |  | Inventory | LT CT, Window Type, RATIO: 300/5A, CL-0.5, 15VA, Resin Cast CT (ID=60mm)
12760 | LT CT,WPL, PRIMARY-32A, SECONDARY-5A, VA BURDEN-15VA, CLASS-CL-0.5, MATERIAL-RESIN CAST | LT CT | SWITCHGEAR | PR-LT-RES-WI-32/5A | PRAGATI | _ | NA | Nos |  | Inventory | LT CT,WPL, PRIMARY-32A, SECONDARY-5A, VA BURDEN-15VA, CLASS-CL-0.5, MATERIAL-RESIN CAST
12761 | LT CT, WINDOW TYPE, RATIO: 320/1A, 10 VA, Class 0.5. | LT CT | SWITCHGEAR | PR-LT-RES-WI-320/1A | PRAGATI | _ | NA | Nos |  | Inventory | LT CT, WINDOW TYPE, RATIO: 320/1A, 10 VA, Class 0.5.
12762 | 3200/1A, 15VA, CL-0.5S, RESIN CAST CT, TERMINALS ON SHORTER SIDE, ID-220X50 | LT CT | SWITCHGEAR | PR-LT-RES-WI-3200/1A-CL-0.5S-ID-220X50 | PRAGATI | 3200A | NA | Nos |  | Inventory | 3200/1A, 15VA, CL-0.5S, RESIN CAST CT, TERMINALS ON SHORTER SIDE, ID-220X50
12763 | 3200/1A, 15VA, CL-5P10, RESIN CAST CT, TERMINALS ON SHORTER SIDE, ID-220X50 | LT CT | SWITCHGEAR | PR-LT-RES-WI-3200/1A-CL-5P10-ID-220X50 | PRAGATI | _ | NA | Nos |  | Inventory | 3200/1A, 15VA, CL-5P10, RESIN CAST CT, TERMINALS ON SHORTER SIDE, ID-220X50
12764 | LT CT, PRIMARY-3200A, SECONDARY-5A, VA BURDEN-10VA, CLASS-CL-0.5S, ID: 170 x 90mm., MATERIAL- RESIN CAST | LT CT | SWITCHGEAR | PR-LT-RES-WI-3200/5A | PRAGATI | _ | NA | Nos |  | Inventory | LT CT, PRIMARY-3200A, SECONDARY-5A, VA BURDEN-10VA, CLASS-CL-0.5S, ID: 170 x 90mm., MATERIAL- RESIN CAST
12765 | LT CT, BPL, PRIMARY-3200A, SECONDARY-5A, VA BURDEN-15VA, CLASS-CL-0.5, TERMINALS SIDE - SHORTER, Min ID: 170 X 80 mm, MATERIAL- RESIN CAST | LT CT | SWITCHGEAR | PR-LT-RES-WI-3200/5A-15VA | PRAGATI | _ | NA | Nos |  | Inventory | LT CT, BPL, PRIMARY-3200A, SECONDARY-5A, VA BURDEN-15VA, CLASS-CL-0.5, TERMINALS SIDE - SHORTER, Min ID: 170 X 80 mm, MATERIAL- RESIN CAST
12766 | LT CT, BPL, PRIMARY-400A, SECONDARY-5A, VA BURDEN-15VA, CLASS-CL-0.5, TERMINALS SIDE - SHORTER, ID: 60 X 50 mm , MATERIAL- RESIN CAST | LT CT | SWITCHGEAR | PR-LT-RES-WI-400/5A | PRAGATI | _ | NA | Nos |  | Inventory | LT CT, BPL, PRIMARY-400A, SECONDARY-5A, VA BURDEN-15VA, CLASS-CL-0.5, TERMINALS SIDE - SHORTER, ID: 60 X 50 mm , MATERIAL- RESIN CAST
12767 | LT CT, Window Type, RATIO: 400/5A, CL-0.5s, 15VA, Resin Cast CT ID: 45 X 50mm | LT CT | SWITCHGEAR | PR-LT-RES-WI-400/5A-CL-0.5S-15VA | PRAGATI | 400A | NA | Nos |  | Inventory | LT CT, Window Type, RATIO: 400/5A, CL-0.5s, 15VA, Resin Cast CT ID: 45 X 50mm
12768 | LT CT, BPL, PRIMARY-400A, SECONDARY-5A, VA BURDEN-15VA, CLASS-CL-1, TERMINALS SIDE - SHORTER, ID: 60 X 40 mm , MATERIAL- RESIN CAST | LT CT | SWITCHGEAR | PR-LT-RES-WI-400/5A-CL-1 | PRAGATI | _ | NA | Nos |  | Inventory | LT CT, BPL, PRIMARY-400A, SECONDARY-5A, VA BURDEN-15VA, CLASS-CL-1, TERMINALS SIDE - SHORTER, ID: 60 X 40 mm , MATERIAL- RESIN CAST
12769 | LT CT, PRIMARY-400A, SECONDARY-5A, VA BURDEN-15VA, CLASS-CL-1, TERMINALS SIDE - SHORTER , MATERIAL- RESIN CAST, ID(50mm) X OD(100mm) X HT(45mm), System Voltage-1000V AC | LT CT | SWITCHGEAR | PR-LT-RES-WI-400/5A-CL-1-1KV | PRAGATI | _ | NA | Nos |  | Inventory | LT CT, PRIMARY-400A, SECONDARY-5A, VA BURDEN-15VA, CLASS-CL-1, TERMINALS SIDE - SHORTER , MATERIAL- RESIN CAST, ID(50mm) X OD(100mm) X HT(45mm), System Voltage-1000V AC
12770 | LT CT, BPL, PRIMARY-4000A, SECONDARY-5A, VA BURDEN-15VA, CLASS-CL-0.5, TERMINALS SIDE - SHORTER, Min ID: 170 X 80 mm, MATERIAL- RESIN CAST | LT CT | SWITCHGEAR | PR-LT-RES-WI-4000/5A | PRAGATI | _ | NA | Nos |  | Inventory | LT CT, BPL, PRIMARY-4000A, SECONDARY-5A, VA BURDEN-15VA, CLASS-CL-0.5, TERMINALS SIDE - SHORTER, Min ID: 170 X 80 mm, MATERIAL- RESIN CAST
12771 | LT CT, BPL, PRIMARY-4000A, SECONDARY-5A, VA BURDEN-15VA, CLASS-CL-5P10, TERMINALS SIDE -SHORTER, Min ID: 170 X 80 mm, MATERIAL-RESIN CAST | LT CT | SWITCHGEAR | PR-LT-RES-WI-4000/5A-5P10 | PRAGATI | _ | NA | Nos |  | Inventory | LT CT, BPL, PRIMARY-4000A, SECONDARY-5A, VA BURDEN-15VA, CLASS-CL-5P10, TERMINALS SIDE -SHORTER, Min ID: 170 X 80 mm, MATERIAL-RESIN CAST
12772 | LT CT, WINDOW TYPE, RATIO: 600/5A, 10 VA, Class 0.2S | LT CT | SWITCHGEAR | PR-LT-RES-WI-600/5A | PRAGATI | _ | NA | Nos |  | Inventory | LT CT, WINDOW TYPE, RATIO: 600/5A, 10 VA, Class 0.2S
12773 | LT CT, BPL, PRIMARY-630A, SECONDARY-5A, VA BURDEN-15VA, CLASS-CL-0.5, TERMINALS SIDE - SHORTER, ID: 60 X 50 mm, MATERIAL- RESIN CAST | LT CT | SWITCHGEAR | PR-LT-RES-WI-630/5A | PRAGATI | _ | NA | Nos |  | Inventory | LT CT, BPL, PRIMARY-630A, SECONDARY-5A, VA BURDEN-15VA, CLASS-CL-0.5, TERMINALS SIDE - SHORTER, ID: 60 X 50 mm, MATERIAL- RESIN CAST
12774 | 800/1A, 15VA, CL-0.5, RESIN CAST CT, TERMINALS ON SHORTER SIDE | LT CT | SWITCHGEAR | PR-LT-RES-WI-800/1A | PRAGATI | _ | NA | Nos |  | Inventory | 800/1A, 15VA, CL-0.5, RESIN CAST CT, TERMINALS ON SHORTER SIDE
12775 | 800/1A, 15VA, CL-5P10, RESIN CAST CT, TERMINALS ON SHORTER SIDE | LT CT | SWITCHGEAR | PR-LT-RES-WI-800/1A-CL-5P10 | PRAGATI | _ | NA | Nos |  | Inventory | 800/1A, 15VA, CL-5P10, RESIN CAST CT, TERMINALS ON SHORTER SIDE
12776 | LT CT, WINDOW TYPE, RATIO: 800/5A, 10 VA, Class 0.5. | LT CT | SWITCHGEAR | PR-LT-RES-WI-800/5A | PRAGATI | _ | NA | Nos | None | Inventory | LT CT, WINDOW TYPE, RATIO: 800/5A, 10 VA, Class 0.5.
12777 | LT CT, WINDOW TYPE, RATIO: 800/5A, 15 VA, Class 0.5S., DRG NO - PR-1938(N) Type :3 | LT CT | SWITCHGEAR | PR-LT-RES-WI-800/5A 15/0.5S | PRAGATI | _ | NA | Nos | None | Inventory | LT CT, WINDOW TYPE, RATIO: 800/5A, 15 VA, Class 0.5S., DRG NO - PR-1938(N) Type :3
12778 | LT CT, Window Type, RATIO: 800/5A, CL-0.5, 15VA, Resin Cast CT (ID=70*50mm) | LT CT | SWITCHGEAR | PR-LT-RES-WI-800/5A-0.5-15VA | PRAGATI | _ | NA | Nos |  | Inventory | LT CT, Window Type, RATIO: 800/5A, CL-0.5, 15VA, Resin Cast CT (ID=70*50mm)
12779 | LT CT, Window Type, RATIO: 800/5A, CL-0.5s, 15VA, Resin Cast CT ID: 70 X 50mm, TERMINAL ON SHORTER SIDE | LT CT | SWITCHGEAR | PR-LT-RES-WI-800/5A-0.5S-15VA | PRAGATI | 800A | NA | Nos |  | Inventory | LT CT, Window Type, RATIO: 800/5A, CL-0.5s, 15VA, Resin Cast CT ID: 70 X 50mm, TERMINAL ON SHORTER SIDE
12780 | LT CT, BPL, PRIMARY-800A, SECONDARY-5A, VA BURDEN-15VA, CLASS-CL-0.5, TERMINALS SIDE - SHORTER, ID: 70 X 50 mm, MATERIAL- RESIN CAST | LT CT | SWITCHGEAR | PR-LT-RES-WI-800/5A-15VA | PRAGATI | _ | NA | Nos |  | Inventory | LT CT, BPL, PRIMARY-800A, SECONDARY-5A, VA BURDEN-15VA, CLASS-CL-0.5, TERMINALS SIDE - SHORTER, ID: 70 X 50 mm, MATERIAL- RESIN CAST
12781 | 100/5A, 10VA, CL-0.5, Resin cast, WPL CT, Type-PR-4200, Type-3 | LT CT | SWITCHGEAR | PR-LT-RES-WPL-100/5A | PRAGATI | _ | NA | Nos |  | Inventory | 100/5A, 10VA, CL-0.5, Resin cast, WPL CT, Type-PR-4200, Type-3
12782 | LT CT, WPL TYPE, RATIO: 30/5A, 5VA, Class 0.2s | LT CT | SWITCHGEAR | PR-LT-RES-WPL-30/5A | PRAGATI | _ | NA | Nos |  | Inventory | LT CT, WPL TYPE, RATIO: 30/5A, 5VA, Class 0.2s
12783 | LT CT, WPL TYPE, RATIO: 30/5A, CL-1, 5VA | LT CT | SWITCHGEAR | PR-LT-RES-WPL-30/5A-CL1-5VA | PRAGATI | _ | NA | Nos |  | Inventory | LT CT, WPL TYPE, RATIO: 30/5A, CL-1, 5VA
12784 | LT CT, WPL TYPE, RATIO: 60/5A, 10 VA, Class 1.0. | LT CT | SWITCHGEAR | PR-LT-RES-WPL-60/5A | PRAGATI | _ | NA | Nos | None | Inventory | LT CT, WPL TYPE, RATIO: 60/5A, 10 VA, Class 1.0.
12785 | 80/1A CL-0.5 10VA, WPL, RESIN CAST CT. | LT CT | SWITCHGEAR | PR-LT-RES-WPL-80/1A | PRAGATI | _ | NA | Nos |  | Inventory | 80/1A CL-0.5 10VA, WPL, RESIN CAST CT.
12786 | 80/1A CL-0.5 10VA, WPL, RESIN CAST CT, | LT CT | SWITCHGEAR | PR-LT-RES-WPL-80/1A-10VA | PRAGATI | _ | NA | Nos |  | Inventory | 80/1A CL-0.5 10VA, WPL, RESIN CAST CT,
12787 | PT-3PH,15VA, PR- 415V/RT3, SEC-110V AC/RT3, CL-0.5-STAR-STAR, TAPE WOUND TYPE | PT | SWITCHGEAR | PR-LV-PT-415/RT3/110/RT3-CL-0.5-15VA | PRAGATI | - | NA | Nos |  | Inventory | PT-3PH,15VA, PR- 415V/RT3, SEC-110V AC/RT3, CL-0.5-STAR-STAR, TAPE WOUND TYPE
12788 | PT-3PH,30VA, PR- 415V/RT3, SEC-110V AC/RT3, CL-0.5-STAR-STAR, TAPE WOUND TYPE | PT | SWITCHGEAR | PR-LV-PT-415/RT3/110/RT3-CL-0.5-30VA | PRAGATI | - | NA | Nos |  | Inventory | PT-3PH,30VA, PR- 415V/RT3, SEC-110V AC/RT3, CL-0.5-STAR-STAR, TAPE WOUND TYPE
12789 | Potential Transformer-:50VA,Ratio: 800/415/RT3 V AC, Delta/Star, Acc. CL- 0.5, 3Ph | PT | SWITCHGEAR | PR-LV-PT-800/415/RT3-CL-0.5-50VA-3PH | PRAGATI | - | - | Nos |  | Inventory | Potential Transformer-:50VA,Ratio: 800/415/RT3 V AC, Delta/Star, Acc. CL- 0.5, 3Ph
12790 | POTENTIAL TRAFO, 3-PH, PRIMARY-800V/RT3, SECONDARY-110V/RT3,VA-30VA CLASS-CL-0.5 | PT | SWITCHGEAR | PR-LV-PT-800/RT3/110/RT3-CL-0.5-30VA | PRAGATI | - | NA | Nos |  | Inventory | POTENTIAL TRAFO, 3-PH, PRIMARY-800V/RT3, SECONDARY-110V/RT3,VA-30VA CLASS-CL-0.5
12791 | 11kV CAST RESIN POTENTIAL TRANSFORMER RATIO :11kV/RT3/110V/RT3, CORE 1: 75VA, CLASS: 0.5, (BIL 12kV/ 30kV/ 80kVp), FIXED TYPE, VOLTAGE FACTOR 1.5 CONTINUOUS & 1.9 TIMES FOR 8 HOURS. | PT | SWITCHGEAR | PR-PT-11-1C-75/0.5-F | PRAGATI | - | - | Nos. |  | Inventory | 11kV CAST RESIN POTENTIAL TRANSFORMER RATIO :11kV/RT3/110V/RT3, CORE 1: 75VA, CLASS: 0.5, (BIL 12kV/ 30kV/ 80kVp), FIXED TYPE, VOLTAGE FACTOR 1.5 CONTINUOUS & 1.9 TIMES FOR 8 HOURS.
12792 | 11kV CAST RESIN POTENTIAL TRANSFORMER RATIO: 11kV/RT3/110V/RT3/110V/RT3-110V/3, CORE:1 100VA, CLASS : 0.5, CORE:2 30VA CLASS : 3P, DRAWOUT TYPE, VOLTAGE FACTOR 1.2 CONTINOUS & 1.9 FOR 8 HOURS. | PT | SWITCHGEAR | PR-PT-11-2C-100/0.5-30/3P-G | PRAGATI | - | - | Nos. |  | Inventory | 11kV CAST RESIN POTENTIAL TRANSFORMER RATIO: 11kV/RT3/110V/RT3/110V/RT3-110V/3, CORE:1 100VA, CLASS : 0.5, CORE:2 30VA CLASS : 3P, DRAWOUT TYPE, VOLTAGE FACTOR 1.2 CONTINOUS & 1.9 FOR 8 HOURS.
12793 | 11kV CAST RESIN POTENTIAL TRANSFORMER RATIO: 11kV/RT3/110V/RT3/110V/RT3-110V/3, CORE:1 100VA, CLASS : 0.5, CORE:2 30VA CLASS : 3P,BIL: -12KV/38KV/95KVP; DRAWOUT TYPE, VOLTAGE FACTOR 1.2 CONTINOUS & 1.9 FOR 8 HOURS. | PT | SWITCHGEAR | PR-PT-11-2C-100/0.5-30/3P-G-12KV/38KV/95KVP | PRAGATI | - | - | Nos. |  | Inventory | 11kV CAST RESIN POTENTIAL TRANSFORMER RATIO: 11kV/RT3/110V/RT3/110V/RT3-110V/3, CORE:1 100VA, CLASS : 0.5, CORE:2 30VA CLASS : 3P,BIL: -12KV/38KV/95KVP; DRAWOUT TYPE, VOLTAGE FACTOR 1.2 CONTINOUS & 1.9 FOR 8 HOURS.
12794 | PT - 11KV PT, PTR - 11KV/RT3/110/RT3/110/RT3-110V/3, CORE: 1 100VA/CL 0.5, CORE: 2 50VA/CL 3P, VF - 1.2 Count & 1.9 FOR 8 HRS., FIXED TYPE, DRAWING NO - PR-1760 | PT | SWITCHGEAR | PR-PT-11-2C-100/0.5-50/3P-F | PRAGATI | 11 | NA | Nos | None | Inventory | PT - 11KV PT, PTR - 11KV/RT3/110/RT3/110/RT3-110V/3, CORE: 1 100VA/CL 0.5, CORE: 2 50VA/CL 3P, VF - 1.2 Count & 1.9 FOR 8 HRS., FIXED TYPE, DRAWING NO - PR-1760
12795 | PT - 11KV PT, PTR - 11KV/RT3/110/RT3/110/RT3-110V/3, CORE: 1 100VA/CL 0.5, CORE: 2 50VA/CL 3P, VF - 1.2 Count & 1.9 FOR 8 HRS., GUN TYPE, DRAWING NO - PR-1770 | PT | SWITCHGEAR | PR-PT-11-2C-100/0.5-50/3P-G | PRAGATI | 11 | NA | Nos | None | Inventory | PT - 11KV PT, PTR - 11KV/RT3/110/RT3/110/RT3-110V/3, CORE: 1 100VA/CL 0.5, CORE: 2 50VA/CL 3P, VF - 1.2 Count & 1.9 FOR 8 HRS., GUN TYPE, DRAWING NO - PR-1770
12796 | PT - 11KV PT, PTR - 11KV/RT3/110/RT3/110/RT3-110V/3, CORE: 1 100VA/CL 1.0, CORE: 2 100VA/CL 3P, VF - 1.2 Count & 1.9 FOR 8 HRS., GUN TYPE, DRAWING NO - PR-1427 D | PT | SWITCHGEAR | PR-PT-11-2C-100/1.0-100/3P-G | PRAGATI | 11 | NA | Nos | None | Inventory | PT - 11KV PT, PTR - 11KV/RT3/110/RT3/110/RT3-110V/3, CORE: 1 100VA/CL 1.0, CORE: 2 100VA/CL 3P, VF - 1.2 Count & 1.9 FOR 8 HRS., GUN TYPE, DRAWING NO - PR-1427 D
12797 | PT - 11KV PT, PTR - 11KV/RT3/110/RT3/110/RT3-110V/3, CORE: 1 100VA/CL 1.0, CORE: 2 50VA/CL 3P, VF - 1.2 Count & 1.9 FOR 8 HRS., FIXED TYPE, DRAWING NO - PR-6704 | PT | SWITCHGEAR | PR-PT-11-2C-100/1.0-50/3P-F | PRAGATI | 11 | NA | Nos |  | Inventory | PT - 11KV PT, PTR - 11KV/RT3/110/RT3/110/RT3-110V/3, CORE: 1 100VA/CL 1.0, CORE: 2 50VA/CL 3P, VF - 1.2 Count & 1.9 FOR 8 HRS., FIXED TYPE, DRAWING NO - PR-6704
12798 | PT - 11KV PT, PTR - 11KV/RT3/110/RT3/110/RT3-110V/3, CORE: 1 100VA/CL 1.0, CORE: 2 50VA/CL 3P, VF - 1.2 Count & 1.9 FOR 8 HRS., GUN TYPE, DRAWING NO - PR-1427 D | PT | SWITCHGEAR | PR-PT-11-2C-100/1.0-50/3P-G | PRAGATI | 11 | NA | Nos | None | Inventory | PT - 11KV PT, PTR - 11KV/RT3/110/RT3/110/RT3-110V/3, CORE: 1 100VA/CL 1.0, CORE: 2 50VA/CL 3P, VF - 1.2 Count & 1.9 FOR 8 HRS., GUN TYPE, DRAWING NO - PR-1427 D
12799 | 11kV CAST RESIN POTENTIAL TRANSFORMER RATIO: 11kV/RT3/110V/RT3/110V/RT3-110V/3, CORE:1 20VA, CLASS : 0.5, CORE:2 20VA CLASS : 3P, DRAWOUT TYPE,GUN TYPE, VOLTAGE FACTOR 1.2 CONTINOUS & 1.9 FOR 8 HOURS. | PT | SWITCHGEAR | PR-PT-11-2C-20/0.5-20/3P-G | PRAGATI | - | - | Nos. |  | Inventory | 11kV CAST RESIN POTENTIAL TRANSFORMER RATIO: 11kV/RT3/110V/RT3/110V/RT3-110V/3, CORE:1 20VA, CLASS : 0.5, CORE:2 20VA CLASS : 3P, DRAWOUT TYPE,GUN TYPE, VOLTAGE FACTOR 1.2 CONTINOUS & 1.9 FOR 8 HOURS.
12800 | 11kV CAST RESIN POTENTIAL TRANSFORMER RATIO :11kV/RT3/110V/RT3/110V/RT3-110V/3, CORE 1: 25VA, CLASS: 0.5, CORE 2 :25VA, CLASS : 3P, (BIL 12kV/ 30kV/ 80kVp), FIXED TYPE, VOLTAGE FACTOR 1.5 CONTINUOUS & 1.9 TIMES FOR 8 HOURS. | PT | SWITCHGEAR | PR-PT-11-2C-25/0.5,25/3P-F | PRAGATI | - | - | Nos. |  | Inventory | 11kV CAST RESIN POTENTIAL TRANSFORMER RATIO :11kV/RT3/110V/RT3/110V/RT3-110V/3, CORE 1: 25VA, CLASS: 0.5, CORE 2 :25VA, CLASS : 3P, (BIL 12kV/ 30kV/ 80kVp), FIXED TYPE, VOLTAGE FACTOR 1.5 CONTINUOUS & 1.9 TIMES FOR 8 HOURS.
12801 | PT - 11KV PT, PTR - 11KV/RT3/110/RT3/110/RT3, CORE: 1 30VA/CL 0.2, CORE: 2 30VA/ CL 0.2, VF - 1.2 Count & 1.9 FOR 8 HRS., FIXED TYPE, DRAWING NO - PR-1760 | PT | SWITCHGEAR | PR-PT-11-2C-30/0.2-30/0.2-F | PRAGATI | 11 | NA | Nos |  | Inventory | PT - 11KV PT, PTR - 11KV/RT3/110/RT3/110/RT3, CORE: 1 30VA/CL 0.2, CORE: 2 30VA/ CL 0.2, VF - 1.2 Count & 1.9 FOR 8 HRS., FIXED TYPE, DRAWING NO - PR-1760
12802 | PT - 11KV PT, PTR - 11KV/RT3/110/RT3/110/RT3-110V/3, CORE: 1 30VA/CL 0.2, CORE: 2 30VA/CL 3P, VF - 1.2 Count & 1.9 FOR 8 HRS., FIXED TYPE, DRAWING NO - PR-1760 | PT | SWITCHGEAR | PR-PT-11-2C-30/0.2-30/3P-F | PRAGATI | 11 | NA | Nos | None | Inventory | PT - 11KV PT, PTR - 11KV/RT3/110/RT3/110/RT3-110V/3, CORE: 1 30VA/CL 0.2, CORE: 2 30VA/CL 3P, VF - 1.2 Count & 1.9 FOR 8 HRS., FIXED TYPE, DRAWING NO - PR-1760
12803 | PT - 11KV PT, PTR - 11KV/RT3/110/RT3/110/RT3-110V/3, CORE: 1 50VA/CL 0.2, CORE: 2 50VA/CL 3P, VF - 1.2 Count & 1.9 FOR 8 HRS., FIXED TYPE, DRAWING NO - PR-1760 | PT | SWITCHGEAR | PR-PT-11-2C-50/0.2-50/3P-F | PRAGATI | 11 | NA | Nos | None | Inventory | PT - 11KV PT, PTR - 11KV/RT3/110/RT3/110/RT3-110V/3, CORE: 1 50VA/CL 0.2, CORE: 2 50VA/CL 3P, VF - 1.2 Count & 1.9 FOR 8 HRS., FIXED TYPE, DRAWING NO - PR-1760
12804 | PT - 11KV PT, PTR - 11KV/RT3/110/RT3/110/RT3-110V/3, CORE: 1 50VA/CL 0.2, CORE: 2 50VA/CL 3P, VF - 1.2 Count & 1.9 FOR 8 HRS.,BIL:12KV/35KV/95KVP FIXED TYPE, | PT | SWITCHGEAR | PR-PT-11-2C-50/0.2-50/3P-F_12KV/35KV/95KVP | PRAGATI | 11 | NA | Nos |  | Inventory | PT - 11KV PT, PTR - 11KV/RT3/110/RT3/110/RT3-110V/3, CORE: 1 50VA/CL 0.2, CORE: 2 50VA/CL 3P, VF - 1.2 Count & 1.9 FOR 8 HRS.,BIL:12KV/35KV/95KVP FIXED TYPE,
12805 | PT - 11KV PT, PTR - 11KV/RT3/110/RT3/110/RT3-110V/3, CORE: 1 50VA/CL 0.2, CORE: 2 50VA/CL 3P, VF - 1.2 Count & 1.9 FOR 8 HRS., GUN TYPE, DRAWING NO - PR-1770 | PT | SWITCHGEAR | PR-PT-11-2C-50/0.2-50/3P-G | PRAGATI | 11 | NA | Nos | None | Inventory | PT - 11KV PT, PTR - 11KV/RT3/110/RT3/110/RT3-110V/3, CORE: 1 50VA/CL 0.2, CORE: 2 50VA/CL 3P, VF - 1.2 Count & 1.9 FOR 8 HRS., GUN TYPE, DRAWING NO - PR-1770
12806 | PT - 11KV PT, PTR - 11KV/RT3/110/RT3/110/RT3/110V/3, CORE: 1 50VA/CL 0.5, CORE: 2 50VA/CL 3P,CORE: 3 50VA/CL 3P,BIL:12KV/38KV/95KVP; VF - 1.2 Count & 1.9 FOR 8 HRS., GUN TYPE, | PT | SWITCHGEAR | PR-PT-11-2C-50/0.5-50/3P-50/3P-G-12KV/38KV/95KVP | PRAGATI | 11 | NA | Nos |  | Inventory | PT - 11KV PT, PTR - 11KV/RT3/110/RT3/110/RT3/110V/3, CORE: 1 50VA/CL 0.5, CORE: 2 50VA/CL 3P,CORE: 3 50VA/CL 3P,BIL:12KV/38KV/95KVP; VF - 1.2 Count & 1.9 FOR 8 HRS., GUN TYPE,
12807 | PT - 11KV PT, PTR - 11KV/RT3/110/RT3/110/RT3-110V/3, CORE: 1 50VA/CL 0.5, CORE: 2 50VA/CL 3P, VF - 1.2 Count & 1.9 FOR 8 HRS., FIXED TYPE, DRAWING NO - PR-1759 E | PT | SWITCHGEAR | PR-PT-11-2C-50/0.5-50/3P-F | PRAGATI | 11 | NA | Nos | None | Inventory | PT - 11KV PT, PTR - 11KV/RT3/110/RT3/110/RT3-110V/3, CORE: 1 50VA/CL 0.5, CORE: 2 50VA/CL 3P, VF - 1.2 Count & 1.9 FOR 8 HRS., FIXED TYPE, DRAWING NO - PR-1759 E
12808 | PT - 11KV PT, PTR - 11KV/RT3/110/RT3/110/RT3-110V/3, CORE: 1 50VA/CL 0.5, CORE: 2 50VA/CL 3P, VF - 1.2 Count & 1.9 FOR 8 HRS., GUN TYPE, DRAWING NO - PR-1427 D | PT | SWITCHGEAR | PR-PT-11-2C-50/0.5-50/3P-G | PRAGATI | 11 | NA | Nos | None | Inventory | PT - 11KV PT, PTR - 11KV/RT3/110/RT3/110/RT3-110V/3, CORE: 1 50VA/CL 0.5, CORE: 2 50VA/CL 3P, VF - 1.2 Count & 1.9 FOR 8 HRS., GUN TYPE, DRAWING NO - PR-1427 D
12809 | 11kV CAST RESIN POTENTIAL TRANSFORMER RATIO: 11kV/RT3/110V/RT3/110V/RT3-110V/3, CORE:1 50VA, CLASS : 1, CORE:2 30VA CLASS : 3P, FIXED TYPE, VOLTAGE FACTOR 1.2 CONTINOUS & 1.9 FOR 8 HOURS....... | PT | SWITCHGEAR | PR-PT-11-2C-50/1-30/3P-F | PRAGATI | - | - | Nos. |  | Inventory | 11kV CAST RESIN POTENTIAL TRANSFORMER RATIO: 11kV/RT3/110V/RT3/110V/RT3-110V/3, CORE:1 50VA, CLASS : 1, CORE:2 30VA CLASS : 3P, FIXED TYPE, VOLTAGE FACTOR 1.2 CONTINOUS & 1.9 FOR 8 HOURS.......
12810 | 11kV CAST RESIN POTENTIAL TRANSFORMER RATIO: 11kV/RT3/110V/RT3/110V/RT3-110V/3, CORE:1 50VA, CLASS : 1, CORE:2 50VA CLASS : 3P, FIXED TYPE, VOLTAGE FACTOR 1.2 CONTINOUS & 1.9 FOR 8 HOURS....... | PT | SWITCHGEAR | PR-PT-11-2C-50/1-50/3P-F | PRAGATI | - | - | Nos. |  | Inventory | 11kV CAST RESIN POTENTIAL TRANSFORMER RATIO: 11kV/RT3/110V/RT3/110V/RT3-110V/3, CORE:1 50VA, CLASS : 1, CORE:2 50VA CLASS : 3P, FIXED TYPE, VOLTAGE FACTOR 1.2 CONTINOUS & 1.9 FOR 8 HOURS.......
12811 | PT - 11KV PT, PTR - 11KV/RT3/110/RT3/110/RT3-110V/3, CORE: 1 50VA/CL 1.0, CORE: 2 50VA/CL 3P, VF - 1.2 Count & 1.9 FOR 8 HRS., FIXED TYPE, | PT | SWITCHGEAR | PR-PT-11-2C-50/1.0-50/3P-F | PRAGATI | 11 | NA | Nos |  | Inventory | PT - 11KV PT, PTR - 11KV/RT3/110/RT3/110/RT3-110V/3, CORE: 1 50VA/CL 1.0, CORE: 2 50VA/CL 3P, VF - 1.2 Count & 1.9 FOR 8 HRS., FIXED TYPE,
12812 | 11kV CAST RESIN POTENTIAL TRANSFORMER RATIO: 11kV/RT3/110V/RT3/110V/RT3/110V/3, CORE:1 100VA, CLASS : 0.5, CORE:2 30VA CLASS : 3P, CORE:3 30VA CLASS : 3P, DRAWOUT TYPE, VOLTAGE FACTOR 1.2 CONTINOUS & 1.9 FOR 8 HOURS. | PT | SWITCHGEAR | PR-PT-11-3C-100/0.5-30/3P-30/3P-G | PRAGATI | - | - | Nos. |  | Inventory | 11kV CAST RESIN POTENTIAL TRANSFORMER RATIO: 11kV/RT3/110V/RT3/110V/RT3/110V/3, CORE:1 100VA, CLASS : 0.5, CORE:2 30VA CLASS : 3P, CORE:3 30VA CLASS : 3P, DRAWOUT TYPE, VOLTAGE FACTOR 1.2 CONTINOUS & 1.9 FOR 8 HOURS.
12813 | PT - 11KV PT, PTR - 11KV/RT3/110/RT3/110/RT3/110V/3, CORE: 1 100VA/CL 0.5, CORE: 2 50VA/CL 0.5, CORE: 3 50VA/CL 3P. VF - 1.2 Count & 1.9 FOR 8 HRS., BIL - 12/38/95 kVp FIX TYPE, DRAWING NO - PR-486(H) | PT | SWITCHGEAR | PR-PT-11-3C-100/0.5-50/0.5-50/3-F | PRAGATI | 11 | NA | Nos | None | Inventory | PT - 11KV PT, PTR - 11KV/RT3/110/RT3/110/RT3/110V/3, CORE: 1 100VA/CL 0.5, CORE: 2 50VA/CL 0.5, CORE: 3 50VA/CL 3P. VF - 1.2 Count & 1.9 FOR 8 HRS., BIL - 12/38/95 kVp FIX TYPE, DRAWING NO - PR-486(H)
12814 | 11kV CAST RESIN POTENTIAL TRANSFORMER RATIO: 11kV/RT3/110V/RT3/110V/RT3/110V/3, CORE:1 100VA, CLASS : 0.5, CORE:2 50VA, CLASS : 3P,CORE:3 30VA, CLASS : 3P, FIXED TYPE, VOLTAGE FACTOR 1.2 CONTINOUS & 1.9 FOR 8 HOURS.BIL: 11kV/38kV/95kVp | PT | SWITCHGEAR | PR-PT-11-3C-100/0.5-50/3P-30/3P-F | PRAGATI | - | - | Nos. |  | Inventory | 11kV CAST RESIN POTENTIAL TRANSFORMER RATIO: 11kV/RT3/110V/RT3/110V/RT3/110V/3, CORE:1 100VA, CLASS : 0.5, CORE:2 50VA, CLASS : 3P,CORE:3 30VA, CLASS : 3P, FIXED TYPE, VOLTAGE FACTOR 1.2 CONTINOUS & 1.9 FOR 8 HOURS.BIL: 11kV/38kV/95kVp
12815 | 11kV CAST RESIN POTENTIAL TRANSFORMER RATIO: 11kV/RT3/110V/RT3/110V/RT3/110V/3, CORE:1 100VA, CLASS : 0.5, CORE:2 50VA CLASS : 3P, CORE:3 30VA CLASS : 3P, DRAWOUT TYPE, VOLTAGE FACTOR 1.2 CONTINOUS & 1.9 FOR 8 HOURS. | PT | SWITCHGEAR | PR-PT-11-3C-100/0.5-50/3P-30/3P-G | PRAGATI | - | - | Nos. |  | Inventory | 11kV CAST RESIN POTENTIAL TRANSFORMER RATIO: 11kV/RT3/110V/RT3/110V/RT3/110V/3, CORE:1 100VA, CLASS : 0.5, CORE:2 50VA CLASS : 3P, CORE:3 30VA CLASS : 3P, DRAWOUT TYPE, VOLTAGE FACTOR 1.2 CONTINOUS & 1.9 FOR 8 HOURS.
12816 | PT - 11KV PT, PTR - 11KV/RT3/110/RT3/110/RT3/110V/3, CORE: 1 100VA/CL 0.5, CORE: 2 50VA/CL 3P, CORE: 3 50VA/CL 3P. VF - 1.2 Count & 1.9 FOR 8 HRS., BIL - 12/28/75 kVp FIX TYPE, DRAWING NO - PR-1760(E) | PT | SWITCHGEAR | PR-PT-11-3C-100/0.5-50/3P-50/3P-F | PRAGATI | 11 | NA | Nos |  | Inventory | PT - 11KV PT, PTR - 11KV/RT3/110/RT3/110/RT3/110V/3, CORE: 1 100VA/CL 0.5, CORE: 2 50VA/CL 3P, CORE: 3 50VA/CL 3P. VF - 1.2 Count & 1.9 FOR 8 HRS., BIL - 12/28/75 kVp FIX TYPE, DRAWING NO - PR-1760(E)
12817 | PT - 11KV PT, PTR - 11KV/RT3/110/RT3/110/RT3/110V/3, CORE: 1 100VA/CL 0.5, CORE: 2 50VA/CL 3P, CORE: 3 50VA/CL 3P. VF - 1.2 Count & 1.9 FOR 8 HRS., GUN TYPE, DRAWING NO - PR-1770 (F) | PT | SWITCHGEAR | PR-PT-11-3C-100/0.5-50/3P-50/3P-G | PRAGATI | 11 | NA | Nos | None | Inventory | PT - 11KV PT, PTR - 11KV/RT3/110/RT3/110/RT3/110V/3, CORE: 1 100VA/CL 0.5, CORE: 2 50VA/CL 3P, CORE: 3 50VA/CL 3P. VF - 1.2 Count & 1.9 FOR 8 HRS., GUN TYPE, DRAWING NO - PR-1770 (F)
12818 | PT - 11KV PT, PTR - 11KV/RT3/110/RT3/110/RT3/110V/3, CORE: 1 100VA/CL 1.0, CORE: 2 50VA/CL 3P, CORE: 3 50VA/CL 3P. VF - 1.2 Count & 1.9 FOR 8 HRS., GUN TYPE, DRAWING NO - PR-1770 (F) | PT | SWITCHGEAR | PR-PT-11-3C-100/1.0-50/3P-50/3P-G | PRAGATI | 11 | NA | Nos | None | Inventory | PT - 11KV PT, PTR - 11KV/RT3/110/RT3/110/RT3/110V/3, CORE: 1 100VA/CL 1.0, CORE: 2 50VA/CL 3P, CORE: 3 50VA/CL 3P. VF - 1.2 Count & 1.9 FOR 8 HRS., GUN TYPE, DRAWING NO - PR-1770 (F)
12819 | PT - 11KV PT, PTR - 11KV/RT3/110/RT3/110/RT3/110V/3, CORE: 1 15VA/CL 0.2, CORE: 2 15VA/CL 0.2, CORE3: 15VA, CL 3P VF - 1.2 Count & 1.9 FOR 8 HRS., FIXED TYPE, | PT | SWITCHGEAR | PR-PT-11-3C-15/0.2-15/0.2-15/3P-F | PRAGATI | 11 | NA | Nos | None | Inventory | PT - 11KV PT, PTR - 11KV/RT3/110/RT3/110/RT3/110V/3, CORE: 1 15VA/CL 0.2, CORE: 2 15VA/CL 0.2, CORE3: 15VA, CL 3P VF - 1.2 Count & 1.9 FOR 8 HRS., FIXED TYPE,
12820 | PT - 11KV PT, PTR - 11KV/RT3/110/RT3/110/RT3/110V/3, CORE: 1 20VA/CL 0.2, CORE: 2 20VA/CL 0.2, CORE: 3 20VA/CL 3P. VF - 1.2 Count & 1.9 FOR 8 HRS., GUN TYPE, DRAWING NO - PR-1770 (F) | PT | SWITCHGEAR | PR-PT-11-3C-20/0.2-20/0.2-20/3P-G | PRAGATI | 11 | NA | Nos | None | Inventory | PT - 11KV PT, PTR - 11KV/RT3/110/RT3/110/RT3/110V/3, CORE: 1 20VA/CL 0.2, CORE: 2 20VA/CL 0.2, CORE: 3 20VA/CL 3P. VF - 1.2 Count & 1.9 FOR 8 HRS., GUN TYPE, DRAWING NO - PR-1770 (F)
12821 | 11kV CAST RESIN PT RATIO: 11kV/RT3/110V/RT3/110V/RT3/110V/3, CORE 1: 20VA, CLASS: 0.2, CORE 2: 50VA, CLASS: 3P, CORE 3: 30VA, CLASS: 3P, FIXED TYPE, VOLTAGE FACTOR 1.2 CONTINOUS & 1.9 FOR 8 HOURS. | PT | SWITCHGEAR | PR-PT-11-3C-20/0.2-50/0.2-30/3P-F | PRAGATI | 11 | NA | Nos |  | Inventory | 11kV CAST RESIN PT RATIO: 11kV/RT3/110V/RT3/110V/RT3/110V/3, CORE 1: 20VA, CLASS: 0.2, CORE 2: 50VA, CLASS: 3P, CORE 3: 30VA, CLASS: 3P, FIXED TYPE, VOLTAGE FACTOR 1.2 CONTINOUS & 1.9 FOR 8 HOURS.
12822 | PT - 11KV PT, PTR - 11KV/RT3/110/RT3/110/RT3/110V/3, CORE: 1 30VA/CL 0.2, CORE: 2 30VA/CL 0.2, CORE3: 25VA, CL 3P VF - 1.2 Count & 1.9 FOR 8 HRS., FIXED TYPE, | PT | SWITCHGEAR | PR-PT-11-3C-30/0.2-30/0.2-25/3P-F | PRAGATI | 11 | NA | Nos | None | Inventory | PT - 11KV PT, PTR - 11KV/RT3/110/RT3/110/RT3/110V/3, CORE: 1 30VA/CL 0.2, CORE: 2 30VA/CL 0.2, CORE3: 25VA, CL 3P VF - 1.2 Count & 1.9 FOR 8 HRS., FIXED TYPE,
12823 | PT - 11KV PT, PTR - 11KV/RT3/110/RT3/110/RT3/110V/3, CORE: 1 30VA/CL 0.2, CORE: 2 30VA/CL 3P, CORE: 3 30VA/CL 3P. VF - 1.2 Count & 1.9 FOR 8 HRS., FIX TYPE, DRAWING NO - PR-1760 | PT | SWITCHGEAR | PR-PT-11-3C-30/0.2-30/3P-30/3P-F | PRAGATI | 11 | NA | Nos | None | Inventory | PT - 11KV PT, PTR - 11KV/RT3/110/RT3/110/RT3/110V/3, CORE: 1 30VA/CL 0.2, CORE: 2 30VA/CL 3P, CORE: 3 30VA/CL 3P. VF - 1.2 Count & 1.9 FOR 8 HRS., FIX TYPE, DRAWING NO - PR-1760
12824 | PT - 11KV PT, PTR - 11KV/RT3/110/RT3/110/RT3/110V/3, CORE: 1 30VA/CL 0.2, CORE: 2 30VA/CL 3P, CORE3: 30VA, CL 3P VF - 1.2 Count & 1.9 FOR 8 HRS., GUN TYPE, DRAWING NO - PR-1770 | PT | SWITCHGEAR | PR-PT-11-3C-30/0.2-30/3P-30/3P-G | PRAGATI | 11 | NA | Nos | None | Inventory | PT - 11KV PT, PTR - 11KV/RT3/110/RT3/110/RT3/110V/3, CORE: 1 30VA/CL 0.2, CORE: 2 30VA/CL 3P, CORE3: 30VA, CL 3P VF - 1.2 Count & 1.9 FOR 8 HRS., GUN TYPE, DRAWING NO - PR-1770
12825 | 11kV CAST RESIN POTENTIAL TRANSFORMER RATIO: 11kV/RT3/110V/RT3/110V/RT3/110V/3, CORE:1 30VA, CLASS : 0.5, CORE:2 20VA CLASS : 3P, CORE:3 20VA CLASS : 3P, FIXED TYPE, VOLTAGE FACTOR 1.2 CONTINOUS & 1.9 FOR 8 HOURS. | PT | SWITCHGEAR | PR-PT-11-3C-30/0.5-20/3P-20/3P-F | PRAGATI | - | - | Nos. |  | Inventory | 11kV CAST RESIN POTENTIAL TRANSFORMER RATIO: 11kV/RT3/110V/RT3/110V/RT3/110V/3, CORE:1 30VA, CLASS : 0.5, CORE:2 20VA CLASS : 3P, CORE:3 20VA CLASS : 3P, FIXED TYPE, VOLTAGE FACTOR 1.2 CONTINOUS & 1.9 FOR 8 HOURS.
12826 | 11kV CAST RESIN POTENTIAL TRANSFORMER RATIO: 11kV/RT3/110V/RT3/110V/RT3/110V/3, CORE:1 30VA, CLASS : 0.5, CORE:2 30VA CLASS : 3P, CORE:3 30VA CLASS : 3P, FIXED TYPE, VOLTAGE FACTOR 1.2 CONTINOUS & 1.9 FOR 8 HOURS. | PT | SWITCHGEAR | PR-PT-11-3C-30/0.5-30/3P-30/3P-F | PRAGATI | - | - | Nos. |  | Inventory | 11kV CAST RESIN POTENTIAL TRANSFORMER RATIO: 11kV/RT3/110V/RT3/110V/RT3/110V/3, CORE:1 30VA, CLASS : 0.5, CORE:2 30VA CLASS : 3P, CORE:3 30VA CLASS : 3P, FIXED TYPE, VOLTAGE FACTOR 1.2 CONTINOUS & 1.9 FOR 8 HOURS.
12827 | 6.6kV CAST RESIN POTENTIAL TRANSFORMER RATIO: 6.6kV/RT3/110V/RT3/110V/RT3/110V/3, CORE:1 30VA, CLASS : 0.5, CORE:2 30VA CLASS : 3P, CORE:3 30VA CLASS : 3P DRAWOUT TYPE, VOLTAGE FACTOR 1.2 CONTINOUS & 1.9 FOR 8 HOURS. | PT | SWITCHGEAR | PR-PT-11-3C-30/0.5-30/3P-30/3P-G | PRAGATI | - | - | Nos. |  | Inventory | 6.6kV CAST RESIN POTENTIAL TRANSFORMER RATIO: 6.6kV/RT3/110V/RT3/110V/RT3/110V/3, CORE:1 30VA, CLASS : 0.5, CORE:2 30VA CLASS : 3P, CORE:3 30VA CLASS : 3P DRAWOUT TYPE, VOLTAGE FACTOR 1.2 CONTINOUS & 1.9 FOR 8 HOURS.
12828 | 11kV CAST RESIN POTENTIAL TRANSFORMER RATIO: 11kV/RT3/110V/RT3/110V/RT3/110V/3, CORE 1: 35VA, CLASS : 0.5, CORE 2: 35VA, CLASS : 3P, CORE 3: 35VA, CLASS : 3P, DRAWOUT TYPE, VOLTAGE FACTOR 1.2 CONTINOUS & 1.9 FOR 8 HOURS | PT | SWITCHGEAR | PR-PT-11-3C-35/0.5-35/3P-35/3P-F | PRAGATI | 11 | NA | Nos |  | Inventory | 11kV CAST RESIN POTENTIAL TRANSFORMER RATIO: 11kV/RT3/110V/RT3/110V/RT3/110V/3, CORE 1: 35VA, CLASS : 0.5, CORE 2: 35VA, CLASS : 3P, CORE 3: 35VA, CLASS : 3P, DRAWOUT TYPE, VOLTAGE FACTOR 1.2 CONTINOUS & 1.9 FOR 8 HOURS
12829 | PT - 11KV PT, PTR - 11KV/RT3/110/RT3/110/RT3/110V/3, CORE: 1 50VA/CL 0.2, CORE: 2 30VA/CL 3P, CORE: 3 30VA/CL 3P. VF - 1.2 Count & 1.9 FOR 8 HRS., FIX TYPE, DRAWING NO - PR-1760 | PT | SWITCHGEAR | PR-PT-11-3C-50/0.2-30/3P-30/3P-F | PRAGATI | 11 | NA | Nos | None | Inventory | PT - 11KV PT, PTR - 11KV/RT3/110/RT3/110/RT3/110V/3, CORE: 1 50VA/CL 0.2, CORE: 2 30VA/CL 3P, CORE: 3 30VA/CL 3P. VF - 1.2 Count & 1.9 FOR 8 HRS., FIX TYPE, DRAWING NO - PR-1760
12830 | PT - 11KV PT, PTR - 11KV/RT3/110/RT3/110/RT3/110V/3, CORE: 1 50VA/CL 0.2, CORE: 2 30VA/CL 3P, CORE3: 30VA, CL 3P VF - 1.2 Count & 1.9 FOR 8 Hrs, GUN TYPE, DRAWING NO - PR-1770 | PT | SWITCHGEAR | PR-PT-11-3C-50/0.2-30/3P-30/3P-G | PRAGATI | 11 | NA | Nos | None | Inventory | PT - 11KV PT, PTR - 11KV/RT3/110/RT3/110/RT3/110V/3, CORE: 1 50VA/CL 0.2, CORE: 2 30VA/CL 3P, CORE3: 30VA, CL 3P VF - 1.2 Count & 1.9 FOR 8 Hrs, GUN TYPE, DRAWING NO - PR-1770
12831 | PT - 11KV PT, PTR - 11KV/RT3/110/RT3/110/RT3/110V/3, CORE: 1 50VA/CL 0.2, CORE: 2 50VA/CL 3P, CORE3: 30VA, CL 3P VF - 1.2 Count & 1.9 FOR 8 Hrs, GUN TYPE, DRAWING NO - PR-1770 | PT | SWITCHGEAR | PR-PT-11-3C-50/0.2-50/3P-30/3P-G | PRAGATI | 11 | NA | Nos | None | Inventory | PT - 11KV PT, PTR - 11KV/RT3/110/RT3/110/RT3/110V/3, CORE: 1 50VA/CL 0.2, CORE: 2 50VA/CL 3P, CORE3: 30VA, CL 3P VF - 1.2 Count & 1.9 FOR 8 Hrs, GUN TYPE, DRAWING NO - PR-1770
12832 | PT - 11KV PT, PTR - 11KV/RT3/110/RT3/110/RT3/110V/3, CORE: 1 50VA/CL 0.2, CORE: 2 50VA/CL 3P, CORE: 3 50VA/CL 3P. VF - 1.2 Count & 1.9 FOR 8 HRS., FIX TYPE, DRAWING NO - PR-1760 | PT | SWITCHGEAR | PR-PT-11-3C-50/0.2-50/3P-50/3P-F | PRAGATI | 11 | NA | Nos | None | Inventory | PT - 11KV PT, PTR - 11KV/RT3/110/RT3/110/RT3/110V/3, CORE: 1 50VA/CL 0.2, CORE: 2 50VA/CL 3P, CORE: 3 50VA/CL 3P. VF - 1.2 Count & 1.9 FOR 8 HRS., FIX TYPE, DRAWING NO - PR-1760
12833 | PT - 11KV PT, PTR - 11KV/RT3/110/RT3/110/RT3/110V/3, CORE: 1 50VA/CL 0.2, CORE: 2 50VA/CL 3P, CORE3: 50VA, CL 3P VF - 1.2 Count & 1.9 FOR 8 Hrs, GUN TYPE, DRAWING NO - PR-1770 | PT | SWITCHGEAR | PR-PT-11-3C-50/0.2-50/3P-50/3P-G | PRAGATI | 11 | NA | Nos | None | Inventory | PT - 11KV PT, PTR - 11KV/RT3/110/RT3/110/RT3/110V/3, CORE: 1 50VA/CL 0.2, CORE: 2 50VA/CL 3P, CORE3: 50VA, CL 3P VF - 1.2 Count & 1.9 FOR 8 Hrs, GUN TYPE, DRAWING NO - PR-1770
12834 | PT - 11KV PT, PTR - 11KV/RT3/110/RT3/110/RT3/110V/3, CORE: 1 50VA/CL 0.2, CORE: 2 50VA/CL 3P, CORE3: 50VA, CL 3P, INSULATION CLASS-F, VF - 1.2 Count & 1.9 FOR 8 Hrs, GUN TYPE, DRAWING NO - PR-1770 | PT | SWITCHGEAR | PR-PT-11-3C-50/0.2-50/3P-50/3P-G-CLASS-F | PRAGATI | 11 | NA | Nos |  | Inventory | PT - 11KV PT, PTR - 11KV/RT3/110/RT3/110/RT3/110V/3, CORE: 1 50VA/CL 0.2, CORE: 2 50VA/CL 3P, CORE3: 50VA, CL 3P, INSULATION CLASS-F, VF - 1.2 Count & 1.9 FOR 8 Hrs, GUN TYPE, DRAWING NO - PR-1770
12835 | 11kV CAST RESIN POTENTIAL TRANSFORMER RATIO:11kV/RT3/110V/RT3/110V/RT3/110V/3 CORE:1 50VA, CLASS : 0.5, CORE:2 50VA, CLASS : 0.5, CORE:3 50VA, CLASS : 3P, DRAWOUT TYPE, VOLTAGE FACTOR 1.2 CONTINOUS & 1.9 FOR 8 HOURS. | PT | SWITCHGEAR | PR-PT-11-3C-50/0.5-50/0.5-50/3P-G | PRAGATI | 11 | NA | Nos |  | Inventory | 11kV CAST RESIN POTENTIAL TRANSFORMER RATIO:11kV/RT3/110V/RT3/110V/RT3/110V/3 CORE:1 50VA, CLASS : 0.5, CORE:2 50VA, CLASS : 0.5, CORE:3 50VA, CLASS : 3P, DRAWOUT TYPE, VOLTAGE FACTOR 1.2 CONTINOUS & 1.9 FOR 8 HOURS.
12836 | PT - 11KV PT, PTR - 11KV/RT3/110/RT3/110/RT3/110V/3, CORE: 1 50VA/CL 0.5, CORE: 2 50VA/CL 3P, CORE: 3 30VA/CL 3P. VF - 1.2 Count & 1.9 FOR 8 HRS., GUN TYPE, DRAWING NO - PR-1770 (J) | PT | SWITCHGEAR | PR-PT-11-3C-50/0.5-50/3P-30/3P-G | PRAGATI | 11 | NA | Nos |  | Inventory | PT - 11KV PT, PTR - 11KV/RT3/110/RT3/110/RT3/110V/3, CORE: 1 50VA/CL 0.5, CORE: 2 50VA/CL 3P, CORE: 3 30VA/CL 3P. VF - 1.2 Count & 1.9 FOR 8 HRS., GUN TYPE, DRAWING NO - PR-1770 (J)
12837 | PT - 11KV PT, PTR - 11KV/RT3/110/RT3/110/RT3/110V/3, CORE: 1 50VA/CL 0.5, CORE: 2 50VA/CL 3P, CORE: 3 50VA/CL 3P. VF - 1.2 Count & 1.9 FOR 8 HRS., FIX TYPE, DRAWING NO - PR-1760 | PT | SWITCHGEAR | PR-PT-11-3C-50/0.5-50/3P-50/3P-F | PRAGATI | 11 | NA | Nos | None | Inventory | PT - 11KV PT, PTR - 11KV/RT3/110/RT3/110/RT3/110V/3, CORE: 1 50VA/CL 0.5, CORE: 2 50VA/CL 3P, CORE: 3 50VA/CL 3P. VF - 1.2 Count & 1.9 FOR 8 HRS., FIX TYPE, DRAWING NO - PR-1760
12838 | PT - 11KV PT, PTR - 11KV/RT3/110/RT3/110/RT3/110V/3, CORE: 1 50VA/CL 0.5, CORE: 2 50VA/CL 3P, CORE: 3 50VA/CL 3P. VF - 1.2 Count & 1.9 FOR 8 HRS., GUN TYPE, DRAWING NO - PR-1770 (F) | PT | SWITCHGEAR | PR-PT-11-3C-50/0.5-50/3P-50/3P-G | PRAGATI | 11 | NA | Nos | None | Inventory | PT - 11KV PT, PTR - 11KV/RT3/110/RT3/110/RT3/110V/3, CORE: 1 50VA/CL 0.5, CORE: 2 50VA/CL 3P, CORE: 3 50VA/CL 3P. VF - 1.2 Count & 1.9 FOR 8 HRS., GUN TYPE, DRAWING NO - PR-1770 (F)
12839 | PT - 11KV PT, PTR - 11KV/RT3/110/RT3/110/RT3/110V/3, CORE: 1 50VA/CL 1.0, CORE: 2 30VA/CL 3P, CORE: 3 30VA/CL 3P. VF - 1.2 Count & 1.9 FOR 8 HRS., FIX TYPE, DRAWING NO - PR-1760 | PT | SWITCHGEAR | PR-PT-11-3C-50/1.0-30/3P-30/3P-F | PRAGATI | 11 | NA | Nos | None | Inventory | PT - 11KV PT, PTR - 11KV/RT3/110/RT3/110/RT3/110V/3, CORE: 1 50VA/CL 1.0, CORE: 2 30VA/CL 3P, CORE: 3 30VA/CL 3P. VF - 1.2 Count & 1.9 FOR 8 HRS., FIX TYPE, DRAWING NO - PR-1760
12840 | PT - 11KV PT, PTR - 11KV/RT3/110/RT3/110/RT3/110V/3, CORE: 1 50VA/CL 1.0, CORE: 2 50VA/CL 3P, CORE: 3 50VA/CL 3P. VF - 1.2 Count & 1.9 FOR 8 HRS., FIX TYPE, DRAWING NO - PR-1760 | PT | SWITCHGEAR | PR-PT-11-3C-50/1.0-50/3P-50/3P-F | PRAGATI | 11 | NA | Nos | None | Inventory | PT - 11KV PT, PTR - 11KV/RT3/110/RT3/110/RT3/110V/3, CORE: 1 50VA/CL 1.0, CORE: 2 50VA/CL 3P, CORE: 3 50VA/CL 3P. VF - 1.2 Count & 1.9 FOR 8 HRS., FIX TYPE, DRAWING NO - PR-1760
12841 | PT - 11KV PT, PTR - 11KV/RT3/110/RT3/110/RT3/110V/3, CORE: 1 50VA/CL 1.0, CORE: 2 50VA/CL 3P, CORE: 3 50VA/CL 3P. VF - 1.2 Count & 1.9 FOR 8 HRS., GUN TYPE, DRAWING NO - PR-1770 (F) | PT | SWITCHGEAR | PR-PT-11-3C-50/1.0-50/3P-50/3P-G | PRAGATI | 11 | NA | Nos | None | Inventory | PT - 11KV PT, PTR - 11KV/RT3/110/RT3/110/RT3/110V/3, CORE: 1 50VA/CL 1.0, CORE: 2 50VA/CL 3P, CORE: 3 50VA/CL 3P. VF - 1.2 Count & 1.9 FOR 8 HRS., GUN TYPE, DRAWING NO - PR-1770 (F)
12842 | 11000/V3/110/V3, HSV : 12 kV IL : 12/28/75 kVp 200 VA Class :1.0 VF : 1.2 Continuous. Fix Type, 3 Limb & 3 Ph. with fuse - Cooper Bussman Make drg. no PR-501(B) | PT | SWITCHGEAR | PR-PT-11-3PHASE LIMB TYPE PT | PRAGATI | 11 | NA | Nos | None | Inventory | 11000/V3/110/V3, HSV : 12 kV IL : 12/28/75 kVp 200 VA Class :1.0 VF : 1.2 Continuous. Fix Type, 3 Limb & 3 Ph. with fuse - Cooper Bussman Make drg. no PR-501(B)
12843 | 110kV,SINGLE PHASE OIL COOLED POTENTIAL TRANSFORMER 2 CORE, 110kV/v3/110V/v3/110V/v3, HSV : 145kV, CREEPAGE DISTANCE : 4495 mm, CORE - 1 : CLASS 0.2, 100VA, CORE - 2 : CLASS 0.2, 100VA. | PT | SWITCHGEAR | PR-PT-110-2C-100/0.2-100/0.2 | PRAGATI | - | - | Nos. |  | Inventory | 110kV,SINGLE PHASE OIL COOLED POTENTIAL TRANSFORMER 2 CORE, 110kV/v3/110V/v3/110V/v3, HSV : 145kV, CREEPAGE DISTANCE : 4495 mm, CORE - 1 : CLASS 0.2, 100VA, CORE - 2 : CLASS 0.2, 100VA.
12844 | 110kV,SINGLE PHASE OIL COOLED POTENTIAL TRANSFORMER 2 CORE, 110kV/v3/110V/v3/110V/v3, HSV : 145kV, CREEPAGE DISTANCE : 4495 mm, CORE - 1 : CLASS 3P, 50VA, CORE - 2 : CLASS 0.2, 50VA | PT | SWITCHGEAR | PR-PT-110-2C-50/3P-50/0.2 | PRAGATI | - | - | Nos. |  | Inventory | 110kV,SINGLE PHASE OIL COOLED POTENTIAL TRANSFORMER 2 CORE, 110kV/v3/110V/v3/110V/v3, HSV : 145kV, CREEPAGE DISTANCE : 4495 mm, CORE - 1 : CLASS 3P, 50VA, CORE - 2 : CLASS 0.2, 50VA
12845 | PT - 15KV PT, PTR - 15KV/RT3/110/RT3/110/RT3-110V/3, CORE: 1 100VA/CL 0.5, CORE: 2 50VA/CL 3P, VF - 1.2 Count & 1.9 FOR 8 HRS., FIXED TYPE, DRAWING NO - PR-849 (F) | PT | SWITCHGEAR | PR-PT-15-2C-100/0.5-50/3P-F | PRAGATI | 15 | NA | Nos | None | Inventory | PT - 15KV PT, PTR - 15KV/RT3/110/RT3/110/RT3-110V/3, CORE: 1 100VA/CL 0.5, CORE: 2 50VA/CL 3P, VF - 1.2 Count & 1.9 FOR 8 HRS., FIXED TYPE, DRAWING NO - PR-849 (F)
12846 | 15kV CAST RESIN POTENTIAL TRANSFORMER RATIO: 15kV/RT3/110V/RT3/110V/RT3/110V/3, CORE:1 100VA, CLASS : 0.5, CORE:2 50VA, CLASS : 3P, CORE:3 50VA, CLASS : 3P, FIXED TYPE, VOLTAGE FACTOR 1.2 CONTINOUS & 1.9 FOR 8 HOURS. | PT | SWITCHGEAR | PR-PT-15-3C-100/0.5-50/3P-50/3P-F | PRAGATI | - | - | Nos. |  | Inventory | 15kV CAST RESIN POTENTIAL TRANSFORMER RATIO: 15kV/RT3/110V/RT3/110V/RT3/110V/3, CORE:1 100VA, CLASS : 0.5, CORE:2 50VA, CLASS : 3P, CORE:3 50VA, CLASS : 3P, FIXED TYPE, VOLTAGE FACTOR 1.2 CONTINOUS & 1.9 FOR 8 HOURS.
12847 | 15kV CAST RESIN POTENTIAL TRANSFORMER RATIO: 15KV/RT3/110V/RT3/110V/RT3/110V/RT3-110V/3, CORE:1 100VA, CLASS : 0.5, CORE:2 50VA, CLASS : 3P, CORE:3 50VA, CLASS : 3P (core 3 suitable for delta & star connection), FIXED TYPE, VOLTAGE FACTOR 1.2 CONTINOUS & 1.9 FOR 8 HOURS. | PT | SWITCHGEAR | PR-PT-15-3C-100/0.5-50/3P/50/3P-50/3P-F | PRAGATI | - | - | Nos. |  | Inventory | 15kV CAST RESIN POTENTIAL TRANSFORMER RATIO: 15KV/RT3/110V/RT3/110V/RT3/110V/RT3-110V/3, CORE:1 100VA, CLASS : 0.5, CORE:2 50VA, CLASS : 3P, CORE:3 50VA, CLASS : 3P (core 3 suitable for delta & star connection), FIXED TYPE, VOLTAGE FACTOR 1.2 CONTINOUS & 1.9 FOR 8 HOURS.
12848 | PT - 15KV PT, PTR - 15KV/RT3/110/RT3/110/RT3/110V/3, CORE: 1 50VA/CL 0.5, CORE: 2 50VA/CL 3P, CORE: 3 50VA/CL 3P. VF - 1.2 Count & 1.9 FOR 8 HRS., FIXED TYPE, DRAWING NO - PR-2499 (A) | PT | SWITCHGEAR | PR-PT-15-3C-50/0.5-50/0.5-50/3P-F | PRAGATI | 15 | NA | Nos | None | Inventory | PT - 15KV PT, PTR - 15KV/RT3/110/RT3/110/RT3/110V/3, CORE: 1 50VA/CL 0.5, CORE: 2 50VA/CL 3P, CORE: 3 50VA/CL 3P. VF - 1.2 Count & 1.9 FOR 8 HRS., FIXED TYPE, DRAWING NO - PR-2499 (A)
12849 | 15kV CAST RESIN PT RATIO: 15kV/RT3/100V/RT3/100V/RT3/100V/3, CORE 1: 50VA, CLASS: 0.5, CORE 2: 50VA, CLASS: 3P, CORE 3: 50VA, CLASS: 3P FIXED TYPE, VOLTAGE FACTOR 1.2 CONTINOUS & 1.9 FOR 8 HOURS. | PT | SWITCHGEAR | PR-PT-15-3C-50/0.5-50/3P-50/3P-F | PRAGATI | - | - | Nos. |  | Inventory | 15kV CAST RESIN PT RATIO: 15kV/RT3/100V/RT3/100V/RT3/100V/3, CORE 1: 50VA, CLASS: 0.5, CORE 2: 50VA, CLASS: 3P, CORE 3: 50VA, CLASS: 3P FIXED TYPE, VOLTAGE FACTOR 1.2 CONTINOUS & 1.9 FOR 8 HOURS.
12850 | Outdoor, Oil cooled Single Phase, Single Pole, Dead Tank, OIP Insulated, Earthed Type Voltage Transformer to IEC:61869-3/2011, Ratio :150000/V3/100/V3/100/V3/100/V3 V, HSV : 170 kV IL : 170/325/750 kVp, Sec 1 : 100 VA Class :0.5, Sec 2 : 100 VA Class :3P, Sec 3 : 100 VA Class :3P, VF : 1.2 Cont. & 1.5 for 30 secs. Freq : 50 Hz Insulation Class: A | PT | SWITCHGEAR | PR-PT-150-3C-100/0.5-100/3P-100-3P-F | PRAGATI | - | - | Nos |  | Inventory | Outdoor, Oil cooled Single Phase, Single Pole, Dead Tank, OIP Insulated, Earthed Type Voltage Transformer to IEC:61869-3/2011, Ratio :150000/V3/100/V3/100/V3/100/V3 V, HSV : 170 kV IL : 170/325/750 kVp, Sec 1 : 100 VA Class :0.5, Sec 2 : 100 VA Class :3P, Sec 3 : 100 VA Class :3P, VF : 1.2 Cont. & 1.5 for 30 secs. Freq : 50 Hz Insulation Class: A
12851 | PT - 17.5KV PT, PTR - 17.5KV/RT3/110/RT3/110/RT3/110V/3, CORE: 1 50VA/CL 0.2, CORE: 2 50VA/CL 3P, CORE: 3 50VA/CL 3P. VF - 1.2 Count & 1.9 FOR 8 HRS., FIXED TYPE, BIL : 17.5KV/38KV/95KVP | PT | SWITCHGEAR | PR-PT-17.5-3C-50/0.2-50/3P-50/3P-F | PRAGATI | 15 | NA | Nos |  | Inventory | PT - 17.5KV PT, PTR - 17.5KV/RT3/110/RT3/110/RT3/110V/3, CORE: 1 50VA/CL 0.2, CORE: 2 50VA/CL 3P, CORE: 3 50VA/CL 3P. VF - 1.2 Count & 1.9 FOR 8 HRS., FIXED TYPE, BIL : 17.5KV/38KV/95KVP
12852 | 20kV CAST RESIN PT RATIO: 20kV/RT3/110V/RT3/110V/RT3/110V/RT3, CORE 1: 50VA, CLASS: 0.2, CORE 2: 50VA, CLASS: 0.5, CORE 3: 50VA, CLASS: 3P, FIXED TYPE, VOLTAGE FACTOR 1.2 CONTINUOUS & 1.9 TIMES FOR 8 HOURS. | PT | SWITCHGEAR | PR-PT-20-3C-50/0.2-50/0.5-50/3P-F | PRAGATI | 20 | NA | Nos |  | Inventory | 20kV CAST RESIN PT RATIO: 20kV/RT3/110V/RT3/110V/RT3/110V/RT3, CORE 1: 50VA, CLASS: 0.2, CORE 2: 50VA, CLASS: 0.5, CORE 3: 50VA, CLASS: 3P, FIXED TYPE, VOLTAGE FACTOR 1.2 CONTINUOUS & 1.9 TIMES FOR 8 HOURS.
12853 | 20kV CAST RESIN PT RATIO: 20kV/RT3/110V/RT3/110V/RT3/110V/3, CORE 1: 50VA, CLASS: 0.5, CORE 2: 75VA, CLASS: 0.5, CORE 3: 25VA, CLASS: 3P, FIXED TYPE, VOLTAGE FACTOR 1.2 CONTINUOUS & 1.9 TIMES FOR 8 HOURS. | PT | SWITCHGEAR | PR-PT-20-3C-50/0.5-75/0.5-25/3P-F | PRAGATI | 20 | NA | Nos |  | Inventory | 20kV CAST RESIN PT RATIO: 20kV/RT3/110V/RT3/110V/RT3/110V/3, CORE 1: 50VA, CLASS: 0.5, CORE 2: 75VA, CLASS: 0.5, CORE 3: 25VA, CLASS: 3P, FIXED TYPE, VOLTAGE FACTOR 1.2 CONTINUOUS & 1.9 TIMES FOR 8 HOURS.
12854 | - PT -22KV CAST RESIN POTENTIAL TRANSFORMER RATIO:22KV/RT3/110V/RT3/110/RT3-110V/3; CORE1: 100VA ;CL 0.5, CORE2:100VA;CL 3P, DRAWAOUT TYPE, VOLTAGE FACTOR 1.2 CONTINUOUS & 1.9 FOR 8 HOURS | PT | SWITCHGEAR | PR-PT-22-2C-100/0.5-100/3P | PRAGATI | - | - | Nos. |  | Inventory | - PT -22KV CAST RESIN POTENTIAL TRANSFORMER RATIO:22KV/RT3/110V/RT3/110/RT3-110V/3; CORE1: 100VA ;CL 0.5, CORE2:100VA;CL 3P, DRAWAOUT TYPE, VOLTAGE FACTOR 1.2 CONTINUOUS & 1.9 FOR 8 HOURS
12855 | PT - 22KV PT, PTR - 22KV/RT3/110/RT3/110/RT3-110V/3, CORE: 1 100VA/CL 0.5, CORE: 2 50VA/CL 3P, VF - 1.2 Count & 1.9 FOR 8 HRS., FIXED TYPE, DRAWING NO - PR-849 (F) | PT | SWITCHGEAR | PR-PT-22-2C-100/0.5-50/3P-F | PRAGATI | 22 | NA | Nos | None | Inventory | PT - 22KV PT, PTR - 22KV/RT3/110/RT3/110/RT3-110V/3, CORE: 1 100VA/CL 0.5, CORE: 2 50VA/CL 3P, VF - 1.2 Count & 1.9 FOR 8 HRS., FIXED TYPE, DRAWING NO - PR-849 (F)
12856 | 22kV CAST RESIN POTENTIAL TRANSFORMER RATIO: 22kV/RT3/110V/RT3/110V/RT3-110V/3, CORE 1: 100VA, CLASS: 0.5, CORE 2: 50VA, CLASS: 3P, DRAWOUT TYPE, VOLTAGE FACTOR 1.2 CONTINOUS & 1.9 FOR 8 HOURS. | PT | SWITCHGEAR | PR-PT-22-2C-100/0.5-50/3P-G | PRAGATI | - | - | Nos. |  | Inventory | 22kV CAST RESIN POTENTIAL TRANSFORMER RATIO: 22kV/RT3/110V/RT3/110V/RT3-110V/3, CORE 1: 100VA, CLASS: 0.5, CORE 2: 50VA, CLASS: 3P, DRAWOUT TYPE, VOLTAGE FACTOR 1.2 CONTINOUS & 1.9 FOR 8 HOURS.
12857 | - PT -22KV CAST RESIN POTENTIAL TRANSFORMER RATIO:22KV/RT3/110V/RT3/110/RT3-110V/3; CORE1: 100VA ;CL 1.0, CORE2:50VA;CL 3P, FIXED TYPE, VOLTAGE FACTOR 1.2 CONTINUOUS & 1.9 FOR 8 HOURS | PT | SWITCHGEAR | PR-PT-22-2C-100/1.0-50/3P-F | PRAGATI | - | - | Nos. |  | Inventory | - PT -22KV CAST RESIN POTENTIAL TRANSFORMER RATIO:22KV/RT3/110V/RT3/110/RT3-110V/3; CORE1: 100VA ;CL 1.0, CORE2:50VA;CL 3P, FIXED TYPE, VOLTAGE FACTOR 1.2 CONTINUOUS & 1.9 FOR 8 HOURS
12858 | PT - 22KV PT, PTR - 22KV/RT3/110/RT3/110/RT3-110V/3, CORE: 1 15VA/CL 0.2, CORE: 2 15VA/CL 3P, VF - 1.2 Count & 1.9 FOR 8 HRS., FIXED TYPE, DRAWING NO - PR-2499 (A) | PT | SWITCHGEAR | PR-PT-22-2C-15/0.2-15/3P-F | PRAGATI | 22 | NA | Nos | None | Inventory | PT - 22KV PT, PTR - 22KV/RT3/110/RT3/110/RT3-110V/3, CORE: 1 15VA/CL 0.2, CORE: 2 15VA/CL 3P, VF - 1.2 Count & 1.9 FOR 8 HRS., FIXED TYPE, DRAWING NO - PR-2499 (A)
12859 | 22KV CAST RESIN POTENTIAL TRANSFORMER RATIO: 22KV/RT3/110V/RT3/110V/RT3-110V/3, CORE:1 50VA, CL: 0.5, CORE:2 50VA CL: 3P,DRAWOUT TYPE, VOLTAGE FACTOR 1.2 CONTINOUS & 1.9 FOR 8 HOURS. | PT | SWITCHGEAR | PR-PT-22-2C-50/0.5-50/3P | PRAGATI | _ | NA | Nos |  | Inventory | 22KV CAST RESIN POTENTIAL TRANSFORMER RATIO: 22KV/RT3/110V/RT3/110V/RT3-110V/3, CORE:1 50VA, CL: 0.5, CORE:2 50VA CL: 3P,DRAWOUT TYPE, VOLTAGE FACTOR 1.2 CONTINOUS & 1.9 FOR 8 HOURS.
12860 | 22kV CAST RESIN POTENTIAL TRANSFORMER RATIO: 22kV/RT3/110V/RT3/110V/RT3-110V/3, CORE 1: 50VA, CLASS: 0.5, CORE 2: 50VA, CLASS: 3P, DRAWOUT TYPE, VOLTAGE FACTOR 1.2 CONTINOUS & 1.9 FOR 8 HOURS. | PT | SWITCHGEAR | PR-PT-22-2C-50/0.5-50/3P-G | PRAGATI | - | - | Nos. |  | Inventory | 22kV CAST RESIN POTENTIAL TRANSFORMER RATIO: 22kV/RT3/110V/RT3/110V/RT3-110V/3, CORE 1: 50VA, CLASS: 0.5, CORE 2: 50VA, CLASS: 3P, DRAWOUT TYPE, VOLTAGE FACTOR 1.2 CONTINOUS & 1.9 FOR 8 HOURS.
12861 | PT - 22KV PT, PTR - 22KV/RT3/110/RT3/110/RT3-110V/3, CORE: 1 50VA/CL 1.0, CORE: 2 50VA/CL 3P, VF - 1.2 Count & 1.9 FOR 8 HRS., FIXED TYPE, DRAWING NO - PR-849 (F) | PT | SWITCHGEAR | PR-PT-22-2C-50/1.0-50/3P-F | PRAGATI | 22 | NA | Nos | None | Inventory | PT - 22KV PT, PTR - 22KV/RT3/110/RT3/110/RT3-110V/3, CORE: 1 50VA/CL 1.0, CORE: 2 50VA/CL 3P, VF - 1.2 Count & 1.9 FOR 8 HRS., FIXED TYPE, DRAWING NO - PR-849 (F)
12862 | 22kV CAST RESIN POTENTIAL TRANSFORMER RATIO: 22kV/RT3/110V/RT3/110V/RT3/110V/3, CORE1: 10VA, CLASS : 0.5, CORE:2 30VA, CLASS : 3P,CORE:3 30VA, CLASS : 3P, DRAWOUT TYPE, VOLTAGE FACTOR 1.2 CONTINOUS & 1.9 FOR 8 HOURS. | PT | SWITCHGEAR | PR-PT-22-3C-10/0.5-30/3P-30/3P-G | PRAGATI | - | - | Nos. |  | Inventory | 22kV CAST RESIN POTENTIAL TRANSFORMER RATIO: 22kV/RT3/110V/RT3/110V/RT3/110V/3, CORE1: 10VA, CLASS : 0.5, CORE:2 30VA, CLASS : 3P,CORE:3 30VA, CLASS : 3P, DRAWOUT TYPE, VOLTAGE FACTOR 1.2 CONTINOUS & 1.9 FOR 8 HOURS.
12863 | PT - 22KV PT, PTR - 22KV/RT3/110/RT3/110/RT3/110V/3, CORE: 1 100VA/CL 0.5, CORE: 2 30VA/CL 3P,CORE: 3 30VA/CL 3P VF - 1.2 Count & 1.9 FOR 8 HRS., DRAWOUT TYPE, | PT | SWITCHGEAR | PR-PT-22-3C-100/0.5-30/3P-30/3P-G | PRAGATI | 22 | NA | Nos | None | Inventory | PT - 22KV PT, PTR - 22KV/RT3/110/RT3/110/RT3/110V/3, CORE: 1 100VA/CL 0.5, CORE: 2 30VA/CL 3P,CORE: 3 30VA/CL 3P VF - 1.2 Count & 1.9 FOR 8 HRS., DRAWOUT TYPE,
12864 | PT - 22KV PT, PTR - 22KV/RT3/110/RT3/110/RT3/110V/3, CORE: 1 100VA/CL 0.5, CORE: 2 50VA/CL 3P, CORE: 3 50VA/CL 3P. VF - 1.2 Count & 1.9 FOR 8 HRS., FIXED TYPE, DRAWING NO - PR-849 (F) | PT | SWITCHGEAR | PR-PT-22-3C-100/0.5-50/3P-50/3P-F | PRAGATI | 22 | NA | Nos |  | Inventory | PT - 22KV PT, PTR - 22KV/RT3/110/RT3/110/RT3/110V/3, CORE: 1 100VA/CL 0.5, CORE: 2 50VA/CL 3P, CORE: 3 50VA/CL 3P. VF - 1.2 Count & 1.9 FOR 8 HRS., FIXED TYPE, DRAWING NO - PR-849 (F)
12865 | PT - 22KV PT, PTR - 22KV/RT3/110/RT3/110/RT3/110V/3, CORE: 1 100VA/CL 0.5, CORE: 2 50VA/CL 3P, CORE: 3 50VA/CL 3P. VF - 1.2 Count & 1.9 FOR 8 HRS., DRAWOUT TYPE, DRAWING NO - PR-849 (F) | PT | SWITCHGEAR | PR-PT-22-3C-100/0.5-50/3P-50/3P-G | PRAGATI | 22 | NA | Nos |  | Inventory | PT - 22KV PT, PTR - 22KV/RT3/110/RT3/110/RT3/110V/3, CORE: 1 100VA/CL 0.5, CORE: 2 50VA/CL 3P, CORE: 3 50VA/CL 3P. VF - 1.2 Count & 1.9 FOR 8 HRS., DRAWOUT TYPE, DRAWING NO - PR-849 (F)
12866 | PT - 22KV PT, PTR - 22KV/RT3/110/RT3/110/RT3/110V/RT3, CORE: 1 15VA/CL 0.5, CORE: 2 50VA/CL 0.5, CORE: 3 15VA/CL 0.5. VF - 1.2 Count & 1.9 FOR 8 HRS., FIXED TYPE, | PT | SWITCHGEAR | PR-PT-22-3C-15/0.5-50/0.5-15/0.5-F | PRAGATI | 22 | NA | Nos |  | Inventory | PT - 22KV PT, PTR - 22KV/RT3/110/RT3/110/RT3/110V/RT3, CORE: 1 15VA/CL 0.5, CORE: 2 50VA/CL 0.5, CORE: 3 15VA/CL 0.5. VF - 1.2 Count & 1.9 FOR 8 HRS., FIXED TYPE,
12867 | PT - 22KV PT, PTR - 22KV/RT3/110/RT3/110/RT3/110V/3, CORE: 1 20VA/CL 0.5, CORE: 2 20VA/CL 0.5, CORE: 3 20VA/CL 3P. VF - 1.2 Count & 1.9 FOR 8 HRS., FIXED TYPE, | PT | SWITCHGEAR | PR-PT-22-3C-20/0.5-20/0.5-20/3P-F | PRAGATI | 22 | NA | Nos |  | Inventory | PT - 22KV PT, PTR - 22KV/RT3/110/RT3/110/RT3/110V/3, CORE: 1 20VA/CL 0.5, CORE: 2 20VA/CL 0.5, CORE: 3 20VA/CL 3P. VF - 1.2 Count & 1.9 FOR 8 HRS., FIXED TYPE,
12868 | PT - 22KV PT, PTR - 22KV/RT3/110/RT3/110/RT3/110V/RT3-110V/3, CORE: 1 20VA/CL 0.5, CORE: 2 20VA/CL 0.5, CORE: 3 20VA/CL 3P. VF - 1.2 Count & 1.9 FOR 8 HRS., FIXED TYPE, | PT | SWITCHGEAR | PR-PT-22-3C-20/0.5-20/0.5-20/3P-F. | PRAGATI | 22 | NA | Nos |  | Inventory | PT - 22KV PT, PTR - 22KV/RT3/110/RT3/110/RT3/110V/RT3-110V/3, CORE: 1 20VA/CL 0.5, CORE: 2 20VA/CL 0.5, CORE: 3 20VA/CL 3P. VF - 1.2 Count & 1.9 FOR 8 HRS., FIXED TYPE,
12869 | PT - 22KV PT, PTR - 22KV/RT3/110/RT3/110/RT3, CORE 1: 20VA/CL 0.5, CORE 2: 20VA/CL 3P. VF - 1.2 Count & 1.9 FOR 8 HRS., FIXED TYPE, | PT | SWITCHGEAR | PR-PT-22-3C-20/0.5-20/3P-F | PRAGATI | 22 | NA | Nos |  | Inventory | PT - 22KV PT, PTR - 22KV/RT3/110/RT3/110/RT3, CORE 1: 20VA/CL 0.5, CORE 2: 20VA/CL 3P. VF - 1.2 Count & 1.9 FOR 8 HRS., FIXED TYPE,
12870 | 22kV CAST RESIN PT RATIO: 22kV/RT3/110V/RT3/110V/RT3/110V/3, CORE 1: 30VA, CLASS: 0.2, CORE 2: 30VA, CLASS: 3P, CORE 3: 30VA, CLASS: 3P, DRAW OUT TYPE, VOLTAGE FACTOR 1.2 CONTINOUS & 1.9 FOR 8 HOURS. | PT | SWITCHGEAR | PR-PT-22-3C-30/0.2-30/3P-30/3P-G | PRAGATI | - | - | Nos. |  | Inventory | 22kV CAST RESIN PT RATIO: 22kV/RT3/110V/RT3/110V/RT3/110V/3, CORE 1: 30VA, CLASS: 0.2, CORE 2: 30VA, CLASS: 3P, CORE 3: 30VA, CLASS: 3P, DRAW OUT TYPE, VOLTAGE FACTOR 1.2 CONTINOUS & 1.9 FOR 8 HOURS.
12871 | 22KV PT, PTR - 22KV/RT3/110/RT3/110/RT3/110V/3, CORE: 1 30VA/CL 0.5, CORE: 2 30VA/CL 3P, CORE: 3 30VA/CL 3P. VF - 1.2 Count & 1.9 FOR 8 HRS., FIXED TYPE, DRAWING NO - E4-288/3 , Rev. : 02, ECS22C | PT | SWITCHGEAR | PR-PT-22-3C-30/0.5-30/3P-30/3P-F | PRAGATI | 22 | NA | Nos |  | Inventory | 22KV PT, PTR - 22KV/RT3/110/RT3/110/RT3/110V/3, CORE: 1 30VA/CL 0.5, CORE: 2 30VA/CL 3P, CORE: 3 30VA/CL 3P. VF - 1.2 Count & 1.9 FOR 8 HRS., FIXED TYPE, DRAWING NO - E4-288/3 , Rev. : 02, ECS22C
12872 | 22kV CAST RESIN POTENTIAL TRANSFORMER RATIO: 22kV/RT3/110V/RT3/110V/RT3/110V/3, CORE1: 30VA, CLASS : 0.5, CORE:2 30VA, CLASS : 3P,CORE:3 30VA, CLASS : 3P, DRAWOUT TYPE, VOLTAGE FACTOR 1.2 CONTINOUS & 1.9 FOR 8 HOURS. | PT | SWITCHGEAR | PR-PT-22-3C-30/0.5-30/3P-30/3P-G | PRAGATI | - | - | Nos. |  | Inventory | 22kV CAST RESIN POTENTIAL TRANSFORMER RATIO: 22kV/RT3/110V/RT3/110V/RT3/110V/3, CORE1: 30VA, CLASS : 0.5, CORE:2 30VA, CLASS : 3P,CORE:3 30VA, CLASS : 3P, DRAWOUT TYPE, VOLTAGE FACTOR 1.2 CONTINOUS & 1.9 FOR 8 HOURS.
12873 | 22kV CAST RESIN POTENTIAL TRANSFORMER RATIO: 22kV/RT3/110V/RT3/110V/RT3/110V/3, CORE1: 30VA, CLASS : 0.5, CORE:2 50VA, CLASS : 3P,CORE:3 30VA, CLASS : 3P, DRAWOUT TYPE, VOLTAGE FACTOR 1.2 CONTINOUS & 1.9 FOR 8 HOURS. | PT | SWITCHGEAR | PR-PT-22-3C-30/0.5-50/3P-30/3P-G | PRAGATI | - | - | Nos. |  | Inventory | 22kV CAST RESIN POTENTIAL TRANSFORMER RATIO: 22kV/RT3/110V/RT3/110V/RT3/110V/3, CORE1: 30VA, CLASS : 0.5, CORE:2 50VA, CLASS : 3P,CORE:3 30VA, CLASS : 3P, DRAWOUT TYPE, VOLTAGE FACTOR 1.2 CONTINOUS & 1.9 FOR 8 HOURS.
12874 | 22KV PT, PTR - 22KV/RT3/110/RT3/110/RT3/110V/3, CORE: 1 30VA/CL 1.0, CORE: 2 30VA/CL 3P, CORE: 3 30VA/CL 3P. VF - 1.2 Count & 1.9 FOR 8 HRS., FIXED TYPE, DRAWING NO - E4-288/3 , Rev. : 02, ECS22C | PT | SWITCHGEAR | PR-PT-22-3C-30/1.0-30/3P-30/3P-F | PRAGATI | 22 | NA | Nos |  | Inventory | 22KV PT, PTR - 22KV/RT3/110/RT3/110/RT3/110V/3, CORE: 1 30VA/CL 1.0, CORE: 2 30VA/CL 3P, CORE: 3 30VA/CL 3P. VF - 1.2 Count & 1.9 FOR 8 HRS., FIXED TYPE, DRAWING NO - E4-288/3 , Rev. : 02, ECS22C
12456 | PERFORATED SHEET 2440X900X.8 MM WITH HOLE1 MM DIA PERFORATION | CRCA | METAL | PERFORATED-2440X900X.8 | REPUTED | _ | NA | KGS |  | Inventory | PERFORATED SHEET 2440X900X.8 MM WITH HOLE1 MM DIA PERFORATION
12457 | PERFORATED SHEET HOLE DIA-8MM | CRCA | METAL | PERFORATED-2500X1200X1-HOLE-8MM | REPUTED | _ | NA | KGS |  | Inventory | PERFORATED SHEET HOLE DIA-8MM
12458 | PERFORATED SHEET HOLE DIA 8MM | CRCA | METAL | PERFORATED-2500X1200X2-HOLE-8MM | REPUTED | _ | NA | KGS |  | Inventory | PERFORATED SHEET HOLE DIA 8MM
12459 | PERFORATED SHEET 2500X900X1 MM WITH 0.8 MM DIA PERFORATION | CRCA | METAL | PERFORATED-2500X900X1-HOLE-0.8MM | REPUTED | _ | NA | KGS |  | Inventory | PERFORATED SHEET 2500X900X1 MM WITH 0.8 MM DIA PERFORATION
12460 | PET STRAP GREEN 15MM X 0.7MM X 1500 MTRS EMBOSING | PACKING MATERIAL | PACKING | PET-STRAP | REPUTED | _ | NA | ROLL |  | Inventory | PET STRAP GREEN 15MM X 0.7MM X 1500 MTRS EMBOSING
12461 | Blind back plate,100x600(HxW)mm | ArTuK | LV PANEL | PF1005-1 | ABB | - | - | KGS |  | Inventory | Blind back plate,100x600(HxW)mm
12462 | Blind back plate,100x500(HxW)mm | ArTuK | LV PANEL | PF1505-1 | ABB | - | - | KGS |  | Inventory | Blind back plate,100x500(HxW)mm
12463 | Blind back plate,200x600(HxW)mm | ArTuK | LV PANEL | PF2005-1 | ABB | - | - | KGS |  | Inventory | Blind back plate,200x600(HxW)mm
12464 | Blind back plate,200x1000(HxW)mm | ArTuK | LV PANEL | PF2100-1 | ABB | - | - | KGS |  | Inventory | Blind back plate,200x1000(HxW)mm
12465 | Blind back plate,200x500(HxW)mm | ArTuK | LV PANEL | PF2505-1 | ABB | - | - | KGS |  | Inventory | Blind back plate,200x500(HxW)mm
12466 | Blind back plate,200x800(HxW)mm | ArTuK | LV PANEL | PF2805-1 | ABB | - | - | KGS |  | Inventory | Blind back plate,200x800(HxW)mm
12467 | Blind back plate,300x600(HxW)mm | ArTuK | LV PANEL | PF3005-1 | ABB | - | - | KGS |  | Inventory | Blind back plate,300x600(HxW)mm
12468 | Blind back plate,300x1000(HxW)mm. | ArTuK | LV PANEL | PF3090-1 | ABB | - | - | KGS |  | Inventory | Blind back plate,300x1000(HxW)mm.
12469 | Blind back plate,300x1000(HxW)mm | ArTuK | LV PANEL | PF3100-1 | ABB | - | - | KGS |  | Inventory | Blind back plate,300x1000(HxW)mm
12470 | Blind back plate,300x1200(HxW)mm | ArTuK | LV PANEL | PF3100/2-1 | ABB | - | - | KGS |  | Inventory | Blind back plate,300x1200(HxW)mm
12471 | Blind back plate,300x390(HxW)mm | ArTuK | LV PANEL | PF3405-1 | ABB | - | - | KGS |  | Inventory | Blind back plate,300x390(HxW)mm
12472 | Blind back plate,300x500(HxW)mm | ArTuK | LV PANEL | PF3505-1 | ABB | - | - | KGS |  | Inventory | Blind back plate,300x500(HxW)mm
12473 | Blind back plate,300x800(HxW)mm | ArTuK | LV PANEL | PF3805-1 | ABB | - | - | KGS |  | Inventory | Blind back plate,300x800(HxW)mm
12474 | Blind back plate,400x600(HxW)mm | ArTuK | LV PANEL | PF4005-1 | ABB | - | - | KGS |  | Inventory | Blind back plate,400x600(HxW)mm
12475 | Blind back plate,400x1000(HxW)mm. | ArTuK | LV PANEL | PF4090-1 | ABB | - | - | KGS |  | Inventory | Blind back plate,400x1000(HxW)mm.
12476 | Blind back plate,400x1000(HxW)mm | ArTuK | LV PANEL | PF4100-1 | ABB | - | - | KGS |  | Inventory | Blind back plate,400x1000(HxW)mm
12477 | Blind back plate,400x1200(HxW)mm | ArTuK | LV PANEL | PF4100/2-1 | ABB | - | - | KGS |  | Inventory | Blind back plate,400x1200(HxW)mm
12478 | Blind back plate,400x500(HxW)mm | ArTuK | LV PANEL | PF4505-1 | ABB | - | - | KGS |  | Inventory | Blind back plate,400x500(HxW)mm
12479 | Blind back plate,400x800(HxW)mm | ArTuK | LV PANEL | PF4805-1 | ABB | - | - | KGS |  | Inventory | Blind back plate,400x800(HxW)mm
12480 | Blind back plate,500x600(HxW)mm | ArTuK | LV PANEL | PF5005-1 | ABB | - | - | KGS |  | Inventory | Blind back plate,500x600(HxW)mm
12481 | Blind back plate,500x1000(HxW)mm | ArTuK | LV PANEL | PF5100-1 | ABB | - | - | KGS |  | Inventory | Blind back plate,500x1000(HxW)mm
12482 | Blind back plate,500x500(HxW)mm | ArTuK | LV PANEL | PF5505-1 | ABB | - | - | KGS |  | Inventory | Blind back plate,500x500(HxW)mm
12483 | Blind back plate,500x800(HxW)mm | ArTuK | LV PANEL | PF5805-1 | ABB | - | - | KGS |  | Inventory | Blind back plate,500x800(HxW)mm
12484 | Blind back plate,600x600(HxW)mm | ArTuK | LV PANEL | PF6005-1 | ABB | - | - | KGS |  | Inventory | Blind back plate,600x600(HxW)mm
12485 | Blind back plate,600x500(HxW)mm | ArTuK | LV PANEL | PF6505-1 | ABB | - | - | KGS |  | Inventory | Blind back plate,600x500(HxW)mm
12486 | Blind back plate,700x600(HxW)mm | ArTuK | LV PANEL | PF7005-1 | ABB | - | - | KGS |  | Inventory | Blind back plate,700x600(HxW)mm
12487 | Blind back plate,700x390(HxW)mm | ArTuK | LV PANEL | PF7405-1 | ABB | - | - | KGS |  | Inventory | Blind back plate,700x390(HxW)mm
12488 | Blind back plate,700x500(HxW)mm | ArTuK | LV PANEL | PF7505-1 | ABB | - | - | KGS |  | Inventory | Blind back plate,700x500(HxW)mm
12875 | 22kV CAST RESIN PT RATIO: 22kV/RT3/110V/RT3/110V/RT3/110V/3, CORE 1: 50VA, CLASS: 0.2, CORE 2: 30VA, CLASS: 3P, CORE 3: 30VA, CLASS: 3P, DRAWOUT TYPE (WITH RAMP), VOLTAGE FACTOR 1.2 CONTINOUS & 1.9 FOR 8 HOURS. | PT | SWITCHGEAR | PR-PT-22-3C-50/0.2-30/3P-30/3P-G | PRAGATI | - | - | Nos. |  | Inventory | 22kV CAST RESIN PT RATIO: 22kV/RT3/110V/RT3/110V/RT3/110V/3, CORE 1: 50VA, CLASS: 0.2, CORE 2: 30VA, CLASS: 3P, CORE 3: 30VA, CLASS: 3P, DRAWOUT TYPE (WITH RAMP), VOLTAGE FACTOR 1.2 CONTINOUS & 1.9 FOR 8 HOURS.
12490 | 130X220MM, DRG NO - PG-UJ-02, | INSULATOR | BUSBAR & ACCESSORIES | PG-130X220MM | PRESSGEL | _ | NA | Nos | None | Inventory | 130X220MM, DRG NO - PG-UJ-02,
12876 | 22kV CAST RESIN POTENTIAL TRANSFORMER RATIO: 22kV/RT3/110V/RT3/110V/RT3/110V/RT3-110V/3, CORE1: 50VA, CLASS : 0.2, CORE:2 50VA, CLASS : 3P,CORE:3 50VA, CLASS : 3P, DRAWOUT TYPE, VOLTAGE FACTOR 1.2 CONTINOUS & 1.9 FOR 8 HOURS. | PT | SWITCHGEAR | PR-PT-22-3C-50/0.2-50/3P-50/3P-G | PRAGATI | - | - | Nos. |  | Inventory | 22kV CAST RESIN POTENTIAL TRANSFORMER RATIO: 22kV/RT3/110V/RT3/110V/RT3/110V/RT3-110V/3, CORE1: 50VA, CLASS : 0.2, CORE:2 50VA, CLASS : 3P,CORE:3 50VA, CLASS : 3P, DRAWOUT TYPE, VOLTAGE FACTOR 1.2 CONTINOUS & 1.9 FOR 8 HOURS.
12492 | 75X130MM. | INSULATOR | BUSBAR & ACCESSORIES | PG-75X130MM | PRESSGEL | _ | NA | Nos |  | Inventory | 75X130MM.
12493 | INSULATOR 85X210MM | INSULATOR | BUSBAR & ACCESSORIES | PG-85X210MM | PRESSGEL | _ | NA | Nos |  | Inventory | INSULATOR 85X210MM
12494 | 95X130MM for 11kV Busbar Support,DRAWING NO.PG-151 | INSULATOR | BUSBAR & ACCESSORIES | PG-95X130MM | PRESSGEL | - | - | Nos. |  | Inventory | 95X130MM for 11kV Busbar Support,DRAWING NO.PG-151
12877 | 22KV CAST RESIN POTENTIAL TRANSFORMER RATIO: 22KV/RT3/110V/RT3/110V/RT3/110V/3, CORE:1 50VA, CL: 0.5, CORE:2 50VA CL: 3P,CORE:3 50VA, CL: 3P, FIXED TYPE, VOLTAGE FACTOR 1.2 CONTINOUS & 1.9 FOR 8 HOURS. BIL : 24KV/50KVP/125KVP | PT | SWITCHGEAR | PR-PT-22-3C-50/0.5-50/3P-50/3P-F | PRAGATI | _ | NA | Nos |  | Inventory | 22KV CAST RESIN POTENTIAL TRANSFORMER RATIO: 22KV/RT3/110V/RT3/110V/RT3/110V/3, CORE:1 50VA, CL: 0.5, CORE:2 50VA CL: 3P,CORE:3 50VA, CL: 3P, FIXED TYPE, VOLTAGE FACTOR 1.2 CONTINOUS & 1.9 FOR 8 HOURS. BIL : 24KV/50KVP/125KVP
12878 | 22kV CAST RESIN POTENTIAL TRANSFORMER RATIO: 22kV/RT3/110V/RT3/110V/RT3/110V/3, CORE1: 50VA, CLASS : 0.5, CORE:2 50VA, CLASS : 3P,CORE:3 50VA, CLASS : 3P, DRAWOUT TYPE, VOLTAGE FACTOR 1.2 CONTINOUS & 1.9 FOR 8 HOURS. | PT | SWITCHGEAR | PR-PT-22-3C-50/0.5-50/3P-50/3P-G | PRAGATI | - | - | Nos. |  | Inventory | 22kV CAST RESIN POTENTIAL TRANSFORMER RATIO: 22kV/RT3/110V/RT3/110V/RT3/110V/3, CORE1: 50VA, CLASS : 0.5, CORE:2 50VA, CLASS : 3P,CORE:3 50VA, CLASS : 3P, DRAWOUT TYPE, VOLTAGE FACTOR 1.2 CONTINOUS & 1.9 FOR 8 HOURS.
12879 | 22KV CAST RESIN POTENTIAL TRANSFORMER RATIO: 22KV/RT3/110V/RT3/110V/RT3/110V/3, CORE:1 50VA, CL: 1.0, CORE:2 50VA CL: 3P,CORE:3 50VA, CL: 3P, FIXED TYPE, VOLTAGE FACTOR 1.2 CONTINOUS & 1.9 FOR 8 HOURS. | PT | SWITCHGEAR | PR-PT-22-3C-50/1.0-50/3P-50/3P-F | PRAGATI | _ | NA | Nos |  | Inventory | 22KV CAST RESIN POTENTIAL TRANSFORMER RATIO: 22KV/RT3/110V/RT3/110V/RT3/110V/3, CORE:1 50VA, CL: 1.0, CORE:2 50VA CL: 3P,CORE:3 50VA, CL: 3P, FIXED TYPE, VOLTAGE FACTOR 1.2 CONTINOUS & 1.9 FOR 8 HOURS.
12880 | 24kV CAST RESIN PT RATIO:24kV/RT3/110V/RT3/110V/RT3/110V/RT3, CORE 1: 20VA, CLASS: 0.5, CORE 2 :75VA, CLASS : 0.5, CORE 3 :30VA, CLASS : 3P, FIXED TYPE, VOLTAGE FACTOR 1.5 CONTINUOUS & 1.9 TIMES FOR 8 HOURS. | PT | SWITCHGEAR | PR-PT-24-3C-20/0.5-110/0.5-30/3P-F | PRAGATI | - | NA | Nos |  | Inventory | 24kV CAST RESIN PT RATIO:24kV/RT3/110V/RT3/110V/RT3/110V/RT3, CORE 1: 20VA, CLASS: 0.5, CORE 2 :75VA, CLASS : 0.5, CORE 3 :30VA, CLASS : 3P, FIXED TYPE, VOLTAGE FACTOR 1.5 CONTINUOUS & 1.9 TIMES FOR 8 HOURS.
12881 | POTENTIAL TRAFO, 3-PH, PRIMARY-800V SEC. , 2 CORE, CORE1 - 110/RT3, CL-0.2, 30VA & CORE2 110/RT3, CL-3P, 30VA | PT | SWITCHGEAR | PR-PT-2C-800/C1-110/RT3,CL-0.2-C2-110/RT3,CL-3P | PRAGATI | - | NA | Nos |  | Inventory | POTENTIAL TRAFO, 3-PH, PRIMARY-800V SEC. , 2 CORE, CORE1 - 110/RT3, CL-0.2, 30VA & CORE2 110/RT3, CL-3P, 30VA
12882 | PT - 3.3KV PT, PTR - 3.3KV/RT3/110/RT3/110/RT3-110V/3, CORE: 1 100VA/CL 0.5, CORE: 2 50VA/CL 3P, VF - 1.2 Count & 1.9 FOR 8 HRS., FIXED TYPE, DRAWING NO - PR-1760 | PT | SWITCHGEAR | PR-PT-3.3-2C-100/0.5-50/3P-F | PRAGATI | 3.3 | NA | Nos | None | Inventory | PT - 3.3KV PT, PTR - 3.3KV/RT3/110/RT3/110/RT3-110V/3, CORE: 1 100VA/CL 0.5, CORE: 2 50VA/CL 3P, VF - 1.2 Count & 1.9 FOR 8 HRS., FIXED TYPE, DRAWING NO - PR-1760
12883 | PT - 3.3KV PT, PTR - 3.3KV/RT3/110/RT3/110/RT3-110V/3, CORE: 1 100VA/CL 0.5, CORE: 2 50VA/CL 3P, VF - 1.2 Count & 1.9 FOR 8 HRS., GUN TYPE, DRAWING NO - PR-1770 | PT | SWITCHGEAR | PR-PT-3.3-2C-100/0.5-50/3P-G | PRAGATI | 3.3 | NA | Nos | None | Inventory | PT - 3.3KV PT, PTR - 3.3KV/RT3/110/RT3/110/RT3-110V/3, CORE: 1 100VA/CL 0.5, CORE: 2 50VA/CL 3P, VF - 1.2 Count & 1.9 FOR 8 HRS., GUN TYPE, DRAWING NO - PR-1770
12884 | PT - 3.3KV PT, PTR - 3.3KV/RT3/110/RT3/110/RT3-110V/3, CORE: 1 100VA/CL 1.0, CORE: 2 50VA/CL 3P, VF - 1.2 Count & 1.9 FOR 8 HRS., FIXED TYPE, DRAWING NO - PR-1759 E | PT | SWITCHGEAR | PR-PT-3.3-2C-100/1.0-50/3P-F | PRAGATI | 3.3 | NA | Nos | None | Inventory | PT - 3.3KV PT, PTR - 3.3KV/RT3/110/RT3/110/RT3-110V/3, CORE: 1 100VA/CL 1.0, CORE: 2 50VA/CL 3P, VF - 1.2 Count & 1.9 FOR 8 HRS., FIXED TYPE, DRAWING NO - PR-1759 E
12885 | PT - 3.3KV PT, PTR - 3.3KV/RT3/110/RT3/110/RT3-110V/3, CORE: 1 100VA/CL 1.0, CORE: 2 50VA/CL 3P, VF - 1.2 Count & 1.9 FOR 8 HRS., GUN TYPE, DRAWING NO - PR-1427 D | PT | SWITCHGEAR | PR-PT-3.3-2C-100/1.0-50/3P-G | PRAGATI | 3.3 | NA | Nos | None | Inventory | PT - 3.3KV PT, PTR - 3.3KV/RT3/110/RT3/110/RT3-110V/3, CORE: 1 100VA/CL 1.0, CORE: 2 50VA/CL 3P, VF - 1.2 Count & 1.9 FOR 8 HRS., GUN TYPE, DRAWING NO - PR-1427 D
12886 | PT - 3.3KV PT, PTR - 3.3KV/RT3/110/RT3/110/RT3-110V/3, CORE: 1 50VA/CL 0.2, CORE: 2 50VA/CL 3P, VF - 1.2 Count & 1.9 FOR 8 HRS., FIXED TYPE, DRAWING NO - PR-1760 | PT | SWITCHGEAR | PR-PT-3.3-2C-50/0.2-50/3P-F | PRAGATI | 3.3 | NA | Nos | None | Inventory | PT - 3.3KV PT, PTR - 3.3KV/RT3/110/RT3/110/RT3-110V/3, CORE: 1 50VA/CL 0.2, CORE: 2 50VA/CL 3P, VF - 1.2 Count & 1.9 FOR 8 HRS., FIXED TYPE, DRAWING NO - PR-1760
12887 | PT - 3.3KV PT, PTR - 3.3KV/RT3/110/RT3/110/RT3-110V/3, CORE: 1 50VA/CL 0.2, CORE: 2 50VA/CL 3P, VF - 1.2 Count & 1.9 FOR 8 HRS., GUN TYPE, DRAWING NO - PR-1770 | PT | SWITCHGEAR | PR-PT-3.3-2C-50/0.2-50/3P-G | PRAGATI | 3.3 | NA | Nos | None | Inventory | PT - 3.3KV PT, PTR - 3.3KV/RT3/110/RT3/110/RT3-110V/3, CORE: 1 50VA/CL 0.2, CORE: 2 50VA/CL 3P, VF - 1.2 Count & 1.9 FOR 8 HRS., GUN TYPE, DRAWING NO - PR-1770
12888 | PT - 3.3KV PT, PTR - 3.3KV/RT3/110/RT3/110/RT3-110V/3, CORE: 1 50VA/CL 0.5, CORE: 2 50VA/CL 3P, VF - 1.2 Count & 1.9 FOR 8 HRS., GUN TYPE, DRAWING NO - PR-1427 D | PT | SWITCHGEAR | PR-PT-3.3-2C-50/0.5-5/3P-G | PRAGATI | 3.3 | NA | Nos | None | Inventory | PT - 3.3KV PT, PTR - 3.3KV/RT3/110/RT3/110/RT3-110V/3, CORE: 1 50VA/CL 0.5, CORE: 2 50VA/CL 3P, VF - 1.2 Count & 1.9 FOR 8 HRS., GUN TYPE, DRAWING NO - PR-1427 D
12889 | PT - 3.3KV PT, PTR - 3.3KV/RT3/110/RT3/110/RT3-110V/3, CORE: 1 50VA/CL 0.5, CORE: 2 50VA/CL 3P, VF - 1.2 Count & 1.9 FOR 8 HRS., FIXED TYPE, DRAWING NO - PR-1759 E | PT | SWITCHGEAR | PR-PT-3.3-2C-50/0.5-50/3P-F | PRAGATI | 3.3 | NA | Nos | None | Inventory | PT - 3.3KV PT, PTR - 3.3KV/RT3/110/RT3/110/RT3-110V/3, CORE: 1 50VA/CL 0.5, CORE: 2 50VA/CL 3P, VF - 1.2 Count & 1.9 FOR 8 HRS., FIXED TYPE, DRAWING NO - PR-1759 E
12508 | A1, A2, A3, A4, A7, B1, B2, B3, B4, C1, C2, C3, C4, C7, D7, E, | CASTLE LOCK | ACCESSORIES | PI 01-KEY | PATLON | _ | NA | Nos | None | Inventory | A1, A2, A3, A4, A7, B1, B2, B3, B4, C1, C2, C3, C4, C7, D7, E,
12509 | lOGIC:(P+5) (C1+C2+C3+C4+C7 IN = E OUT), 5 KEY IN & 1 KEY OUT, | CASTLE LOCK | ACCESSORIES | PI 02 | PATLON | _ | NA | Nos | None | Inventory | lOGIC:(P+5) (C1+C2+C3+C4+C7 IN = E OUT), 5 KEY IN & 1 KEY OUT,
12510 | PRA-2 / FORM: A / RL:9mm, EL:27.5mm, ENGRAVING : A7, E, | CASTLE LOCK | ACCESSORIES | PI 99178 PRA-2 | PATLON | _ | NA | Nos | None | Inventory | PRA-2 / FORM: A / RL:9mm, EL:27.5mm, ENGRAVING : A7, E,
12511 | KEY CONDITION: 2 / FORM: A / RL:0mm, EL:15mm, ENGRAVING: A7-D7 TRAP + C7 FREE = ROD RETRACT, MAKE - PATLON | CASTLE LOCK | ACCESSORIES | PI 99184 | PATLON | _ | NA | Nos | None | Inventory | KEY CONDITION: 2 / FORM: A / RL:0mm, EL:15mm, ENGRAVING: A7-D7 TRAP + C7 FREE = ROD RETRACT, MAKE - PATLON
12512 | KEY CONDITION: 1/FORM:A/RL:0mm, EL:15mm, ENGRAVING : A1:B1, A2:B2, A3:B3, A4:B4. KEY - AX & BX, TRAP, ROD=RETRACT, DRAWING NO - PI-99184-RO, MAKE : PATLON | CASTLE LOCK | ACCESSORIES | PI 99184 CONDITION-1 | PATLON | _ | NA | Nos | None | Inventory | KEY CONDITION: 1/FORM:A/RL:0mm, EL:15mm, ENGRAVING : A1:B1, A2:B2, A3:B3, A4:B4. KEY - AX & BX, TRAP, ROD=RETRACT, DRAWING NO - PI-99184-RO, MAKE : PATLON
12513 | KEY CONDITION: 2/FORM:A/RL:0mm, EL:15mm, ENGRAVING : A1:C1, A2:C2, A3:C3, A4:C4. & KEY- AX TRAP, CX FREE, ROD RETRACT, DRAWING NO - PI-99184-RO, MAKE- PATLON | CASTLE LOCK | ACCESSORIES | PI 99184 CONDITION-2 | PATLON | _ | NA | Nos | None | Inventory | KEY CONDITION: 2/FORM:A/RL:0mm, EL:15mm, ENGRAVING : A1:C1, A2:C2, A3:C3, A4:C4. & KEY- AX TRAP, CX FREE, ROD RETRACT, DRAWING NO - PI-99184-RO, MAKE- PATLON
12514 | PRA-2 - PI 0001- (90 degree anticlockwise key trap) | CASTLE LOCK | ACCESSORIES | PI-0001-RO-EX | PATLON | _ | NA | Nos |  | Inventory | PRA-2 - PI 0001- (90 degree anticlockwise key trap)
12515 | CASTLE LOCK JUNCTION BOX 3 NOS LOCK WITH LETTER B, C, D Cat No: PI 02 Drawing No: PI-KEB02-RO-EX-Rev.01 Logic: (P+2) | CASTLE LOCK | ACCESSORIES | PI-02-JUNCTION-BOX-B,C,D | PATLON | - | - | Nos. |  | Inventory | CASTLE LOCK JUNCTION BOX 3 NOS LOCK WITH LETTER B, C, D Cat No: PI 02 Drawing No: PI-KEB02-RO-EX-Rev.01 Logic: (P+2)
12516 | HEAVY DUTY CASTEL LOCK, 3 LOCKS WITH LETTER A, C, D Cat No: PI 99178, Drg No: PI-99178-RO-2H-EX PRA-2 / Form: A /RL: 9mm, EL: 27.5mm A = 1no, C = 1no, D = 1no | CASTLE LOCK | ACCESSORIES | PI-99178-LOCK-A,C,D | PATLON | - | - | Nos. |  | Inventory | HEAVY DUTY CASTEL LOCK, 3 LOCKS WITH LETTER A, C, D Cat No: PI 99178, Drg No: PI-99178-RO-2H-EX PRA-2 / Form: A /RL: 9mm, EL: 27.5mm A = 1no, C = 1no, D = 1no
12517 | HEAVY DUTY CASTEL LOCK, COMBINE LOCK A-B Cat No: PI-99184, Drawing No: PI-99184-RO-EX Form A / RL: 0mm, EL: 15mm / Key Condition 2 Engraving: A-B | CASTLE LOCK | ACCESSORIES | PI-99184-LOCK-A-B | PATLON | - | - | Nos. |  | Inventory | HEAVY DUTY CASTEL LOCK, COMBINE LOCK A-B Cat No: PI-99184, Drawing No: PI-99184-RO-EX Form A / RL: 0mm, EL: 15mm / Key Condition 2 Engraving: A-B
12518 | PIN TYPE BUSBAR LINK FOR DP MCB-DP 13 MOD, (EQ. TO 1SYN360025P0001, ABB MAKE) | MCB Accessories | LV_Switchgear | PIN-B/B-MCB-DP-13MOD-ABBEQ | REPUTED | 0 | - | Nos. |  | Inventory | PIN TYPE BUSBAR LINK FOR DP MCB-DP 13 MOD, (EQ. TO 1SYN360025P0001, ABB MAKE)
12519 | PIN FOR SIEMENS LT HINGE ZYP TYPE, | HINGE | ACCESSORIES | PIN-FOR-SIEMENS-LT-HINGE | REPUTED | _ | NA | Nos |  | Inventory | PIN FOR SIEMENS LT HINGE ZYP TYPE,
12520 | PIPE-1/2-GI PIPE | PIPE | METAL | PIPE-1/2 | - | - | - | MTRS |  | Inventory | PIPE-1/2-GI PIPE
12521 | PIPE-NB25_(M) | PIPE | METAL | PIPE-NB25_(M) | REPUTED | _ | NA | KGS |  | Inventory | PIPE-NB25_(M)
12522 | PIPE-OD-30-ID-25-730 LENGTH FOR JOB NO-3323 | PIPE | METAL | PIPE-OD-30-ID-25 | REPUTED | _ | NA | Nos |  | Inventory | PIPE-OD-30-ID-25-730 LENGTH FOR JOB NO-3323
12523 | SQUARE PIPE-140X140X4 | PIPE | METAL | PIPE-SQUARE-140X140X4 | REPUTED | _ | NA | KGS |  | Inventory | SQUARE PIPE-140X140X4
12524 | SQUARE PIPE 25X25MM | PIPE | METAL | PIPE-SQUARE-25X25 | REPUTED | _ | NA | KGS |  | Inventory | SQUARE PIPE 25X25MM
12525 | SQUARE PIPE 40X40MM | PIPE | METAL | PIPE-SQUARE-40X40 | REPUTED | _ | NA | KGS |  | Inventory | SQUARE PIPE 40X40MM
12526 | SQUARE PIPE 50X50MM | PIPE | METAL | PIPE-SQUARE-50X50 | REPUTED | _ | NA | KGS |  | Inventory | SQUARE PIPE 50X50MM
12890 | PT - 3.3KV PT, PTR - 3.3KV/RT3/110/RT3/110/RT3/110V/3, CORE: 1 100VA/CL 0.5, CORE: 2 50VA/CL 3P, CORE: 3 50VA/CL 3P. VF - 1.2 Count & 1.9 FOR 8 HRS., FIX TYPE, DRAWING NO - PR-1760 | PT | SWITCHGEAR | PR-PT-3.3-3C-100/0.5-50/3P-50/3P-F | PRAGATI | 3.3 | NA | Nos | None | Inventory | PT - 3.3KV PT, PTR - 3.3KV/RT3/110/RT3/110/RT3/110V/3, CORE: 1 100VA/CL 0.5, CORE: 2 50VA/CL 3P, CORE: 3 50VA/CL 3P. VF - 1.2 Count & 1.9 FOR 8 HRS., FIX TYPE, DRAWING NO - PR-1760
12891 | PT - 3.3KV PT, PTR - 3.3KV/RT3/110/RT3/110/RT3/110V/3, CORE: 1 100VA/CL 0.5, CORE: 2 50VA/CL 3P, CORE: 3 50VA/CL 3P. VF - 1.2 Count & 1.9 FOR 8 HRS., GUN TYPE, DRAWING NO - PR-1770 (F) | PT | SWITCHGEAR | PR-PT-3.3-3C-100/0.5-50/3P-50/3P-G | PRAGATI | 3.3 | NA | Nos | None | Inventory | PT - 3.3KV PT, PTR - 3.3KV/RT3/110/RT3/110/RT3/110V/3, CORE: 1 100VA/CL 0.5, CORE: 2 50VA/CL 3P, CORE: 3 50VA/CL 3P. VF - 1.2 Count & 1.9 FOR 8 HRS., GUN TYPE, DRAWING NO - PR-1770 (F)
12892 | 3300/V3/110/V3, ..HSV : 3.6 kV IL : 3.6/10/40 kVp 200 VA Class :1.0 VF : 1.2 Continuous. Fix Type, 3 Limb & 3 Ph. with fuse - Cooper Bussman Make drg. no PR-501(B) | PT | SWITCHGEAR | PR-PT-3.3-3PHASE LIMB TYPE PT | PRAGATI | 3.3 | NA | Nos | None | Inventory | 3300/V3/110/V3, ..HSV : 3.6 kV IL : 3.6/10/40 kVp 200 VA Class :1.0 VF : 1.2 Continuous. Fix Type, 3 Limb & 3 Ph. with fuse - Cooper Bussman Make drg. no PR-501(B)
12893 | PT - 30KV PT, PTR - 30KV/RT3/110/RT3/110/RT3-110V/3, CORE: 1 50VA/CL 0.5, CORE: 2 50VA/CL 3P, VF - 1.2 Count & 1.9 FOR 8 HRS., FIXED TYPE, DRAWING NO - PR-1338 (G) TYPE 1 | PT | SWITCHGEAR | PR-PT-30-2C-50/0.5-50/3P-F | PRAGATI | 30 | NA | Nos | None | Inventory | PT - 30KV PT, PTR - 30KV/RT3/110/RT3/110/RT3-110V/3, CORE: 1 50VA/CL 0.5, CORE: 2 50VA/CL 3P, VF - 1.2 Count & 1.9 FOR 8 HRS., FIXED TYPE, DRAWING NO - PR-1338 (G) TYPE 1
12894 | PT - 30KV PT, PTR - 30KV/RT3/110/RT3/110/RT3/110V/3, CORE: 1 50VA/CL 0.5, CORE: 2 50VA/CL 3P, CORE: 3 50VA/CL 3P. VF - 1.2 Count & 1.9 FOR 8 HRS., FIXED TYPE, DRAWING NO - PR-1338 (G) TYPE 1 | PT | SWITCHGEAR | PR-PT-30-3C-50/0.5-50/3P-50/3P-F | PRAGATI | 30 | NA | Nos | None | Inventory | PT - 30KV PT, PTR - 30KV/RT3/110/RT3/110/RT3/110V/3, CORE: 1 50VA/CL 0.5, CORE: 2 50VA/CL 3P, CORE: 3 50VA/CL 3P. VF - 1.2 Count & 1.9 FOR 8 HRS., FIXED TYPE, DRAWING NO - PR-1338 (G) TYPE 1
12895 | 30kV CAST RESIN PT RATIO: 30kV/RT3/100V/RT3/100V/RT3/100V/3, CORE 1: 50VA, CLASS: 0.5, CORE 2: 50VA, CLASS: 3P,CORE 3: 50VA, CLASS: 3P, FIXED TYPE, VOLTAGE FACTOR 1.2 CONTINOUS & 1.9 FOR 8 HOURS. | PT | SWITCHGEAR | PR-PT-30-3C-50/0.5-50/3P-50/3P-F/100V | PRAGATI | 30 | - | Nos. |  | Inventory | 30kV CAST RESIN PT RATIO: 30kV/RT3/100V/RT3/100V/RT3/100V/3, CORE 1: 50VA, CLASS: 0.5, CORE 2: 50VA, CLASS: 3P,CORE 3: 50VA, CLASS: 3P, FIXED TYPE, VOLTAGE FACTOR 1.2 CONTINOUS & 1.9 FOR 8 HOURS.
12896 | 33kV PT 33kV/RT3/110V/RT3, OUTDOOR OIL COOLED,CORE 1: 25VA, CLASS: 0.2s, FIXED TYPE, VOLTAGE FACTOR 1.2 CONTINOUS & 1.9 FOR 8 HOURS | PT | SWITCHGEAR | PR-PT-33-1C-25/0.2S-F-OUTDOOR | PRAGATI | - | - | Nos. |  | Inventory | 33kV PT 33kV/RT3/110V/RT3, OUTDOOR OIL COOLED,CORE 1: 25VA, CLASS: 0.2s, FIXED TYPE, VOLTAGE FACTOR 1.2 CONTINOUS & 1.9 FOR 8 HOURS
12534 | PRINTER - Passbook printing device with scanner module | PRINTER | ACCESSORIES | PLQ22 | EPSON | - | - | Nos |  | Inventory | PRINTER - Passbook printing device with scanner module
12897 | PT - 33KV PT, PTR - 33kV/RT3/110V/RT3/110V/RT3, CORE: 1 10VA/CL 0.2, CORE: 2 10VA/CL 0.2, VF - 1.2 Count & 1.9 FOR 8 HRS., FIXED TYPE, DRAWING NO - PR-1338 (G) TYPE 1 | PT | SWITCHGEAR | PR-PT-33-2C-10/0.2-10/0.2-F | PRAGATI | 33 | NA | Nos | None | Inventory | PT - 33KV PT, PTR - 33kV/RT3/110V/RT3/110V/RT3, CORE: 1 10VA/CL 0.2, CORE: 2 10VA/CL 0.2, VF - 1.2 Count & 1.9 FOR 8 HRS., FIXED TYPE, DRAWING NO - PR-1338 (G) TYPE 1
12898 | PT - 33KV PT, PTR - 33KV/RT3/110/RT3/110/RT3-110V/3, CORE: 1 100VA/CL 0.5, CORE: 2 50VA/CL 3P, VF - 1.2 Count & 1.9 FOR 8 HRS., FIXED TYPE, DRAWING NO - PR-1338 (G) TYPE 1 | PT | SWITCHGEAR | PR-PT-33-2C-100/0.5-50/3P-F | PRAGATI | 33 | NA | Nos | None | Inventory | PT - 33KV PT, PTR - 33KV/RT3/110/RT3/110/RT3-110V/3, CORE: 1 100VA/CL 0.5, CORE: 2 50VA/CL 3P, VF - 1.2 Count & 1.9 FOR 8 HRS., FIXED TYPE, DRAWING NO - PR-1338 (G) TYPE 1
12899 | PT - 33KV PT, PTR - 33KV/RT3/110/RT3/110/RT3, CORE: 1 100VA/CL 1.0, CORE: 2 50VA/CL 3P, VF - 1.2 Count & 1.9 FOR 8 HRS., FIXED TYPE, DRAWING NO - PR-1338 (G) TYPE 1 | PT | SWITCHGEAR | PR-PT-33-2C-100/1.0-50/3P-F | PRAGATI | 33 | NA | Nos | None | Inventory | PT - 33KV PT, PTR - 33KV/RT3/110/RT3/110/RT3, CORE: 1 100VA/CL 1.0, CORE: 2 50VA/CL 3P, VF - 1.2 Count & 1.9 FOR 8 HRS., FIXED TYPE, DRAWING NO - PR-1338 (G) TYPE 1
12900 | 33kV CAST RESIN POTENTIAL TRANSFORMER RATIO: 33kV/RT3/110V/RT3/110V/RT3, CORE1: 15VA, CLASS : 0.2, CORE:2 15VA, CLASS : 0.2, FIXED TYPE, VOLTAGE FACTOR 1.2 CONTINOUS & 1.9 FOR 8 HOURS. | PT | SWITCHGEAR | PR-PT-33-2C-15/0.2-15/0.2-F | PRAGATI | 33 | NA | Nos |  | Inventory | 33kV CAST RESIN POTENTIAL TRANSFORMER RATIO: 33kV/RT3/110V/RT3/110V/RT3, CORE1: 15VA, CLASS : 0.2, CORE:2 15VA, CLASS : 0.2, FIXED TYPE, VOLTAGE FACTOR 1.2 CONTINOUS & 1.9 FOR 8 HOURS.
12901 | 33kV CAST RESIN POTENTIAL TRANSFORMER RATIO: 33kV/RT3/110V/RT3/110V/RT3, CORE1: 15VA, CLASS : 0.2, CORE:2 15VA, CLASS : 0.2, FIXED TYPE, VOLTAGE FACTOR 1.2 CONTINOUS & 1.9 FOR 8 HOURS. NOTE.:PT MUST BE TESTED AT NABL LAB FOR ACCURACY TEST. | PT | SWITCHGEAR | PR-PT-33-2C-15/0.2-15/0.2-F-NABL | PRAGATI | 33 | NA | Nos |  | Inventory | 33kV CAST RESIN POTENTIAL TRANSFORMER RATIO: 33kV/RT3/110V/RT3/110V/RT3, CORE1: 15VA, CLASS : 0.2, CORE:2 15VA, CLASS : 0.2, FIXED TYPE, VOLTAGE FACTOR 1.2 CONTINOUS & 1.9 FOR 8 HOURS. NOTE.:PT MUST BE TESTED AT NABL LAB FOR ACCURACY TEST.
12902 | PT - 33KV PT, PTR - 33KV/RT3/110/RT3/110/RT3-110V/3, CORE: 1 25VA/CL 0.2, CORE: 2 25VA/CL 0.2, VF - 1.2 Count & 1.9 FOR 8 HRS., FIXED TYPE, DRAWING NO - PR-1338 (G) TYPE 1 | PT | SWITCHGEAR | PR-PT-33-2C-25/0.2-25/0.2-F | PRAGATI | 33 | NA | Nos | None | Inventory | PT - 33KV PT, PTR - 33KV/RT3/110/RT3/110/RT3-110V/3, CORE: 1 25VA/CL 0.2, CORE: 2 25VA/CL 0.2, VF - 1.2 Count & 1.9 FOR 8 HRS., FIXED TYPE, DRAWING NO - PR-1338 (G) TYPE 1
12903 | 33kV CAST RESIN POTENTIAL TRANSFORMER RATIO: 33kV/RT3/110V/RT3/110V/RT3, CORE1: 30VA, CLASS : 0.2, CORE:2 30VA, CLASS : 0.2, FIXED TYPE, VOLTAGE FACTOR 1.2 CONTINOUS & 1.9 FOR 8 HOURS. | PT | SWITCHGEAR | PR-PT-33-2C-30/0.2-30/0.2-F | PRAGATI | 33 | NA | Nos |  | Inventory | 33kV CAST RESIN POTENTIAL TRANSFORMER RATIO: 33kV/RT3/110V/RT3/110V/RT3, CORE1: 30VA, CLASS : 0.2, CORE:2 30VA, CLASS : 0.2, FIXED TYPE, VOLTAGE FACTOR 1.2 CONTINOUS & 1.9 FOR 8 HOURS.
12904 | 33kV CAST RESIN POTENTIAL TRANSFORMER RATIO: 33kV/RT3/110V/RT3/110V/RT3-110V/3, CORE1: 30VA, CLASS : 0.2, CORE:2 30VA, CLASS : 3P, DRAWOUT (GUN) TYPE, VOLTAGE FACTOR 1.2 CONTINOUS & 1.9 FOR 8 HOURS.INSULATION CLASS-F | PT | SWITCHGEAR | PR-PT-33-2C-30/0.2-30/3P-G-CLASS-F | PRAGATI | 33 | NA | Nos |  | Inventory | 33kV CAST RESIN POTENTIAL TRANSFORMER RATIO: 33kV/RT3/110V/RT3/110V/RT3-110V/3, CORE1: 30VA, CLASS : 0.2, CORE:2 30VA, CLASS : 3P, DRAWOUT (GUN) TYPE, VOLTAGE FACTOR 1.2 CONTINOUS & 1.9 FOR 8 HOURS.INSULATION CLASS-F
12905 | 33kV CAST RESIN POTENTIAL TRANSFORMER RATIO: 33kV/RT3/110V/RT3/110V/RT3, CORE1: 30VA, CLASS : 0.5, CORE:2 30VA, CLASS : 3P, FIXED TYPE, VOLTAGE FACTOR 1.2 CONTINOUS & 1.9 FOR 8 HOURS. | PT | SWITCHGEAR | PR-PT-33-2C-30/0.5-30/3P-F | PRAGATI | 33 | NA | Nos |  | Inventory | 33kV CAST RESIN POTENTIAL TRANSFORMER RATIO: 33kV/RT3/110V/RT3/110V/RT3, CORE1: 30VA, CLASS : 0.5, CORE:2 30VA, CLASS : 3P, FIXED TYPE, VOLTAGE FACTOR 1.2 CONTINOUS & 1.9 FOR 8 HOURS.
12906 | PT - 33KV PT, PTR - 33KV/RT3/110/RT3/110/RT3-110V/3, CORE: 1 30VA/CL 1.0, CORE: 2 30VA/CL 3P, VF - 1.2 Count & 1.9 FOR 8 HRS., FIXED TYPE. | PT | SWITCHGEAR | PR-PT-33-2C-30/1.0-30/3P-F | PRAGATI | 33 | NA | Nos | None | Inventory | PT - 33KV PT, PTR - 33KV/RT3/110/RT3/110/RT3-110V/3, CORE: 1 30VA/CL 1.0, CORE: 2 30VA/CL 3P, VF - 1.2 Count & 1.9 FOR 8 HRS., FIXED TYPE.
12907 | PT - 33KV PT, PTR - 33KV/RT3/110/RT3/110/RT3-110V/3, CORE: 1 50VA/CL 0.2, CORE: 2 50VA/CL 3P, VF - 1.2 Count & 1.9 FOR 8 HRS., FIX TYPE, DRAWING NO - PR-1338 | PT | SWITCHGEAR | PR-PT-33-2C-50/0.2-50/3P-F | PRAGATI | 33 | NA | Nos | None | Inventory | PT - 33KV PT, PTR - 33KV/RT3/110/RT3/110/RT3-110V/3, CORE: 1 50VA/CL 0.2, CORE: 2 50VA/CL 3P, VF - 1.2 Count & 1.9 FOR 8 HRS., FIX TYPE, DRAWING NO - PR-1338
12908 | PT - 33KV PT, PTR - 33KV/RT3/110/RT3/110/RT3-110V/3, CORE: 1 50VA/CL 0.2, CORE: 2 50VA/CL 3P, VF - 1.2 Count & 1.9 FOR 8 HRS., GUN TYPE, DRAWING NO - PR-3603 (B) | PT | SWITCHGEAR | PR-PT-33-2C-50/0.2-50/3P-G | PRAGATI | 33 | NA | Nos | None | Inventory | PT - 33KV PT, PTR - 33KV/RT3/110/RT3/110/RT3-110V/3, CORE: 1 50VA/CL 0.2, CORE: 2 50VA/CL 3P, VF - 1.2 Count & 1.9 FOR 8 HRS., GUN TYPE, DRAWING NO - PR-3603 (B)
12909 | 33kV CAST RESIN PT RATIO: 33kV/RT3/110V/RT3/110V/RT3/ CORE 1: 50VA, CLASS: 0.2S, CORE 2: 50VA, CLASS: 0.2S, FIXED TYPE, VOLTAGE FACTOR 1.2 CONTINOUS & 1.9 FOR 8 HOURS. | PT | SWITCHGEAR | PR-PT-33-2C-50/0.2S-50/0.2S-F | PRAGATI | - | - | Nos. |  | Inventory | 33kV CAST RESIN PT RATIO: 33kV/RT3/110V/RT3/110V/RT3/ CORE 1: 50VA, CLASS: 0.2S, CORE 2: 50VA, CLASS: 0.2S, FIXED TYPE, VOLTAGE FACTOR 1.2 CONTINOUS & 1.9 FOR 8 HOURS.
12910 | PT - 33KV PT, PTR - 33KV/RT3/110/RT3/110/RT3-110V/3, CORE: 1 50VA/CL 0.5, CORE: 2 50VA/CL 3P, VF - 1.2 Count & 1.9 FOR 8 HRS., FIX TYPE, DRAWING NO - PR-1338 (I) | PT | SWITCHGEAR | PR-PT-33-2C-50/0.5-50/3P-F | PRAGATI | 33 | NA | Nos | None | Inventory | PT - 33KV PT, PTR - 33KV/RT3/110/RT3/110/RT3-110V/3, CORE: 1 50VA/CL 0.5, CORE: 2 50VA/CL 3P, VF - 1.2 Count & 1.9 FOR 8 HRS., FIX TYPE, DRAWING NO - PR-1338 (I)
12911 | PT - 33KV PT, PTR - 33KV/RT3/110/RT3/110/RT3-110V/3, CORE: 1 50VA/CL 0.5, CORE: 2 50VA/CL 3P, VF - 1.2 Count & 1.9 FOR 8 HRS., GUN TYPE, DRAWING NO - PR-3603 (B) | PT | SWITCHGEAR | PR-PT-33-2C-50/0.5-50/3P-G | PRAGATI | 33 | NA | Nos | None | Inventory | PT - 33KV PT, PTR - 33KV/RT3/110/RT3/110/RT3-110V/3, CORE: 1 50VA/CL 0.5, CORE: 2 50VA/CL 3P, VF - 1.2 Count & 1.9 FOR 8 HRS., GUN TYPE, DRAWING NO - PR-3603 (B)
12912 | PT - 33KV PT, PTR - 33KV/RT3/110/RT3/110/RT3/110V/3, CORE: 1 10VA/CL 0.2, CORE: 2 10VA/CL 3P, CORE: 3 10VA/CL 3P. VF - 1.2 Count & 1.9 FOR 8 HRS., GUN TYPE, DRAWING NO - PR-3603 (B) | PT | SWITCHGEAR | PR-PT-33-3C-10/0.2-10/3P-10/3P-G | PRAGATI | 33 | NA | Nos | None | Inventory | PT - 33KV PT, PTR - 33KV/RT3/110/RT3/110/RT3/110V/3, CORE: 1 10VA/CL 0.2, CORE: 2 10VA/CL 3P, CORE: 3 10VA/CL 3P. VF - 1.2 Count & 1.9 FOR 8 HRS., GUN TYPE, DRAWING NO - PR-3603 (B)
12913 | 33kV CAST RESIN PT RATIO: 33kV/RT3/110V/RT3/110V/RT3/110V/3, CORE 1: 10VA, CLASS: 0.2, CORE 2: 20VA, CLASS: 3P, CORE 3: 20VA, CLASS: 3P, FIXED TYPE, VOLTAGE FACTOR 1.2 CONTINOUS & 1.9 FOR 8 HOURS. | PT | SWITCHGEAR | PR-PT-33-3C-10/0.2-20/3P-20/3P-F | PRAGATI | - | - | Nos. |  | Inventory | 33kV CAST RESIN PT RATIO: 33kV/RT3/110V/RT3/110V/RT3/110V/3, CORE 1: 10VA, CLASS: 0.2, CORE 2: 20VA, CLASS: 3P, CORE 3: 20VA, CLASS: 3P, FIXED TYPE, VOLTAGE FACTOR 1.2 CONTINOUS & 1.9 FOR 8 HOURS.
12552 | PO for providing Project Management Services (PMC) and Procurement support for 150 KV Lafia subststion extension Project in Mali | CHARGES | - | PMC | - | - | - | Nos |  | Non Inventory | PO for providing Project Management Services (PMC) and Procurement support for 150 KV Lafia subststion extension Project in Mali
12914 | 33kV CAST RESIN POTENTIAL TRANSFORMER RATIO: 33kV/RT3/110V/RT3/110V/RT3/110V/3, CORE:1 10VA, CLASS : 0.5, CORE:2 10VA CLASS : 3P, CORE:3 10VA CLASS : 3P, FIXED TYPE, VOLTAGE FACTOR 1.CONTINOUS & 1.9 FOR 8 HOURS | PT | SWITCHGEAR | PR-PT-33-3C-10/0.5-10/3P-10/3P-F | PRAGATI | 33KV | - | Nos. |  | Inventory | 33kV CAST RESIN POTENTIAL TRANSFORMER RATIO: 33kV/RT3/110V/RT3/110V/RT3/110V/3, CORE:1 10VA, CLASS : 0.5, CORE:2 10VA CLASS : 3P, CORE:3 10VA CLASS : 3P, FIXED TYPE, VOLTAGE FACTOR 1.CONTINOUS & 1.9 FOR 8 HOURS
12915 | PT - 33KV PT, PTR - 33KV/RT3/110/RT3/110/RT3/110V/3, CORE: 1 100VA/CL 0.2, CORE: 2 30VA/CL 3P, CORE: 3 30VA/CL 3P. VF - 1.2 Count & 1.9 FOR 8 HRS., GUN TYPE, DRAWING NO - PR-3603 (B) | PT | SWITCHGEAR | PR-PT-33-3C-100/0.2-30/3P-30/3P-G | PRAGATI | 33 | NA | Nos |  | Inventory | PT - 33KV PT, PTR - 33KV/RT3/110/RT3/110/RT3/110V/3, CORE: 1 100VA/CL 0.2, CORE: 2 30VA/CL 3P, CORE: 3 30VA/CL 3P. VF - 1.2 Count & 1.9 FOR 8 HRS., GUN TYPE, DRAWING NO - PR-3603 (B)
12916 | 33kV CAST RESIN PT RATIO: 33kV/RT3/110V/RT3/110V/RT3/110V/3, CORE 1: 100VA, CLASS: 0.2, CORE 2: 50VA, CLASS: 3P, CORE 3: 50VA, CLASS: 3P, DRAWOUT TYPE, VOLTAGE FACTOR 1.2 CONTINOUS & 1.9 FOR 8 HOURS. | PT | SWITCHGEAR | PR-PT-33-3C-100/0.2-50/3P-50/3P-G | PRAGATI | 33 | NA | Nos |  | Inventory | 33kV CAST RESIN PT RATIO: 33kV/RT3/110V/RT3/110V/RT3/110V/3, CORE 1: 100VA, CLASS: 0.2, CORE 2: 50VA, CLASS: 3P, CORE 3: 50VA, CLASS: 3P, DRAWOUT TYPE, VOLTAGE FACTOR 1.2 CONTINOUS & 1.9 FOR 8 HOURS.
12917 | PT - 33KV PT, PTR - 33KV/RT3/110/RT3/110/RT3/110V/3, CORE: 1 100VA/CL 0.5, CORE: 2 50VA/CL 3P, CORE: 3 50VA/CL 3P. VF - 1.2 Count & 1.9 FOR 8 HRS., FIXED TYPE, DRAWING NO - PR-1338 (G) TYPE 1 | PT | SWITCHGEAR | PR-PT-33-3C-100/0.5-50/3P-50/3P-F | PRAGATI | 33 | NA | Nos | None | Inventory | PT - 33KV PT, PTR - 33KV/RT3/110/RT3/110/RT3/110V/3, CORE: 1 100VA/CL 0.5, CORE: 2 50VA/CL 3P, CORE: 3 50VA/CL 3P. VF - 1.2 Count & 1.9 FOR 8 HRS., FIXED TYPE, DRAWING NO - PR-1338 (G) TYPE 1
12918 | PT - 33KV PT, PTR - 33KV/RT3/110/RT3/110/RT3/110V/3, CORE: 1 100VA/CL 0.5, CORE: 2 50VA/CL 3P, CORE: 3 50VA/CL 3P. VF - 1.2 Count & 1.9 FOR 8 HRS., GUN TYPE, DRAWING NO - PR-3603 (B) | PT | SWITCHGEAR | PR-PT-33-3C-100/0.5-50/3P-50/3P-G | PRAGATI | 33 | NA | Nos | None | Inventory | PT - 33KV PT, PTR - 33KV/RT3/110/RT3/110/RT3/110V/3, CORE: 1 100VA/CL 0.5, CORE: 2 50VA/CL 3P, CORE: 3 50VA/CL 3P. VF - 1.2 Count & 1.9 FOR 8 HRS., GUN TYPE, DRAWING NO - PR-3603 (B)
12919 | 33kV CAST RESIN POTENTIAL TRANSFORMER RATIO: 33kV/RT3/110V/RT3/110V/RT3/110V/3, CORE:1 100VA, CLASS : 1.0, CORE:2 30VA, CLASS : 3P, CORE:3 30VA, CLASS : 3P, FIXED TYPE, VOLTAGE FACTOR 1.2 CONTINOUS & 1.9 FOR 8 HOURS. | PT | SWITCHGEAR | PR-PT-33-3C-100/1-30/3P-30/3P-F | PRAGATI | 33 | NA | Nos |  | Inventory | 33kV CAST RESIN POTENTIAL TRANSFORMER RATIO: 33kV/RT3/110V/RT3/110V/RT3/110V/3, CORE:1 100VA, CLASS : 1.0, CORE:2 30VA, CLASS : 3P, CORE:3 30VA, CLASS : 3P, FIXED TYPE, VOLTAGE FACTOR 1.2 CONTINOUS & 1.9 FOR 8 HOURS.
12920 | PT - 33KV PT, PTR - 33KV/RT3/110/RT3/110/RT3/110V/3, CORE: 1 100VA/CL 1, CORE: 2 50VA/CL 3P, CORE: 3 50VA/CL 3P. VF - 1.2 Count & 1.9 FOR 8 HRS., FIXED TYPE, DRAWING NO - PR-1338 (G) TYPE 1 | PT | SWITCHGEAR | PR-PT-33-3C-100/1-50/3P-50/3P-F | PRAGATI | 33 | NA | Nos |  | Inventory | PT - 33KV PT, PTR - 33KV/RT3/110/RT3/110/RT3/110V/3, CORE: 1 100VA/CL 1, CORE: 2 50VA/CL 3P, CORE: 3 50VA/CL 3P. VF - 1.2 Count & 1.9 FOR 8 HRS., FIXED TYPE, DRAWING NO - PR-1338 (G) TYPE 1
12921 | 33kV CAST RESIN PT RATIO: 33kV/RT3/110V/RT3/110V/RT3/110V/3, CORE 1: 15VA, CLASS: 0.5, CORE 2: 15VA, CLASS: 3P, CORE 3: 15VA, CLASS: 3P, DRAWOUT TYPE, VOLTAGE FACTOR 1.2 CONTINOUS & 1.9 FOR 8 HOURS. | PT | SWITCHGEAR | PR-PT-33-3C-15/0.5-15/3P-15/3P-G | PRAGATI | 33 | NA | Nos |  | Inventory | 33kV CAST RESIN PT RATIO: 33kV/RT3/110V/RT3/110V/RT3/110V/3, CORE 1: 15VA, CLASS: 0.5, CORE 2: 15VA, CLASS: 3P, CORE 3: 15VA, CLASS: 3P, DRAWOUT TYPE, VOLTAGE FACTOR 1.2 CONTINOUS & 1.9 FOR 8 HOURS.
12922 | PT - 33KV PT, PTR - 33KV/RT3/110/RT3/110/RT3/110V/3, CORE: 1 20VA/CL 0.2, CORE: 2 20VA/CL 3P, CORE: 3 20VA/CL 3P. VF - 1.2 Count & 1.9 FOR 8 HRS., FIXED TYPE, DRAWING NO - PR-1338 (G) TYPE 1 | PT | SWITCHGEAR | PR-PT-33-3C-20/0.2-20/3P-20/3P-F | PRAGATI | 33 | NA | Nos | None | Inventory | PT - 33KV PT, PTR - 33KV/RT3/110/RT3/110/RT3/110V/3, CORE: 1 20VA/CL 0.2, CORE: 2 20VA/CL 3P, CORE: 3 20VA/CL 3P. VF - 1.2 Count & 1.9 FOR 8 HRS., FIXED TYPE, DRAWING NO - PR-1338 (G) TYPE 1
12923 | 33kV CAST RESIN PT RATIO: 33kV/RT3/110V/RT3/110V/RT3/110V/3, CORE 1: 20VA, CLASS: 0.2, CORE 2: 20VA, CLASS: 3P, CORE 3: 20VA, CLASS: 3P, DRAW OUT TYPE, VOLTAGE FACTOR 1.2 CONTINOUS & 1.9 FOR 8 HOURS. | PT | SWITCHGEAR | PR-PT-33-3C-20/0.2-20/3P-20/3P-G | PRAGATI | - | - | Nos. |  | Inventory | 33kV CAST RESIN PT RATIO: 33kV/RT3/110V/RT3/110V/RT3/110V/3, CORE 1: 20VA, CLASS: 0.2, CORE 2: 20VA, CLASS: 3P, CORE 3: 20VA, CLASS: 3P, DRAW OUT TYPE, VOLTAGE FACTOR 1.2 CONTINOUS & 1.9 FOR 8 HOURS.
12924 | 33 kV CAST RESIN POTENTIAL TRANSFORMER RATIO: 33kV/RT3/110V/RT3/110V/RT3/110V/3, CORE:1 20VA, CLASS : 0.2, CORE:2 30VA, CLASS : 3P, CORE:3 30VA, CLASS : 3P, FIXED TYPE, VOLTAGE FACTOR 1.2 CONTINOUS & 1.9 FOR 8 HOURS. | PT | SWITCHGEAR | PR-PT-33-3C-20/0.2-30/3P-30/3P-F | PRAGATI | - | - | Nos. |  | Inventory | 33 kV CAST RESIN POTENTIAL TRANSFORMER RATIO: 33kV/RT3/110V/RT3/110V/RT3/110V/3, CORE:1 20VA, CLASS : 0.2, CORE:2 30VA, CLASS : 3P, CORE:3 30VA, CLASS : 3P, FIXED TYPE, VOLTAGE FACTOR 1.2 CONTINOUS & 1.9 FOR 8 HOURS.
12925 | 33 kV CAST RESIN POTENTIAL TRANSFORMER RATIO: 33kV/RT3/110V/RT3/110V/RT3/110V/3, CORE:1 20VA, CLASS : 0.2, CORE:2 30VA, CLASS : 3P, CORE:3 30VA, CLASS : 3P, DRAWOUT TYPE, VOLTAGE FACTOR 1.2 CONTINOUS & 1.9 FOR 8 HOURS. | PT | SWITCHGEAR | PR-PT-33-3C-20/0.2-30/3P-30/3P-G | PRAGATI | - | - | Nos. |  | Inventory | 33 kV CAST RESIN POTENTIAL TRANSFORMER RATIO: 33kV/RT3/110V/RT3/110V/RT3/110V/3, CORE:1 20VA, CLASS : 0.2, CORE:2 30VA, CLASS : 3P, CORE:3 30VA, CLASS : 3P, DRAWOUT TYPE, VOLTAGE FACTOR 1.2 CONTINOUS & 1.9 FOR 8 HOURS.
12926 | 33kV CAST RESIN PT RATIO: 33kV/RT3/110V/RT3/110V/RT3/110V/3,CORE 1: 20VA, CLASS: 1.0, CORE 2: 50VA, CLASS: 3P, CORE 3: 50VA, CLASS: 3PFIXED TYPE, VOLTAGE FACTOR 1.2 CONTINOUS & 1.9 FOR 8 HOURS. | PT | SWITCHGEAR | PR-PT-33-3C-20/1.0-50/3P-50/3P-F | PRAGATI | 33 | NA | Nos |  | Inventory | 33kV CAST RESIN PT RATIO: 33kV/RT3/110V/RT3/110V/RT3/110V/3,CORE 1: 20VA, CLASS: 1.0, CORE 2: 50VA, CLASS: 3P, CORE 3: 50VA, CLASS: 3PFIXED TYPE, VOLTAGE FACTOR 1.2 CONTINOUS & 1.9 FOR 8 HOURS.
12927 | "33kV CAST RESIN POTENTIAL TRANSFORMER RATIO: 33kV/RT3/110V/RT3/110V/RT3/110V/3 CORE:1 30VA, CLASS : 0.2, CORE:2 100VA, CLASS : 3P, CORE:3 50VA, CLASS: 3P, DRAW OUT TYPE, VOLTAGE FACTOR 1.2 CONTINOUS & 1.9 FOR 8 HOURS. INSULATION CLASS - F" | PT | SWITCHGEAR | PR-PT-33-3C-30/0.2-100/3P-50/3P-G-CLASS-F | PRAGATI | 33 | NA | Nos |  | Inventory | "33kV CAST RESIN POTENTIAL TRANSFORMER RATIO: 33kV/RT3/110V/RT3/110V/RT3/110V/3 CORE:1 30VA, CLASS : 0.2, CORE:2 100VA, CLASS : 3P, CORE:3 50VA, CLASS: 3P, DRAW OUT TYPE, VOLTAGE FACTOR 1.2 CONTINOUS & 1.9 FOR 8 HOURS. INSULATION CLASS - F"
12567 | PNEUMATIC-TOOL-FFX-12, M3-M12, 5-7BAR | SHOP | TOOLS | PNEUMATIC-TOOL-FFX-12 | REPUTED | _ | NA | Nos |  | Non Inventory | PNEUMATIC-TOOL-FFX-12, M3-M12, 5-7BAR
12568 | Metal door,2000X300mm (HXW) | ArTuK | LV PANEL | PO2033-1 | ABB | - | - | KGS |  | Inventory | Metal door,2000X300mm (HXW)
12569 | Blind door IP-65,H=2000,W=1200mmm | ArTuK | LV PANEL | PO2041/2-1 | ABB | - | - | KGS |  | Inventory | Blind door IP-65,H=2000,W=1200mmm
12570 | Blind door IP65,2000x800(HxW)mm | ArTuK | LV PANEL | PO2081-1 | ABB | - | - | KGS |  | Inventory | Blind door IP65,2000x800(HxW)mm
12928 | PT - 33KV PT, PTR - 33kV/RT3/110V/RT3/230V/RT3/110V/RT3, CORE: 1 30VA/CL 0.2, CORE: 2 200VA/CL 3P, CORE: 3 30VA/CL 3P. VF - 1.2 Count & 1.9 FOR 8 HRS., GUN TYPE, DRAWING NO - PR-3603 (B) | PT | SWITCHGEAR | PR-PT-33-3C-30/0.2-200/3P-30/3P-G | PRAGATI | 33 | NA | Nos | None | Inventory | PT - 33KV PT, PTR - 33kV/RT3/110V/RT3/230V/RT3/110V/RT3, CORE: 1 30VA/CL 0.2, CORE: 2 200VA/CL 3P, CORE: 3 30VA/CL 3P. VF - 1.2 Count & 1.9 FOR 8 HRS., GUN TYPE, DRAWING NO - PR-3603 (B)
12929 | PT - 33KV PT, PTR - 33kV/RT3/110V/RT3/230V/RT3/110V/RT3, CORE: 1 30VA/CL 0.2, CORE: 2 200VA/CL 3P, CORE: 3 30VA/CL 3P.INSULATION CLASS-F , VF - 1.2 Count & 1.9 FOR 8 HRS., GUN TYPE, DRAWING NO - PR-3603 (B) | PT | SWITCHGEAR | PR-PT-33-3C-30/0.2-200/3P-30/3P-G-CLASS-F | PRAGATI | 33 | NA | Nos |  | Inventory | PT - 33KV PT, PTR - 33kV/RT3/110V/RT3/230V/RT3/110V/RT3, CORE: 1 30VA/CL 0.2, CORE: 2 200VA/CL 3P, CORE: 3 30VA/CL 3P.INSULATION CLASS-F , VF - 1.2 Count & 1.9 FOR 8 HRS., GUN TYPE, DRAWING NO - PR-3603 (B)
12930 | PT - 33KV PT, PTR - 33kV/RT3/110V/RT3/110V/RT3/110V/RT3, CORE: 1 30VA/CL 0.2, CORE: 2 30VA/CL 3P, CORE: 3 30VA/CL 3P. VF - 1.2 Count & 1.9 FOR 8 HRS., FIXED TYPE, DRAWING NO - PR-1338 (G) TYPE 1 | PT | SWITCHGEAR | PR-PT-33-3C-30/0.2-3 STAR-F | PRAGATI | 33 | NA | Nos | None | Inventory | PT - 33KV PT, PTR - 33kV/RT3/110V/RT3/110V/RT3/110V/RT3, CORE: 1 30VA/CL 0.2, CORE: 2 30VA/CL 3P, CORE: 3 30VA/CL 3P. VF - 1.2 Count & 1.9 FOR 8 HRS., FIXED TYPE, DRAWING NO - PR-1338 (G) TYPE 1
12931 | PT - 33KV PT, PTR - 33KV/RT3/110/RT3/110/RT3/110V/3, CORE: 1 30VA/CL 0.2, CORE: 2 30VA/CL 3P, CORE: 3 30VA/CL 3P. VF - 1.2 Count & 1.9 FOR 8 HRS., FIXED TYPE, DRAWING NO - PR-6699 (A) | PT | SWITCHGEAR | PR-PT-33-3C-30/0.2-30/3P-30/3P-F | PRAGATI | 33 | NA | Nos |  | Inventory | PT - 33KV PT, PTR - 33KV/RT3/110/RT3/110/RT3/110V/3, CORE: 1 30VA/CL 0.2, CORE: 2 30VA/CL 3P, CORE: 3 30VA/CL 3P. VF - 1.2 Count & 1.9 FOR 8 HRS., FIXED TYPE, DRAWING NO - PR-6699 (A)
12932 | PT - 33KV PT, PTR - 33KV/RT3/110/RT3/110/RT3/110V/3, CORE: 1 30VA/CL 0.2, CORE: 2 30VA/CL 3P, CORE: 3 30VA/CL 3P. VF - 1.2 Count & 1.9 FOR 8 HRS., FIXED TYPE, DRAWING NO - PR-6699 (A), INSULATION CLASS F | PT | SWITCHGEAR | PR-PT-33-3C-30/0.2-30/3P-30/3P-F-INSULATION-CLASS-F | PRAGATI | 33 | NA | Nos |  | Inventory | PT - 33KV PT, PTR - 33KV/RT3/110/RT3/110/RT3/110V/3, CORE: 1 30VA/CL 0.2, CORE: 2 30VA/CL 3P, CORE: 3 30VA/CL 3P. VF - 1.2 Count & 1.9 FOR 8 HRS., FIXED TYPE, DRAWING NO - PR-6699 (A), INSULATION CLASS F
12933 | PT - 33KV PT, PTR - 33KV/RT3/110/RT3/110/RT3/110V/3, CORE: 1 30VA/CL 0.2, CORE: 2 30VA/CL 3P, CORE: 3 30VA/CL 3P. VF - 1.2 Count & 1.9 FOR 8 HRS., GUN TYPE, DRAWING NO - PR-3603 (B) | PT | SWITCHGEAR | PR-PT-33-3C-30/0.2-30/3P-30/3P-G | PRAGATI | 33 | NA | Nos |  | Inventory | PT - 33KV PT, PTR - 33KV/RT3/110/RT3/110/RT3/110V/3, CORE: 1 30VA/CL 0.2, CORE: 3 30VA/CL 3P, CORE: 3 30VA/CL 3P. VF - 1.2 Count & 1.9 FOR 8 HRS., GUN TYPE, DRAWING NO - PR-3603 (B)
12934 | PT - 33KV PT, PTR - 33KV/RT3/110/RT3/110/RT3/110V/3, CORE: 1 30VA/CL 0.2, CORE: 2 30VA/CL 3P, CORE: 3 30VA/CL 3P. VF - 1.2 Count & 1.9 FOR 8 HRS., GUN TYPE, INSULATION CLASS F, DRG NO - | PT | SWITCHGEAR | PR-PT-33-3C-30/0.2-30/3P-30/3P-G-INSULATION-CLASS-F | PRAGATI | 33 | NA | Nos |  | Inventory | PT - 33KV PT, PTR - 33KV/RT3/110/RT3/110/RT3/110V/3, CORE: 1 30VA/CL 0.2, CORE: 2 30VA/CL 3P, CORE: 3 30VA/CL 3P. VF - 1.2 Count & 1.9 FOR 8 HRS., GUN TYPE, INSULATION CLASS F, DRG NO -
12578 | POLYCARBONATE CLEAR SHEET THICK 2MM 8'X4' | POLYCARBONATE | BUSBAR & ACCESSORIES | POLY-CLEAR-2MM | LEXAN | _ | NA | Nos |  | Inventory | POLYCARBONATE CLEAR SHEET THICK 2MM 8'X4'
12579 | POLYCARBONATE CLEAR SHEET THICK 3MM 8'X4' | POLYCARBONATE | BUSBAR & ACCESSORIES | POLY-CLEAR-3MM | LEXAN | _ | NA | Nos |  | Inventory | POLYCARBONATE CLEAR SHEET THICK 3MM 8'X4'
12580 | POLYCARBONATE CLEAR SHEET THICK 3MM SIZE - 2MX3M | POLYCARBONATE | BUSBAR & ACCESSORIES | POLY-CLEAR-3MM-2MX3M | LEXAN | _ | NA | Nos |  | Inventory | POLYCARBONATE CLEAR SHEET THICK 3MM SIZE - 2MX3M
12581 | POLYCARBONATE CLEAR SHEET THICK 4MM 8X4 | POLYCARBONATE | BUSBAR & ACCESSORIES | POLY-CLEAR-4MM | LEXAN | _ | NA | Nos |  | Inventory | POLYCARBONATE CLEAR SHEET THICK 4MM 8X4
12582 | POLYCARBONATE CLEAR SHEET THICK 5MM 8'X4' | POLYCARBONATE | BUSBAR & ACCESSORIES | POLY-CLEAR-5MM | LEXAN | _ | NA | Nos |  | Inventory | POLYCARBONATE CLEAR SHEET THICK 5MM 8'X4'
12583 | POLYCARBONATE MILKY OPAL WHITE SHEET THICK 10MM 8X4 | POLYCARBONATE | BUSBAR & ACCESSORIES | POLY-MILKY-10MM | LEXAN | _ | NA | Nos |  | Inventory | POLYCARBONATE MILKY OPAL WHITE SHEET THICK 10MM 8X4
12584 | POLYCARBONATE MILKY OPAL WHITE SHEET THICK 3MM 8'X4' | POLYCARBONATE | BUSBAR & ACCESSORIES | POLY-MILKY-3MM | LEXAN | _ | NA | Nos |  | Inventory | POLYCARBONATE MILKY OPAL WHITE SHEET THICK 3MM 8'X4'
12585 | Polyamide Gland for earthing cable | GLAND | WIRE & ACCESSORIES | POLYAMIDE GLAND M16 | REPUTED | _ | NA | Nos | None | Inventory | Polyamide Gland for earthing cable
12586 | Polyamide Gland for input cable 4C X 16 sqmm CU unarmoured cable, | GLAND | WIRE & ACCESSORIES | POLYAMIDE GLAND M32 | TRINITY | _ | NA | Nos | None | Inventory | Polyamide Gland for input cable 4C X 16 sqmm CU unarmoured cable,
12587 | Polyamide Gland for input cable 4C X 35 sqmm CU unarmoured cable, | GLAND | WIRE & ACCESSORIES | POLYAMIDE GLAND M40 | TRINITY | _ | NA | Nos | None | Inventory | Polyamide Gland for input cable 4C X 35 sqmm CU unarmoured cable,
12588 | Polyamide Gland for output cable 4C X 50 sqmm CU unarmoured cable, | GLAND | WIRE & ACCESSORIES | POLYAMIDE GLAND M50 | TRINITY | _ | NA | Nos | None | Inventory | Polyamide Gland for output cable 4C X 50 sqmm CU unarmoured cable,
12589 | Polycrbonate Enclosure, IP67 with transparent cover, Dimension: 280(H) x 280 (W)x 130 (D) | POLYCARBONATE | BUSBAR & ACCESSORIES | POLYCRBONATE-ENCLOSURE-IP67 | REPUTED | _ | NA | Nos |  | Inventory | Polycrbonate Enclosure, IP67 with transparent cover, Dimension: 280(H) x 280 (W)x 130 (D)
12590 | POTENTIO METER , 10KOHM, FOR VFD | - | - | POT-10KOHM | REPUTED | - | - | Nos |  | - | POTENTIO METER , 10KOHM, FOR VFD
12591 | Outsourced panel, Make - Power Matrix, 550+100 kvar (650kvar) RTPFC Panel | Outsourced | LV PANEL | POW-650KVAR-RTPFC | POWER MATRIX | - | - | Nos. |  | Inventory | Outsourced panel, Make - Power Matrix, 550+100 kvar (650kvar) RTPFC Panel
12935 | PT - 33KV PT, PTR - 33KV/RT3/110/RT3/110/RT3/110V/3, CORE: 1 30VA/CL 0.2, CORE: 2 50VA/CL 3P, CORE: 3 50VA/CL 3P,VF - 1.2 Count & 1.9 FOR 8 HRS., FIXED TYPE | PT | SWITCHGEAR | PR-PT-33-3C-30/0.2-50/3P-50/3P-F | PRAGATI | 33 | NA | Nos |  | Inventory | PT - 33KV PT, PTR - 33KV/RT3/110/RT3/110/RT3/110V/3, CORE: 1 30VA/CL 0.2, CORE: 2 50VA/CL 3P, CORE: 3 50VA/CL 3P,VF - 1.2 Count & 1.9 FOR 8 HRS., FIXED TYPE
12593 | INDOOR POWDER COATING CHARGES WITH PREMINER | PAINT | ACCESSORIES | POWDER-COATING-EP-PREMIER | REPUTED | _ | NA | KGS |  | Non Inventory | INDOOR POWDER COATING CHARGES WITH PREMINER
12594 | POWDER COATING EP | PAINT | ACCESSORIES | POWDER-COATING-EP-WITH-12% | REPUTED | _ | NA | KGS |  | Non Inventory | POWDER COATING EP
12595 | POWDER COATING EP WITH 18% | PAINT | ACCESSORIES | POWDER-COATING-EP-WITH-18% | REPUTED | - | NA | KGS |  | Non Inventory | POWDER COATING EP WITH 18%
12596 | POWDER COATING PP | PAINT | ACCESSORIES | POWDER-COATING-PP-WITH-12% | REPUTED | _ | NA | KGS |  | Non Inventory | POWDER COATING PP
12597 | POWDER COATING PP SQFT. | PAINT | ACCESSORIES | POWDER-COATING-PP-WITH-12%SQFT | REPUTED | _ | NA | SQFT |  | Non Inventory | POWDER COATING PP SQFT .
12598 | POWDER COATING PP WITH 18% | PAINT | ACCESSORIES | POWDER-COATING-PP-WITH-18% | REPUTED | - | NA | KGS |  | Non Inventory | POWDER COATING PP WITH 18%
12599 | POWDER COATING PP SQFT | PAINT | ACCESSORIES | POWDER-COATING-PP-WITH-18%SQFT | REPUTED | _ | NA | SQFT |  | Non Inventory | POWDER COATING PP SQFT
12936 | PT - 33KV PT, PTR - 33KV/RT3/110/RT3/110/RT3/110V/3, CORE: 1 30VA/CL 0.2, CORE: 2 50VA/CL 3P, CORE: 3 50VA/CL 3P,VF - 1.2 Count & 1.9 FOR 8 HRS., GUN TYPE | PT | SWITCHGEAR | PR-PT-33-3C-30/0.2-50/3P-50/3P-G | PRAGATI | 33 | NA | Nos |  | Inventory | PT - 33KV PT, PTR - 33KV/RT3/110/RT3/110/RT3/110V/3, CORE: 1 30VA/CL 0.2, CORE: 2 50VA/CL 3P, CORE: 3 50VA/CL 3P,VF - 1.2 Count & 1.9 FOR 8 HRS., GUN TYPE
12601 | Insulated 4 bar shrouded system(DSL) | CAPITAL GOODS | TOOLS | POWER-FEEDING-ARRANGEMENT | YASH | _ | NA | MTRS |  | Non Inventory | Insulated 4 bar shrouded system(DSL)
12937 | 33kV CAST RESIN PT RATIO: 33kV/RT3/110V/RT3/110V/RT3/110V/3, CORE 1: 30VA, CLASS: 0.5, CORE 2: 200VA, CLASS: 3P, CORE 3: 30VA, CLASS: 3P, FIXED TYPE, VOLTAGE FACTOR 1.2 CONTINOUS & 1.9 FOR 8 HOURS. | PT | SWITCHGEAR | PR-PT-33-3C-30/0.5-200/3P-30/3P-F | PRAGATI | - | NA | Nos. |  | Inventory | 33kV CAST RESIN PT RATIO: 33kV/RT3/110V/RT3/110V/RT3/110V/3, CORE 1: 30VA, CLASS: 0.5, CORE 2: 200VA, CLASS: 3P, CORE 3: 30VA, CLASS: 3P, FIXED TYPE, VOLTAGE FACTOR 1.2 CONTINOUS & 1.9 FOR 8 HOURS.
12938 | PT - 33KV PT, PTR - 33kV/RT3/110V/RT3/230V/RT3/110V/RT3, CORE: 1 30VA/CL 0.5, CORE: 2 200VA/CL 3P, CORE: 3 30VA/CL 3P. VF - 1.2 Count & 1.9 FOR 8 HRS., GUN TYPE, DRAWING NO - PR-3603 (B) | PT | SWITCHGEAR | PR-PT-33-3C-30/0.5-200/3P-30/3P-G | PRAGATI | 33 | NA | Nos | None | Inventory | PT - 33KV PT, PTR - 33kV/RT3/110V/RT3/230V/RT3/110V/RT3, CORE: 1 30VA/CL 0.5, CORE: 2 200VA/CL 3P, CORE: 3 30VA/CL 3P. VF - 1.2 Count & 1.9 FOR 8 HRS., GUN TYPE, DRAWING NO - PR-3603 (B)
12939 | PT - 33KV PT, PTR - 33KV/RT3/110/RT3/110/RT3/110V/3, CORE: 1 30VA/CL 0.5, CORE: 2 30VA/CL 3P, CORE: 3 30VA/CL 3P. VF - 1.2 Count & 1.9 FOR 8 HRS., FIXED TYPE, DRAWING NO - PR-1338 (G) TYPE 1 | PT | SWITCHGEAR | PR-PT-33-3C-30/0.5-30/3P-30/3P-F | PRAGATI | 33 | NA | Nos | None | Inventory | PT - 33KV PT, PTR - 33KV/RT3/110/RT3/110/RT3/110V/3, CORE: 1 30VA/CL 0.5, CORE: 2 30VA/CL 3P, CORE: 3 30VA/CL 3P. VF - 1.2 Count & 1.9 FOR 8 HRS., FIXED TYPE, DRAWING NO - PR-1338 (G) TYPE 1
12940 | PT - 33KV PT, PTR - 33KV/RT3/110/RT3/110/RT3/110V/3, CORE: 1 30VA/CL 0.5, CORE: 2 30VA/CL 3P, CORE: 3 30VA/CL 3P. VF - 1.2 Count & 1.9 FOR 8 HRS., GUN TYPE, DRAWING NO - PR-3603 (B) | PT | SWITCHGEAR | PR-PT-33-3C-30/0.5-30/3P-30/3P-G | PRAGATI | 33 | NA | Nos | None | Inventory | PT - 33KV PT, PTR - 33KV/RT3/110/RT3/110/RT3/110V/3, CORE: 1 30VA/CL 0.5, CORE: 2 30VA/CL 3P, CORE: 3 30VA/CL 3P. VF - 1.2 Count & 1.9 FOR 8 HRS., GUN TYPE, DRAWING NO - PR-3603 (B)
12941 | PT - 33KV PT, PTR - 33KV/RT3/110/RT3/110/RT3/110V/3, CORE: 1 30VA/CL 0.5, CORE: 2 30VA/CL 3P, CORE: 3 30VA/CL 3P. VF - 1.2 Count & 1.9 FOR 8 HRS., GUN TYPE, INSULATION CLASS F | PT | SWITCHGEAR | PR-PT-33-3C-30/0.5-30/3P-30/3P-G-INSULATION-CLASS-F | PRAGATI | 33 | NA | Nos |  | Inventory | PT - 33KV PT, PTR - 33KV/RT3/110/RT3/110/RT3/110V/3, CORE: 1 30VA/CL 0.5, CORE: 2 30VA/CL 3P, CORE: 3 30VA/CL 3P. VF - 1.2 Count & 1.9 FOR 8 HRS., GUN TYPE, INSULATION CLASS F
12942 | 33kV CAST RESIN PT RATIO: 33kV/RT3/110V/RT3/110V/RT3/110V/3, CORE 1: 30VA, CLASS: 0.5, CORE 2: 50VA, CLASS: 3P, CORE 3: 30VA, CLASS: 3P, FIXED TYPE, VOLTAGE FACTOR 1.2 CONTINUOUS & 1.9 TIMES FOR 8 HOURS. | PT | SWITCHGEAR | PR-PT-33-3C-30/0.5-50/3P-30/3P-F | PRAGATI | 33 | NA | Nos |  | Inventory | 33kV CAST RESIN PT RATIO: 33kV/RT3/110V/RT3/110V/RT3/110V/3, CORE 1: 30VA, CLASS: 0.5, CORE 2: 50VA, CLASS: 3P, CORE 3: 30VA, CLASS: 3P, FIXED TYPE, VOLTAGE FACTOR 1.2 CONTINUOUS & 1.9 TIMES FOR 8 HOURS.
12943 | PT - 33KV PT, PTR - 33KV/RT3/110/RT3/110/RT3/110V/3, CORE: 1 30VA/CL 1, CORE: 2 30VA/CL 3P, CORE: 3 30VA/CL 3P. VF - 1.2 Count & 1.9 FOR 8 HRS., FIXED TYPE, | PT | SWITCHGEAR | PR-PT-33-3C-30/1-30/3P-30/3P-F | PRAGATI | 33 | NA | Nos | None | Inventory | PT - 33KV PT, PTR - 33KV/RT3/110/RT3/110/RT3/110V/3, CORE: 1 30VA/CL 1, CORE: 2 30VA/CL 3P, CORE: 3 30VA/CL 3P. VF - 1.2 Count & 1.9 FOR 8 HRS., FIXED TYPE,
12944 | PT - 33KV PT, PTR - 33KV/RT3/110/RT3/110/RT3/110V/3, CORE: 1 30VA/CL 1, CORE: 2 30VA/CL 3P, CORE: 3 30VA/CL 3P. VF - 1.2 Count & 1.9 FOR 8 HRS., DRAWOUT TYPE, | PT | SWITCHGEAR | PR-PT-33-3C-30/1-30/3P-30/3P-G | PRAGATI | 33 | NA | Nos |  | Inventory | PT - 33KV PT, PTR - 33KV/RT3/110/RT3/110/RT3/110V/3, CORE: 1 30VA/CL 1, CORE: 2 30VA/CL 3P, CORE: 3 30VA/CL 3P. VF - 1.2 Count & 1.9 FOR 8 HRS., DRAWOUT TYPE,
12945 | 33kV CAST RESIN POTENTIAL TRANSFORMER RATIO: 33kV/RT3/110V/RT3/110V/RT3/110V/3, CORE:1 50VA, CLASS : 0.2, CORE:2 30VA, CLASS : 3P, CORE:3 30VA, CLASS : 3P, FIXED TYPE, VOLTAGE FACTOR 1.2 CONTINOUS & 1.9 FOR 8 HOURS. | PT | SWITCHGEAR | PR-PT-33-3C-50/0.2-30/3P-30/3P-F | PRAGATI | - | - | Nos. |  | Inventory | 33kV CAST RESIN POTENTIAL TRANSFORMER RATIO: 33kV/RT3/110V/RT3/110V/RT3/110V/3, CORE:1 50VA, CLASS : 0.2, CORE:2 30VA, CLASS : 3P, CORE:3 30VA, CLASS : 3P, FIXED TYPE, VOLTAGE FACTOR 1.2 CONTINOUS & 1.9 FOR 8 HOURS.
12946 | PT - 33KV PT, PTR - 33KV/RT3/110/RT3/110/RT3/110V/3, CORE: 1 50VA/CL 0.2, CORE: 2 30VA/CL 3P, CORE: 3 30VA/CL 3P. VF - 1.2 Count & 1.9 FOR 8 HRS., GUN TYPE, DRAWING NO - PR-3603 (B) | PT | SWITCHGEAR | PR-PT-33-3C-50/0.2-30/3P-30/3P-G | PRAGATI | 33 | NA | Nos | None | Inventory | PT - 33KV PT, PTR - 33KV/RT3/110/RT3/110/RT3/110V/3, CORE: 1 50VA/CL 0.2, CORE: 2 30VA/CL 3P, CORE: 3 30VA/CL 3P. VF - 1.2 Count & 1.9 FOR 8 HRS., GUN TYPE, DRAWING NO - PR-3603 (B)
12947 | 33kV CAST RESIN PT RATIO: 33kV/RT3/110V/RT3/110V/RT3/110V/RT3-110/3, CORE 1: 50VA, CLASS: 0.2, CORE 2: 50VA, CLASS: 0.2, CORE 3: 50VA, CLASS: 3P, FIXED TYPE, VOLTAGE FACTOR 1.2 CONTINOUS & 1.9 FOR 8 HOURS. | PT | SWITCHGEAR | PR-PT-33-3C-50/0.2-50/0.2-50/3P-F | PRAGATI | - | - | Nos. |  | Inventory | 33kV CAST RESIN PT RATIO: 33kV/RT3/110V/RT3/110V/RT3/110V/RT3-110/3, CORE 1: 50VA, CLASS: 0.2, CORE 2: 50VA, CLASS: 0.2, CORE 3: 50VA, CLASS: 3P, FIXED TYPE, VOLTAGE FACTOR 1.2 CONTINOUS & 1.9 FOR 8 HOURS.
12948 | 33kV CAST RESIN POTENTIAL TRANSFORMER RATIO:33kV/RT3/110V/RT3/110V/RT3/110V/3, CORE 1: 50VA, CLASS : 0.2, CORE 2: 50VA, CLASS : 3P, CORE:3 30VA, CLASS : 3P, DRAWOUT TYPE, VOLTAGE FACTOR 1.2 CONTINOUS & 1.9 FOR 8 HOURS. | PT | SWITCHGEAR | PR-PT-33-3C-50/0.2-50/3P-30/3P-G | PRAGATI | - | - | Nos. |  | Inventory | 33kV CAST RESIN POTENTIAL TRANSFORMER RATIO:33kV/RT3/110V/RT3/110V/RT3/110V/3, CORE 1: 50VA, CLASS : 0.2, CORE 2: 50VA, CLASS : 3P, CORE:3 30VA, CLASS : 3P, DRAWOUT TYPE, VOLTAGE FACTOR 1.2 CONTINOUS & 1.9 FOR 8 HOURS.
12949 | PT - 33KV PT, PTR - 33KV/RT3/110/RT3/110/RT3/110V/3, CORE: 1 50VA/CL 0.2, CORE: 2 50VA/CL 3P, CORE: 3 50VA/CL 3P. VF - 1.2 Count & 1.9 FOR 8 HRS., DRAWOUT TYPE, | PT | SWITCHGEAR | PR-PT-33-3C-50/0.2-50/3P-50/3P-D | PRAGATI | 33 | NA | Nos | None | Inventory | PT - 33KV PT, PTR - 33KV/RT3/110/RT3/110/RT3/110V/3, CORE: 1 50VA/CL 0.2, CORE: 2 50VA/CL 3P, CORE: 3 50VA/CL 3P. VF - 1.2 Count & 1.9 FOR 8 HRS., DRAWOUT TYPE,
12950 | PT - 33KV PT, PTR - 33KV/RT3/110/RT3/110/RT3/110V/3, CORE: 1 50VA/CL 0.2, CORE: 2 50VA/CL 3P, CORE: 3 50VA/CL 3P. VF - 1.2 Count & 1.9 FOR 8 HRS., FIXED TYPE, DRAWING NO - PR-6699 (A) | PT | SWITCHGEAR | PR-PT-33-3C-50/0.2-50/3P-50/3P-F | PRAGATI | 33 | NA | Nos |  | Inventory | PT - 33KV PT, PTR - 33KV/RT3/110/RT3/110/RT3/110V/3, CORE: 1 50VA/CL 0.2, CORE: 2 50VA/CL 3P, CORE: 3 50VA/CL 3P. VF - 1.2 Count & 1.9 FOR 8 HRS., FIXED TYPE, DRAWING NO - PR-6699 (A)
12951 | PT - 33KV PT, PTR - 33KV/RT3/110/RT3/110/RT3/110V/3, CORE: 1 50VA/CL 0.2, CORE: 2 50VA/CL 3P, CORE: 3 50VA/CL 3P. VF - 1.2 Count & 1.9 FOR 8 HRS., GUN TYPE, DRAWING NO - PR-3603 (B) | PT | SWITCHGEAR | PR-PT-33-3C-50/0.2-50/3P-50/3P-G | PRAGATI | 33 | NA | Nos | None | Inventory | PT - 33KV PT, PTR - 33KV/RT3/110/RT3/110/RT3/110V/3, CORE: 1 50VA/CL 0.2, CORE: 2 50VA/CL 3P, CORE: 3 50VA/CL 3P. VF - 1.2 Count & 1.9 FOR 8 HRS., GUN TYPE, DRAWING NO - PR-3603 (B)
12952 | PT - 33KV PT, PTR - 33KV/RT3/110/RT3/110/RT3/110V/3, CORE: 1 50VA/CL 0.2, CORE: 2 50VA/CL 3P, CORE: 3 50VA/CL 3P. VF - 1.2 Count & 1.9 FOR 8 HRS., GUN TYPE | PT | SWITCHGEAR | PR-PT-33-3C-50/0.2-50/3P-50/3P-G-1 | PRAGATI | 33 | NA | Nos |  | Inventory | PT - 33KV PT, PTR - 33KV/RT3/110/RT3/110/RT3/110V/3, CORE: 1 50VA/CL 0.2, CORE: 2 50VA/CL 3P, CORE: 3 50VA/CL 3P. VF - 1.2 Count & 1.9 FOR 8 HRS., GUN TYPE
12953 | PT - 33KV PT, PTR - 33KV/RT3/110/RT3/110/RT3/110V/3, CORE: 1 50VA/CL 0.2, CORE: 2 50VA/CL 3P, CORE: 3 50VA/CL 3P, INSULATION CLASS F, VF - 1.2 Count & 1.9 FOR 8 HRS., GUN TYPE, DRAWING NO - PR-3603 (B) | PT | SWITCHGEAR | PR-PT-33-3C-50/0.2-50/3P-50/3P-G-CLASS-F | PRAGATI | 33 | NA | Nos |  | Inventory | PT - 33KV PT, PTR - 33KV/RT3/110/RT3/110/RT3/110V/3, CORE: 1 50VA/CL 0.2, CORE: 2 50VA/CL 3P, CORE: 3 50VA/CL 3P, INSULATION CLASS F, VF - 1.2 Count & 1.9 FOR 8 HRS., GUN TYPE, DRAWING NO - PR-3603 (B)
12954 | 33kV CAST RESIN PT RATIO: 33kV/RT3/110V/RT3/110V/RT3/110V/3, CORE 1: 50VA, CLASS: 0.5, CORE 2: 30VA, CLASS: 3P, CORE 3: 30VA, CLASS: 3P FIXED TYPE, INSULATION CLASS: B, VOLTAGE FACTOR 1.2 CONTINOUS & 1.9 FOR 8 HOURS. | PT | SWITCHGEAR | PR-PT-33-3C-50/0.5-30/3P-30/3P-F | PRAGATI | - | NA | Nos. |  | Inventory | 33kV CAST RESIN PT RATIO: 33kV/RT3/110V/RT3/110V/RT3/110V/3, CORE 1: 50VA, CLASS: 0.5, CORE 2: 30VA, CLASS: 3P, CORE 3: 30VA, CLASS: 3P FIXED TYPE, INSULATION CLASS: B, VOLTAGE FACTOR 1.2 CONTINOUS & 1.9 FOR 8 HOURS.
12955 | PT - 33KV PT, PTR - 33KV/RT3/110/RT3/110/RT3/110V/3, CORE: 1 50VA/CL 0.5, CORE: 2 30VA/CL 3P, CORE: 3 30VA/CL 3P. VF - 1.2 Count & 1.9 FOR 8 HRS., GUN TYPE, DRAWING NO - PR-3603 (B) | PT | SWITCHGEAR | PR-PT-33-3C-50/0.5-30/3P-30/3P-G | PRAGATI | 33 | NA | Nos | None | Inventory | PT - 33KV PT, PTR - 33KV/RT3/110/RT3/110/RT3/110V/3, CORE: 1 50VA/CL 0.5, CORE: 2 30VA/CL 3P, CORE: 3 30VA/CL 3P. VF - 1.2 Count & 1.9 FOR 8 HRS., GUN TYPE, DRAWING NO - PR-3603 (B)
12956 | PT - 33KV PT, PTR - 33KV/RT3/110/RT3/110/RT3/110V/3, CORE: 1 100VA/CL 0.5, CORE: 2 50VA/CL 0.5, CORE: 3 50VA/CL 3P. VF - 1.2 Count & 1.9 FOR 8 HRS., GUN TYPE, DRAWING NO - PR-3603 (B) | PT | SWITCHGEAR | PR-PT-33-3C-50/0.5-50/0.5-50/3P-G | PRAGATI | 33 | NA | Nos | None | Inventory | PT - 33KV PT, PTR - 33KV/RT3/110/RT3/110/RT3/110V/3, CORE: 1 100VA/CL 0.5, CORE: 2 50VA/CL 0.5, CORE: 3 50VA/CL 3P. VF - 1.2 Count & 1.9 FOR 8 HRS., GUN TYPE, DRAWING NO - PR-3603 (B)
12957 | PT - 33KV PT, PTR - 33KV/RT3/110/RT3/110/RT3/110V/3, CORE: 1 50VA/CL 0.5, CORE: 2 50VA/CL 3P, CORE: 3 20VA/CL 3P. VF - 1.2 Count & 1.9 FOR 8 HRS., FIXED TYPE, DRAWING NO - PR-1338 (G) TYPE 1 | PT | SWITCHGEAR | PR-PT-33-3C-50/0.5-50/3P-20/3P-F | PRAGATI | 33 | NA | Nos | None | Inventory | PT - 33KV PT, PTR - 33KV/RT3/110/RT3/110/RT3/110V/3, CORE: 1 50VA/CL 0.5, CORE: 2 50VA/CL 3P, CORE: 3 20VA/CL 3P. VF - 1.2 Count & 1.9 FOR 8 HRS., FIXED TYPE, DRAWING NO - PR-1338 (G) TYPE 1
12958 | 33kV CAST RESIN PT RATIO: 33kV/RT3/110V/RT3/110V/RT3/110V/3, CORE 1: 50VA, CLASS: 0.5, CORE 2: 50VA, CLASS: 3P, CORE 3: 50VA, CLASS: 3P, FIXED TYPE, VOLTAGE FACTOR 1.2 CONTINOUS & 1.9 FOR 8 HOURS. | PT | SWITCHGEAR | PR-PT-33-3C-50/0.5-50/3P-50/3P-F | PRAGATI | - | - | Nos. |  | Inventory | 33kV CAST RESIN PT RATIO: 33kV/RT3/110V/RT3/110V/RT3/110V/3, CORE 1: 50VA, CLASS: 0.5, CORE 2: 50VA, CLASS: 3P, CORE 3: 50VA, CLASS: 3P, FIXED TYPE, VOLTAGE FACTOR 1.2 CONTINOUS & 1.9 FOR 8 HOURS.
12959 | PT - 33KV PT, PTR - 33KV/RT3/110/RT3/110/RT3/110V/3, CORE: 1 50VA/CL 0.5, CORE: 2 50VA/CL 3P, CORE: 3 50VA/CL 3P. VF - 1.2 Count & 1.9 FOR 8 HRS., GUN TYPE, DRAWING NO - | PT | SWITCHGEAR | PR-PT-33-3C-50/0.5-50/3P-50/3P-G | PRAGATI | 33 | NA | Nos |  | Inventory | PT - 33KV PT, PTR - 33KV/RT3/110/RT3/110/RT3/110V/3, CORE: 1 50VA/CL 0.5, CORE: 2 50VA/CL 3P, CORE: 3 50VA/CL 3P. VF - 1.2 Count & 1.9 FOR 8 HRS., GUN TYPE, DRAWING NO -
12960 | 33kV CAST RESIN PT RATIO: 33kV/RT3/110V/RT3/110V/RT3/110V/3, CORE 1: 50VA, CLASS: 1, CORE 2: 50VA, CLASS: 3P, CORE 3: 50VA, CLASS: 3P, FIXED TYPE, VOLTAGE FACTOR 1.2 CONTINOUS & 1.9 FOR 8 HOURS. | - | SWITCHGEAR | PR-PT-33-3C-50/1.0-50/3P-50/3P-F | PRAGATI | 33 | NA | Nos |  | Inventory | 33kV CAST RESIN PT RATIO: 33kV/RT3/110V/RT3/110V/RT3/110V/3, CORE 1: 50VA, CLASS: 1, CORE 2: 50VA, CLASS: 3P, CORE 3: 50VA, CLASS: 3P, FIXED TYPE, VOLTAGE FACTOR 1.2 CONTINOUS & 1.9 FOR 8 HOURS.
12961 | 33kV CAST RESIN PT RATIO: 33kV/RT3/110V/RT3/110V/RT3/110V/3, CORE 1: 50VA, CLASS: 1, CORE 2: 50VA, CLASS: 3P, CORE 3: 50VA, CLASS: 3P, DRAWOUT TYPE, VOLTAGE FACTOR 1.2 CONTINOUS & 1.9 FOR 8 HOURS. | PT | SWITCHGEAR | PR-PT-33-3C-50/1.0-50/3P-50/3P-G | PRAGATI | 33 | NA | Nos |  | Inventory | 33kV CAST RESIN PT RATIO: 33kV/RT3/110V/RT3/110V/RT3/110V/3, CORE 1: 50VA, CLASS: 1, CORE 2: 50VA, CLASS: 3P, CORE 3: 50VA, CLASS: 3P, DRAWOUT TYPE, VOLTAGE FACTOR 1.2 CONTINOUS & 1.9 FOR 8 HOURS.
12962 | 4.16kV CAST RESIN PT RATIO: 4.16kV/RT3/110V/RT3/110/RT3-110V/3 CORE 1: 50VA, CLASS: 1.0, CORE 1: 30VA, CLASS: 3P : FIXED TYPE, VOLTAGE FACTOR 1.2 CONTINOUS & 1.9 FOR 8 HOURS. FREQUENCY : 60Hz | PT | SWITCHGEAR | PR-PT-4.16-2C-50/1.0-30/3P-F | PRAGATI | 11 | NA | Nos |  | Inventory | 4.16kV CAST RESIN PT RATIO: 4.16kV/RT3/110V/RT3/110/RT3-110V/3 CORE 1: 50VA, CLASS: 1.0, CORE 1: 30VA, CLASS: 3P : FIXED TYPE, VOLTAGE FACTOR 1.2 CONTINOUS & 1.9 FOR 8 HOURS. FREQUENCY : 60Hz
12963 | 4.16kV CAST RESIN PT RATIO: 4.16kV/RT3/110V/RT3/110V/RT3/110V/3 CORE 1: 50VA, CLASS: 1.0, CORE 2: 50VA, CLASS: 3P, CORE 3: 30VA, CLASS: 3P, FIXED TYPE, VOLTAGE FACTOR 1.2 CONTINOUS & 1.9 FOR 8 HOURS. FREQUENCY : 60Hz | PT | SWITCHGEAR | PR-PT-4.16-3C-50/1.0-50/3P-30/3P-F | PRAGATI | 11 | NA | Nos |  | Inventory | 4.16kV CAST RESIN PT RATIO: 4.16kV/RT3/110V/RT3/110V/RT3/110V/3 CORE 1: 50VA, CLASS: 1.0, CORE 2: 50VA, CLASS: 3P, CORE 3: 30VA, CLASS: 3P, FIXED TYPE, VOLTAGE FACTOR 1.2 CONTINOUS & 1.9 FOR 8 HOURS. FREQUENCY : 60Hz
12964 | POTENTIAL TRAFO, 3-PH, PRIMARY-415/V3, SECONDARY-110V/V3,VA-50VA CLASS-CL-1 | PT | SWITCHGEAR | PR-PT-415/RT3/110/RT3 | PRAGATI | - | NA | Nos |  | Inventory | POTENTIAL TRAFO, 3-PH, PRIMARY-415/V3, SECONDARY-110V/V3,VA-50VA CLASS-CL-1
12965 | POTENTIAL TRAFO, 3-PH, PRIMARY-415/V3, SECONDARY-110V/V3,VA-50VA CLASS-CL-0.5 | PT | SWITCHGEAR | PR-PT-415/RT3/110/RT3-0.5 | PRAGATI | - | NA | Nos |  | Inventory | POTENTIAL TRAFO, 3-PH, PRIMARY-415/V3, SECONDARY-110V/V3,VA-50VA CLASS-CL-0.5
12966 | POTENTIAL TRAFO, 3-PH, PRIMARY-415/V3, SECONDARY-110V/V3,VA-10VA CLASS-CL-0.5 | PT | SWITCHGEAR | PR-PT-415/RT3/110/RT3-0.5-10VA | PRAGATI | - | NA | Nos |  | Inventory | POTENTIAL TRAFO, 3-PH, PRIMARY-415/V3, SECONDARY-110V/V3,VA-10VA CLASS-CL-0.5
12967 | 0.415/RT3 0.110/RT3 0.110/RT3 , CORE: 1, CL-0.5, 50VA, CORE: 2, CL-3P, 50VA | PT | SWITCHGEAR | PR-PT-415/RT3/110/RT3-2C-50/0.5-50/3P | PRAGATI | - | - | Nos |  | Inventory | 0.415/RT3 0.110/RT3 0.110/RT3 , CORE: 1, CL-0.5, 50VA, CORE: 2, CL-3P, 50VA
12968 | POTENTIAL TRANSFORMER, RATING:AC 415/RT3 /110V/RT3, 1PH, BURDEN:50VA, ACCURACY CLASS:0.5/3P,RESIN CAST INSULATION, OVER VOLTAGE FACTOR : 1.2 CONTINUOUS & 1.5 FOR 30 SEC SHORT TIME | PT | SWITCHGEAR | PR-PT-415/RT3/110V/RT3-1PH | PRAGATI | - | NA | Nos |  | Inventory | POTENTIAL TRANSFORMER, RATING:AC 415/RT3 /110V/RT3, 1PH, BURDEN:50VA, ACCURACY CLASS:0.5/3P,RESIN CAST INSULATION, OVER VOLTAGE FACTOR : 1.2 CONTINUOUS & 1.5 FOR 30 SEC SHORT TIME
12969 | 6 kV CAST RESIN POTENTIAL TRANSFORMER RATIO: 6kV/RT3/110V/RT3/110V/RT3-110V/3 , CORE:1 50VA, CLASS : 0.2, CORE:2 50VA, CLASS : 3P, DRAWOUT TYPE, VF: 1.2 CONTINOUS & 1.9 FOR 8 HOURS. | PT | SWITCHGEAR | PR-PT-6-2C-50/0.2-50/3P-G | PRAGATI | - | - | Nos. |  | Inventory | 6 kV CAST RESIN POTENTIAL TRANSFORMER RATIO: 6kV/RT3/110V/RT3/110V/RT3-110V/3 , CORE:1 50VA, CLASS : 0.2, CORE:2 50VA, CLASS : 3P, DRAWOUT TYPE, VF: 1.2 CONTINOUS & 1.9 FOR 8 HOURS.
12970 | 6 kV CAST RESIN POTENTIAL TRANSFORMER RATIO: 6kV/RT3/110V/RT3/110V/3, CORE:1 50VA, CLASS : 0.5, CORE:2 50VA, CLASS : 3P, DRAWOUT TYPE, VOLTAGE FACTOR 1.2 CONTINOUS & 1.9 FOR 8 HOURS. | PT | SWITCHGEAR | PR-PT-6-2C-50/0.5-50/3P-G | PRAGATI | - | - | Nos. |  | Inventory | 6 kV CAST RESIN POTENTIAL TRANSFORMER RATIO: 6kV/RT3/110V/RT3/110V/3, CORE:1 50VA, CLASS : 0.5, CORE:2 50VA, CLASS : 3P, DRAWOUT TYPE, VOLTAGE FACTOR 1.2 CONTINOUS & 1.9 FOR 8 HOURS.
12971 | 6 kV CAST RESIN POTENTIAL TRANSFORMER RATIO: 6kV/RT3/110V/RT3/110V/RT3/110V/3, CORE:1 50VA, CLASS : 0.2, CORE:2 50VA, CLASS : 3P, CORE:3 50VA, CLASS : 3P, DRAWOUT TYPE, V F: 1.2 CONTINOUS & 1.9 FOR 8 HOURS. | PT | SWITCHGEAR | PR-PT-6-3C-50/0.2-50/3P-50/3P-G | PRAGATI | - | - | Nos. |  | Inventory | 6 kV CAST RESIN POTENTIAL TRANSFORMER RATIO: 6kV/RT3/110V/RT3/110V/RT3/110V/3, CORE:1 50VA, CLASS : 0.2, CORE:2 50VA, CLASS : 3P, CORE:3 50VA, CLASS : 3P, DRAWOUT TYPE, VOLTAGE FACTOR 1.2 CONTINOUS & 1.9 FOR 8 HOURS.
12972 | 6.3kV CAST RESIN PT RATIO 6.3kV CAST RESIN POTENTIAL TRANSFORMER RATIO :6.3kV/RT3/110V/RT3/110V/RT3-110V/3, CORE 1: 50A, CLASS: 0.5, CORE 2 :25VA, CLASS : 3P, FIXED TYPE, VOLTAGE FACTOR 1.5 CONTINUOUS & 1.9 TIMES FOR 8 HOURS. | PT | SWITCHGEAR | PR-PT-6.3-2C-50/0.5-25/3P-F | PRAGATI | - | - | Nos. |  | Inventory | 6.3kV CAST RESIN PT RATIO 6.3kV CAST RESIN POTENTIAL TRANSFORMER RATIO :6.3kV/RT3/110V/RT3/110V/RT3-110V/3, CORE 1: 50A, CLASS: 0.5, CORE 2 :25VA, CLASS : 3P, FIXED TYPE, VOLTAGE FACTOR 1.5 CONTINUOUS & 1.9 TIMES FOR 8 HOURS.
12973 | 6.3kV CAST RESIN PT RATIO 6.3kV CAST RESIN POTENTIAL TRANSFORMER RATIO :6.3kV/RT3/110V/RT3/110V/RT3, CORE 1: 50A, CLASS: 0.5, CORE 2 :25VA, CLASS : 3P, FIXED TYPE, VOLTAGE FACTOR 1.2 CONTINUOUS & 1.9 TIMES FOR 8 HOURS. | PT | SWITCHGEAR | PR-PT-6.3-2C-50/0.5-25/3P-F-1.2 | PRAGATI | - | - | Nos. |  | Inventory | 6.3kV CAST RESIN PT RATIO 6.3kV CAST RESIN POTENTIAL TRANSFORMER RATIO :6.3kV/RT3/110V/RT3/110V/RT3, CORE 1: 50A, CLASS: 0.5, CORE 2 :25VA, CLASS : 3P, FIXED TYPE, VOLTAGE FACTOR 1.2 CONTINUOUS & 1.9 TIMES FOR 8 HOURS.
12974 | 6.3kV CAST RESIN POTENTIAL TRANSFORMER RATIO :6.3kV/RT3/110V/RT3/110V/RT3, CORE 1: 50VA, CLASS: 0.5, CORE 2 :50VA, CLASS : 3P,. FIXED TYPE, VOLTAGE FACTOR 1.5 CONTINUOUS & 1.9 TIMES FOR 8 HOURS. | PT | SWITCHGEAR | PR-PT-6.3-2C-50/0.5-50/3P-F | PRAGATI | - | - | Nos. |  | Inventory | 6.3kV CAST RESIN POTENTIAL TRANSFORMER RATIO :6.3kV/RT3/110V/RT3/110V/RT3, CORE 1: 50VA, CLASS: 0.5, CORE 2 :50VA, CLASS : 3P,. FIXED TYPE, VOLTAGE FACTOR 1.5 CONTINUOUS & 1.9 TIMES FOR 8 HOURS.
12975 | 6.3kV CAST RESIN POTENTIAL TRANSFORMER RATIO :6.3kV/RT3/110V/RT3/110V/RT3/110V/3, CORE 1: 75VA, CLASS: 0.5, CORE 2 :75VA, CLASS : 3P, CORE 3 :75VA, CLASS : 3P, FIXED TYPE, VOLTAGE FACTOR 1.5 CONTINUOUS & 1.9 TIMES FOR 8 HOURS. | PT | SWITCHGEAR | PR-PT-6.3-3C-75/0.5-75/3P-75/3-F | PRAGATI | - | - | Nos. |  | Inventory | 6.3kV CAST RESIN POTENTIAL TRANSFORMER RATIO :6.3kV/RT3/110V/RT3/110V/RT3/110V/3, CORE 1: 75VA, CLASS: 0.5, CORE 2 :75VA, CLASS : 3P, CORE 3 :75VA, CLASS : 3P, FIXED TYPE, VOLTAGE FACTOR 1.5 CONTINUOUS & 1.9 TIMES FOR 8 HOURS.
12976 | 6.6kV CAST RESIN PT RATIO: 6.6kV/RT3/110V/RT3, CORE 1: 50VA, CLASS: 0.5, FIXED TYPE, VOLTAGE FACTOR 1.5 CONTINUOUS & 1.9 TIMES FOR 8 HOURS. | PT | SWITCHGEAR | PR-PT-6.6-1C-50/0.5-F | PRAGATI | - | - | Nos. |  | Inventory | 6.6kV CAST RESIN PT RATIO: 6.6kV/RT3/110V/RT3, CORE 1: 50VA, CLASS: 0.5, FIXED TYPE, VOLTAGE FACTOR 1.5 CONTINUOUS & 1.9 TIMES FOR 8 HOURS.
12977 | PT - 6.6KV PT, PTR - 6.6KV/RT3/110/RT3/110/RT3-110V/3, CORE: 1 10VA/CL 0.2, CORE: 2 10VA/CL 3P, VF - 1.2 Count & 1.9 FOR 8 HRS., FIXED TYPE,WITH SEALING ARRANGEMENT | PT | SWITCHGEAR | PR-PT-6.6-2C-10/0.2-10/3P-F | PRAGATI | 6.6 | NA | Nos |  | Inventory | PT - 6.6KV PT, PTR - 6.6KV/RT3/110/RT3/110/RT3-110V/3, CORE: 1 10VA/CL 0.2, CORE: 2 10VA/CL 3P, VF - 1.2 Count & 1.9 FOR 8 HRS., FIXED TYPE,WITH SEALING ARRANGEMENT
12978 | PT- 6.6KV PT, PTR - 6.6KV/RT3/110V/RT3/110V/RT3-110V/3, CORE: 1 100VA/CL 0.5, CORE: 2 100VA/CL 3P, VF - 1.2 Count & 1.9 FOR 8 HRS., DRAWOUT TYPE, | PT | SWITCHGEAR | PR-PT-6.6-2C-100/0.5-100/3P-G | PRAGATI | 6.6 | NA | Nos | None | Inventory | PT- 6.6KV PT, PTR - 6.6KV/RT3/110V/RT3/110V/RT3-110V/3, CORE: 1 100VA/CL 0.5, CORE: 2 100VA/CL 3P, VF - 1.2 Count & 1.9 FOR 8 HRS., DRAWOUT TYPE,
12979 | 6.6kV CAST RESIN POTENTIAL TRANSFORMER RATIO: 6.6kV/RT3/110V/RT3/110V/3-110V/RT3, CORE:1 100VA, CLASS : 0.5, CORE:2 50VA, CLASS : 3P(core 2 suitable for delta & star connection), FIXED TYPE, VOLTAGE FACTOR 1.2 CONTINOUS & 1.9 FOR 8 HOURS. | PT | SWITCHGEAR | PR-PT-6.6-2C-100/0.5-50/3P-50/3P-F | PRAGATI | 6.6 | NA | Nos |  | Inventory | 6.6kV CAST RESIN POTENTIAL TRANSFORMER RATIO: 6.6kV/RT3/110V/RT3/110V/3-110V/RT3, CORE:1 100VA, CLASS : 0.5, CORE:2 50VA, CLASS : 3P(core 2 suitable for delta & star connection), FIXED TYPE, VOLTAGE FACTOR 1.2 CONTINOUS & 1.9 FOR 8 HOURS.
12980 | PT - 6.6KV PT, PTR - 6.6KV/RT3/110/RT3/110/RT3-110V/3, CORE: 1 100VA/CL 0.5, CORE: 2 50VA/CL 3P, VF - 1.2 Count & 1.9 FOR 8 HRS., FIXED TYPE, DRAWING NO - PR-1760 | PT | SWITCHGEAR | PR-PT-6.6-2C-100/0.5-50/3P-F | PRAGATI | 6.6 | NA | Nos | None | Inventory | PT - 6.6KV PT, PTR - 6.6KV/RT3/110/RT3/110/RT3-110V/3, CORE: 1 100VA/CL 0.5, CORE: 2 50VA/CL 3P, VF - 1.2 Count & 1.9 FOR 8 HRS., FIXED TYPE, DRAWING NO - PR-1760
12981 | PT - 6.6KV PT, PTR - 6.6KV/RT3/110/RT3/110/RT3-110V/3, CORE: 1 100VA/CL 0.5, CORE: 2 50VA/CL 3P, VF - 1.2 Count & 1.9 FOR 8 HRS., GUN TYPE, DRAWING NO - PR-1770 | PT | SWITCHGEAR | PR-PT-6.6-2C-100/0.5-50/3P-G | PRAGATI | 6.6 | NA | Nos | None | Inventory | PT - 6.6KV PT, PTR - 6.6KV/RT3/110/RT3/110/RT3-110V/3, CORE: 1 100VA/CL 0.5, CORE: 2 50VA/CL 3P, VF - 1.2 Count & 1.9 FOR 8 HRS., GUN TYPE, DRAWING NO - PR-1770
12982 | PT - 6.6KV PT, PTR - 6.6KV/RT3/110/RT3/110/RT3-110V/3, CORE: 1 100VA/CL 1.0, CORE: 2 50VA/CL 3P, VF - 1.2 Count & 1.9 FOR 8 HRS., FIXED TYPE, DRAWING NO - PR-1759 E | PT | SWITCHGEAR | PR-PT-6.6-2C-100/1.0-50/3P-F | PRAGATI | 6.6 | NA | Nos | None | Inventory | PT - 6.6KV PT, PTR - 6.6KV/RT3/110/RT3/110/RT3-110V/3, CORE: 1 100VA/CL 1.0, CORE: 2 50VA/CL 3P, VF - 1.2 Count & 1.9 FOR 8 HRS., FIXED TYPE, DRAWING NO - PR-1759 E
12983 | PT - 6.6KV PT, PTR - 6.6KV/RT3/110/RT3/110/RT3-110V/3, CORE: 1 100VA/CL 1.0, CORE: 2 50VA/CL 3P, VF - 1.2 Count & 1.9 FOR 8 HRS., GUN TYPE, DRAWING NO - PR-1427 D | PT | SWITCHGEAR | PR-PT-6.6-2C-100/1.0-50/3P-G | PRAGATI | 6.6 | NA | Nos | None | Inventory | PT - 6.6KV PT, PTR - 6.6KV/RT3/110/RT3/110/RT3-110V/3, CORE: 1 100VA/CL 1.0, CORE: 2 50VA/CL 3P, VF - 1.2 Count & 1.9 FOR 8 HRS., GUN TYPE, DRAWING NO - PR-1427 D
12984 | 6.6kV CAST RESIN PT RATIO: 6.6kV/RT3/110V/RT3/110V/RT3 CORE 1: 20VA, CLASS: 0.2, CORE 2: 20VA, CLASS: 3P, FIXED TYPE, VOLTAGE FACTOR 1.2 CONTINOUS & 1.9 FOR 8 HOURS. | PT | SWITCHGEAR | PR-PT-6.6-2C-20/0.2-20/3P-F | PRAGATI | - | - | Nos. |  | Inventory | 6.6kV CAST RESIN PT RATIO: 6.6kV/RT3/110V/RT3/110V/RT3 CORE 1: 20VA, CLASS: 0.2, CORE 2: 20VA, CLASS: 3P, FIXED TYPE, VOLTAGE FACTOR 1.2 CONTINOUS & 1.9 FOR 8 HOURS.
12985 | PT - 6.6KV PT, PTR - 6.6KV/RT3/110/RT3/110/RT3-110V/3, CORE: 1 50VA/CL 0.2, CORE: 2 50VA/CL 3P, VF - 1.2 Count & 1.9 FOR 8 HRS., FIXED TYPE, DRAWING NO - PR-1760 | PT | SWITCHGEAR | PR-PT-6.6-2C-50/0.2-50/3P-F | PRAGATI | 6.6 | NA | Nos | None | Inventory | PT - 6.6KV PT, PTR - 6.6KV/RT3/110/RT3/110/RT3-110V/3, CORE: 1 50VA/CL 0.2, CORE: 2 50VA/CL 3P, VF - 1.2 Count & 1.9 FOR 8 HRS., FIXED TYPE, DRAWING NO - PR-1760
12986 | PT - 6.6KV PT, PTR - 6.6KV/RT3/110/RT3/110/RT3-110V/3, CORE: 1 50VA/CL 0.2, CORE: 2 50VA/CL 3P, VF - 1.2 Count & 1.9 FOR 8 HRS., GUN TYPE, DRAWING NO - PR-1770 | PT | SWITCHGEAR | PR-PT-6.6-2C-50/0.2-50/3P-G | PRAGATI | 6.6 | NA | Nos | None | Inventory | PT - 6.6KV PT, PTR - 6.6KV/RT3/110/RT3/110/RT3-110V/3, CORE: 1 50VA/CL 0.2, CORE: 2 50VA/CL 3P, VF - 1.2 Count & 1.9 FOR 8 HRS., GUN TYPE, DRAWING NO - PR-1770
12987 | PT - 6.6KV PT, PTR - 6.6KV/RT3/110/RT3/110/RT3-110V/3, CORE: 1 50VA/CL 0.5, CORE: 2 50VA/CL 3P, VF - 1.2 Count & 1.9 FOR 8 HRS., FIXED TYPE, DRAWING NO - PR-1759 E | PT | SWITCHGEAR | PR-PT-6.6-2C-50/0.5-50/3P-F | PRAGATI | 6.6 | NA | Nos | None | Inventory | PT - 6.6KV PT, PTR - 6.6KV/RT3/110/RT3/110/RT3-110V/3, CORE: 1 50VA/CL 0.5, CORE: 2 50VA/CL 3P, VF - 1.2 Count & 1.9 FOR 8 HRS., FIXED TYPE, DRAWING NO - PR-1759 E
12988 | PT - 6.6KV PT, PTR - 6.6KV/RT3/110/RT3/110/RT3-110V/3, CORE: 1 50VA/CL 0.5, CORE: 2 50VA/CL 3P, VF - 1.2 Count & 1.9 FOR 8 HRS., GUN TYPE, DRAWING NO - PR-1427 D | PT | SWITCHGEAR | PR-PT-6.6-2C-50/0.5-50/3P-G | PRAGATI | 6.6 | NA | Nos | None | Inventory | PT - 6.6KV PT, PTR - 6.6KV/RT3/110/RT3/110/RT3-110V/3, CORE: 1 50VA/CL 0.5, CORE: 2 50VA/CL 3P, VF - 1.2 Count & 1.9 FOR 8 HRS., GUN TYPE, DRAWING NO - PR-1427 D
12989 | PT - 6.6KV PT, PTR - 6.6KV/RT3/110/RT3/110/RT3/110V/3, CORE: 1 10VA/CL 0.2, CORE: 2 10VA/CL 3P, CORE: 3 10VA/CL 3P. VF - 1.2 Count & 1.9 FOR 8 HRS., GUN TYPE, DRAWING NO - , MAKE: PRAGATI | PT | SWITCHGEAR | PR-PT-6.6-3C-10/0.2-10/3P-10/3P-G | PRAGATI | 6.6 | NA | Nos | None | Inventory | PT - 6.6KV PT, PTR - 6.6KV/RT3/110/RT3/110/RT3/110V/3, CORE: 1 10VA/CL 0.2, CORE: 2 10VA/CL 3P, CORE: 3 10VA/CL 3P. VF - 1.2 Count & 1.9 FOR 8 HRS., GUN TYPE, DRAWING NO - , MAKE: PRAGATI
12990 | 6.6kV CAST RESIN PT RATIO: 6.6kV/RT3/110V/RT3/110V/RT3/110V/3CORE 1: 100VA, CLASS: 0.5, CORE 2: 50VA, CLASS: 3P, CORE 3: 30VA, CLASS: 3P, DRAWOUT TYPE, INSULATION LEVEL:12kV/28kV/75kV pk, VOLTAGE FACTOR 1.2 CONTINOUS & 1.9 FOR 8 HOURS. | PT | SWITCHGEAR | PR-PT-6.6-3C-100/0.5-50/3P-30/3P-G-BIL-12KV/28KV/75KV-PK | PRAGATI | 6.6 | NA | Nos |  | Inventory | 6.6kV CAST RESIN PT RATIO: 6.6kV/RT3/110V/RT3/110V/RT3/110V/3CORE 1: 100VA, CLASS: 0.5, CORE 2: 50VA, CLASS: 3P, CORE 3: 30VA, CLASS: 3P, DRAWOUT TYPE, INSULATION LEVEL:12kV/28kV/75kV pk, VOLTAGE FACTOR 1.2 CONTINOUS & 1.9 FOR 8 HOURS.
12991 | PT - 6.6KV PT, PTR - 6.6KV/RT3/110/RT3/110/RT3/110V/3, CORE: 1 100VA/CL 0.5, CORE: 2 50VA/CL 3P, CORE: 3 50VA/CL 3P. VF - 1.2 Count & 1.9 FOR 8 HRS., FIX TYPE, DRAWING NO - PR-1760 | PT | SWITCHGEAR | PR-PT-6.6-3C-100/0.5-50/3P-50/3-F | PRAGATI | 6.6 | NA | Nos | None | Inventory | PT - 6.6KV PT, PTR - 6.6KV/RT3/110/RT3/110/RT3/110V/3, CORE: 1 100VA/CL 0.5, CORE: 2 50VA/CL 3P, CORE: 3 50VA/CL 3P. VF - 1.2 Count & 1.9 FOR 8 HRS., FIX TYPE, DRAWING NO - PR-1760
12992 | PT - 6.6KV PT, PTR - 6.6KV/RT3/110/RT3/110/RT3/110V/3, CORE: 1 100VA/CL 0.5, CORE: 2 50VA/CL 3P, CORE: 3 50VA/CL 3P. VF - 1.2 Count & 1.9 FOR 8 HRS., GUN TYPE, DRAWING NO - PR-1770 (F) | PT | SWITCHGEAR | PR-PT-6.6-3C-100/0.5-50/3P-50/3-G | PRAGATI | 6.6 | NA | Nos | None | Inventory | PT - 6.6KV PT, PTR - 6.6KV/RT3/110/RT3/110/RT3/110V/3, CORE: 1 100VA/CL 0.5, CORE: 2 50VA/CL 3P, CORE: 3 50VA/CL 3P. VF - 1.2 Count & 1.9 FOR 8 HRS., GUN TYPE, DRAWING NO - PR-1770 (F)
12993 | PT - 6.6KV PT, PTR - 6.6KV/RT3/110/RT3/110/RT3/110V/3, CORE: 1 100VA/CL 1.0, CORE: 2 30VA/CL 3P, CORE: 3 30VA/CL 3P. VF - 1.2 Count & 1.9 FOR 8 HRS., FIX TYPE, | PT | SWITCHGEAR | PR-PT-6.6-3C-100/1.0-30/3P-30/3-F | PRAGATI | 6.6 | NA | Nos |  | Inventory | PT - 6.6KV PT, PTR - 6.6KV/RT3/110/RT3/110/RT3/110V/3, CORE: 1 100VA/CL 1.0, CORE: 2 30VA/CL 3P, CORE: 3 30VA/CL 3P. VF - 1.2 Count & 1.9 FOR 8 HRS., FIX TYPE,
12994 | 6.6KV CAST RESIN PT RATIO: 6.6KV/RT3/110V/RT3/110V/RT3/110V/3, CORE 1: 20VA, CLASS: 0.2, CORE 2: 20VA, CLASS: 3P, CORE 3: 20VA, CLASS: 3P, FIXED TYPE, INSULATION CLASS: B, VOLTAGE FACTOR 1.2 CONTINOUS & 1.9 FOR 8 HOURS. | PT | SWITCHGEAR | PR-PT-6.6-3C-20/0.2-20/3P-20/3P-F | PRAGATI | 6.6 | NA | Nos |  | Inventory | 6.6KV CAST RESIN PT RATIO: 6.6KV/RT3/110V/RT3/110V/RT3/110V/3, CORE 1: 20VA, CLASS: 0.2, CORE 2: 20VA, CLASS: 3P, CORE 3: 20VA, CLASS: 3P, FIXED TYPE, INSULATION CLASS: B, VOLTAGE FACTOR 1.2 CONTINOUS & 1.9 FOR 8 HOURS.
12995 | PT - 6.6KV PT, PTR - 6.6KV/RT3/110/RT3/110/RT3/110V/3, CORE: 1 20VA/CL 0.2, CORE: 2 25VA/CL 3P, CORE: 3 25VA/CL 3P. VF - 1.2 Count & 1.9 FOR 8 HRS., FIX TYPE, DRAWING NO - PR-1760 | PT | SWITCHGEAR | PR-PT-6.6-3C-20/0.2-25/3P-25/3P-F | PRAGATI | 11 | NA | Nos |  | Inventory | PT - 6.6KV PT, PTR - 6.6KV/RT3/110/RT3/110/RT3/110V/3, CORE: 1 20VA/CL 0.2, CORE: 2 25VA/CL 3P, CORE: 3 25VA/CL 3P. VF - 1.2 Count & 1.9 FOR 8 HRS., FIX TYPE, DRAWING NO - PR-1760
12996 | 6.6kV CAST RESIN POTENTIAL TRANSFORMER RATIO: 6.6kV/RT3/110V/RT3/110V/RT3/110V/3, CORE 1: 30VA, CLASS : 0.2, CORE 2: 30VA, CLASS : 3P,CORE 3: 30VA, CLASS : 3P, FIXED TYPE, VOLTAGE FACTOR 1.2 CONTINOUS & 1.9 FOR 8 HOURS. | PT | SWITCHGEAR | PR-PT-6.6-3C-30/0.2-30/3P-30/3-F | PRAGATI | 6.6 | NA | Nos |  | Inventory | 6.6kV CAST RESIN POTENTIAL TRANSFORMER RATIO: 6.6kV/RT3/110V/RT3/110V/RT3/110V/3, CORE 1: 30VA, CLASS : 0.2, CORE 2: 30VA, CLASS : 3P,CORE 3: 30VA, CLASS : 3P, FIXED TYPE, VOLTAGE FACTOR 1.2 CONTINOUS & 1.9 FOR 8 HOURS.
12997 | 6.6kV CAST RESIN POTENTIAL TRANSFORMER RATIO: 6.6kV/RT3/110V/RT3/110V/RT3/110V/3, CORE:1 30VA, CLASS : 0.2, CORE:2 30VA CLASS : 3P, CORE:3 30VA CLASS : 3P FIXED TYPE, VOLTAGE FACTOR 1.2 CONTINOUS & 1.9 FOR 8 HOURS. | PT | SWITCHGEAR | PR-PT-6.6-3C-30/0.2-30/3P-30/3P-F | PRAGATI | - | - | Nos |  | Inventory | 6.6kV CAST RESIN POTENTIAL TRANSFORMER RATIO: 6.6kV/RT3/110V/RT3/110V/RT3/110V/3, CORE:1 30VA, CLASS : 0.2, CORE:2 30VA CLASS : 3P, CORE:3 30VA CLASS : 3P FIXED TYPE, VOLTAGE FACTOR 1.2 CONTINOUS & 1.9 FOR 8 HOURS.
12998 | 6.6KV CAST RESIN PT RATIO: 6.6KV/RT3/110V/RT3/110V/RT3/110V/3, CORE 1: 50VA, CLASS: 0.2, CORE 2: 30VA, CLASS: 3P, CORE 3: 30VA, CLASS: 3P, FIXED TYPE, INSULATION CLASS: B, VOLTAGE FACTOR 1.2 CONTINOUS & 1.9 FOR 8 HOURS. | PT | SWITCHGEAR | PR-PT-6.6-3C-50/0.2-30/3P-30/3P-F | PRAGATI | 6.6 | NA | Nos |  | Inventory | 6.6KV CAST RESIN PT RATIO: 6.6KV/RT3/110V/RT3/110V/RT3/110V/3, CORE 1: 50VA, CLASS: 0.2, CORE 2: 30VA, CLASS: 3P, CORE 3: 30VA, CLASS: 3P, FIXED TYPE, INSULATION CLASS: B, VOLTAGE FACTOR 1.2 CONTINOUS & 1.9 FOR 8 HOURS.
12999 | 6.6kV CAST RESIN PT RATIO: 6.6kV/RT3/110V/RT3/110V/RT3/110V/RT3, CORE 1: 50VA, CLASS: 0.5, CORE 2: 50VA, CLASS: 1, CORE 3: 50VA, CLASS: 3P, FIXED TYPE, VOLTAGE FACTOR 1.5 CONTINUOUS & 1.9 TIMES FOR 8 HOURS. | PT | SWITCHGEAR | PR-PT-6.6-3C-50/0.5-50/1-50/3P-F | PRAGATI | 6.6 | NA | Nos |  | Inventory | 6.6kV CAST RESIN PT RATIO: 6.6kV/RT3/110V/RT3/110V/RT3/110V/RT3, CORE 1: 50VA, CLASS: 0.5, CORE 2: 50VA, CLASS: 1, CORE 3: 50VA, CLASS: 3P, FIXED TYPE, VOLTAGE FACTOR 1.5 CONTINUOUS & 1.9 TIMES FOR 8 HOURS.
13000 | PT - 6.6KV PT, PTR - 6.6KV/RT3/110/RT3/110/RT3/110V/3, CORE: 1 50VA/CL 0.5, CORE: 2 50VA/CL 3P, CORE: 3 50VA/CL 3P. VF - 1.2 Count & 1.9 FOR 8 HRS., FIXED TYPE | PT | SWITCHGEAR | PR-PT-6.6-3C-50/0.5-50/3P-50/3P-F | PRAGATI | - | NA | Nos. |  | Inventory | PT - 6.6KV PT, PTR - 6.6KV/RT3/110/RT3/110/RT3/110V/3, CORE: 1 50VA/CL 0.5, CORE: 2 50VA/CL 3P, CORE: 3 50VA/CL 3P. VF - 1.2 Count & 1.9 FOR 8 HRS., FIXED TYPE
13001 | 6.6kV CAST RESIN POTENTIAL TRANSFORMER RATIO :6.6kV/RT3/110V/RT3/110V/RT3/110V/3, CORE 1: 50VA, CLASS: 1, CORE 2 :50VA, CLASS : 3P, CORE 3 :50VA, CLASS : 3P, FIXED TYPE, VOLTAGE FACTOR 1.2 CONTINOUS & 1.9 FOR 8 HOURS. | PT | SWITCHGEAR | PR-PT-6.6-3C-50/1-50/3P-50/3P-F | PRAGATI | - | - | Nos. |  | Inventory | 6.6kV CAST RESIN POTENTIAL TRANSFORMER RATIO :6.6kV/RT3/110V/RT3/110V/RT3/110V/3, CORE 1: 50VA, CLASS: 1, CORE 2 :50VA, CLASS : 3P, CORE 3 :50VA, CLASS : 3P, FIXED TYPE, VOLTAGE FACTOR 1.2 CONTINOUS & 1.9 FOR 8 HOURS.
13002 | PT - 6.6KV PT, PTR - 6.6KV/RT3/110/RT3/110/RT3/110V/3, CORE: 1 50VA/CL 1.0, CORE: 2 100VA/CL 3P, CORE: 3 50VA/CL 3P. VF - 1.2 Count & 1.9 FOR 8 HRS., GUN TYPE, DRAWING NO - PR-1770 (F) | PT | SWITCHGEAR | PR-PT-6.6-3C-50/1.0-100/3P-50/3-G | PRAGATI | 6.6 | NA | Nos | None | Inventory | PT - 6.6KV PT, PTR - 6.6KV/RT3/110/RT3/110/RT3/110V/3, CORE: 1 50VA/CL 1.0, CORE: 2 100VA/CL 3P, CORE: 3 50VA/CL 3P. VF - 1.2 Count & 1.9 FOR 8 HRS., GUN TYPE, DRAWING NO - PR-1770 (F)
13003 | PT - 6.6KV PT, PTR - 6.6KV/RT3/110/RT3/110/RT3/110V/3, CORE: 1 50VA/CL 1.0, CORE: 2 50VA/CL 3P, CORE: 3 50VA/CL 3P. VF - 1.2 Count & 1.9 FOR 8 HRS., FIXED TYPE | PT | SWITCHGEAR | PR-PT-6.6-3C-50/1.0-50/3P-50/3P-F | PRAGATI | - | NA | Nos. |  | Inventory | PT - 6.6KV PT, PTR - 6.6KV/RT3/110/RT3/110/RT3/110V/3, CORE: 1 50VA/CL 1.0, CORE: 2 50VA/CL 3P, CORE: 3 50VA/CL 3P. VF - 1.2 Count & 1.9 FOR 8 HRS., FIXED TYPE
13004 | 6.6kV CAST RESIN POTENTIAL TRANSFORMER RATIO :6.6kV/RT3/110V/RT3/110V/RT3/110V/3, CORE 1: 75VA, CLASS: 0.5, CORE 2 :75VA, CLASS : 0.5, CORE 3 :75VA, CLASS : 3P, FIXED TYPE, VOLTAGE FACTOR 1.5 CONTINUOUS & 1.9 TIMES FOR 8 HOURS. | PT | SWITCHGEAR | PR-PT-6.6-3C-75/0.5-75/0.5-75/3P-F | PRAGATI | - | - | Nos. |  | Inventory | 6.6kV CAST RESIN POTENTIAL TRANSFORMER RATIO :6.6kV/RT3/110V/RT3/110V/RT3/110V/3, CORE 1: 75VA, CLASS: 0.5, CORE 2 :75VA, CLASS : 0.5, CORE 3 :75VA, CLASS : 3P, FIXED TYPE, VOLTAGE FACTOR 1.5 CONTINUOUS & 1.9 TIMES FOR 8 HOURS.
13005 | 6.6 kV CAST RESIN PT- RATIO:6.6kV/v3 V /110/v3V;110/v3V; CORE:1 20VA, CLASS : 1.0, CORE:2 20VA, CLASS : 3P,FIXED TYPE, V F: 1.2 CONTINOUS & 1.9 FOR 8 HOURS.- PR1759-E | PT | SWITCHGEAR | PR-PT-6.6KV-2C-20/1.0-20/3P-F | PRAGATI | - | - | Nos. |  | Inventory | 6.6 kV CAST RESIN PT- RATIO:6.6kV/v3 V /110/v3V;110/v3V; CORE:1 20VA, CLASS : 1.0, CORE:2 20VA, CLASS : 3P,FIXED TYPE, V F: 1.2 CONTINOUS & 1.9 FOR 8 HOURS.- PR1759-E
13006 | POTENTIAL TRAFO, 3-PH, 800/RT3/110V, VA-20VA CLASS-CL-0.5 | PT | SWITCHGEAR | PR-PT-800/RT3/110 | PRAGATI | - | NA | Nos |  | Inventory | POTENTIAL TRAFO, 3-PH, 800/RT3/110V, VA-20VA CLASS-CL-0.5
13007 | PT, 3ø, 415/v3/110/v3V AC, 25VA, Star - Star, CL - 1.0, Cast Resin Type | LT CT | SWITCHGEAR | PR-PT-WI-415/v3/110/v3V-25VA | PRAGATI | _ | NA | Nos |  | Inventory | PT, 3ø, 415/v3/110/v3V AC, 25VA, Star - Star, CL - 1.0, Cast Resin Type
13008 | 33kV CT ,CTR:150/5-5A, CORE-1: 15VA CL:1.0, CORE-2: CL:PS, VK>=50V, RCT<=0.5OHM; STR:25kA/1 sec, Wound TYPE, SECONDARY TERMINALS ON: P1 SIDE | CT | SWITCHGEAR | PR2C33CT150-5A | PRAGATI | 33 | NA | Nos |  | Inventory | 33kV CT ,CTR:150/5-5A, CORE-1: 15VA CL:1.0, CORE-2: CL:PS, VK>=50V, RCT<=0.5OHM; STR:25kA/1 sec, Wound TYPE, SECONDARY TERMINALS ON: P1 SIDE
13009 | 6.6KV CAST RESIN CURRENT TRANSFORMER RATIO :30/1-1A, CORE 1: 15VA, CLASS: 0.5, CORE 2: 15VA, CLASS: 5P10, STR: 25kA/1SEC (STC MAY DIFFER DURING MANUFACTURING DUE TO LOWER CT RATIO), CT TYPE: WOUND TYPE CT, CT SECONDARY TERMINAL ON P2 SIDE, I.L -7.2/20/60 KVP | CT | SWITCHGEAR | PR3B1AA51P22Y3Y6N462 | PRAGATI | 6.6 | NA | Nos. |  | Inventory | 6.6KV CAST RESIN CURRENT TRANSFORMER RATIO :30/1-1A, CORE 1: 15VA, CLASS: 0.5, CORE 2: 15VA, CLASS: 5P10, STR: 25kA/1SEC (STC MAY DIFFER DURING MANUFACTURING DUE TO LOWER CT RATIO), CT TYPE: WOUND TYPE CT, CT SECONDARY TERMINAL ON P2 SIDE, I.L -7.2/20/60 KVP
13010 | 6.3kV CAST RESIN CURRENT TRANSFORMER, CTR : 50/1A, CORE 1: 15VA, CLASS: 5P20, STR: 100 OCF, WOUND TYPE, CT SECONDARY TERMINAL ON P2 SIDE. | CT | SWITCHGEAR | PR3B1AA95P21Y8NNNNNN | PRAGATI | - | - | Nos. |  | Inventory | 6.3kV CAST RESIN CURRENT TRANSFORMER, CTR : 50/1A, CORE 1: 15VA, CLASS: 5P20, STR: 100 OCF, WOUND TYPE, CT SECONDARY TERMINAL ON P2 SIDE.
13011 | 6.6KV CAST RESIN CURRENT TRANSFORMER RATIO :75/1-1A, CORE 1: 15VA, CLASS: 0.5, CORE 2: 15VA, CLASS: 5P10, STR: 25kA/1SEC, CT TYPE: WOUND TYPE CT, CT SECONDARY TERMINAL ON P2 SIDE, I.L -7.2/20/60 KVP | CT | SWITCHGEAR | PR3B1AB51P22Y3Y6N462 | PRAGATI | 6.6 | NA | Nos. |  | Inventory | 6.6KV CAST RESIN CURRENT TRANSFORMER RATIO :75/1-1A, CORE 1: 15VA, CLASS: 0.5, CORE 2: 15VA, CLASS: 5P10, STR: 25kA/1SEC, CT TYPE: WOUND TYPE CT, CT SECONDARY TERMINAL ON P2 SIDE, I.L -7.2/20/60 KVP
13012 | 6.6kV CAST RESIN CURRENT TRANSFORMER, CTR : 100/1-1A, CORE 1:15VA, CLASS: 0.5, CORE 2: 15VA, CLASS: 5P20,STR: 25kA/1SEC, CT SECONDARY TERMINAL ON P2 SIDE, WOUND TYPE. | CT | SWITCHGEAR | PR3B1AC11P22Y3Y8N527 | PRAGATI | - | - | Nos. |  | Inventory | 6.6kV CAST RESIN CURRENT TRANSFORMER, CTR : 100/1-1A, CORE 1:15VA, CLASS: 0.5, CORE 2: 15VA, CLASS: 5P20,STR: 25kA/1SEC, CT SECONDARY TERMINAL ON P2 SIDE, WOUND TYPE.
13013 | 6.6kV CAST RESIN CURRENT TRANSFORMER, CTR : 150/1-1A, CORE 1:15VA, CLASS: 0.5, CORE 2: 15VA, CLASS: 5P20,STR: 25kA/1SEC, CT SECONDARY TERMINAL ON P2 SIDE, WOUND TYPE. | CT | SWITCHGEAR | PR3B1AC31P22Y3Y83527 | PRAGATI | - | - | Nos. |  | Inventory | 6.6kV CAST RESIN CURRENT TRANSFORMER, CTR : 150/1-1A, CORE 1:15VA, CLASS: 0.5, CORE 2: 15VA, CLASS: 5P20,STR: 25kA/1SEC, CT SECONDARY TERMINAL ON P2 SIDE, WOUND TYPE.
13014 | 6.6kV CAST RESIN CURRENT TRANSFORMER, CTR : 200/1-1A, CORE 1: 5VA, CLASS: 0.5, CORE 2: 5VA, CLASS: 5P20,STR: 25kA/1SEC, CT SECONDARY TERMINAL ON P2 SIDE, WOUND TYPE. | CT | SWITCHGEAR | PR3B1AC51P22V3V8N527 | PRAGATI | - | - | Nos. |  | Inventory | 6.6kV CAST RESIN CURRENT TRANSFORMER, CTR : 200/1-1A, CORE 1: 5VA, CLASS: 0.5, CORE 2: 5VA, CLASS: 5P20,STR: 25kA/1SEC, CT SECONDARY TERMINAL ON P2 SIDE, WOUND TYPE.
13015 | 6.6kV CAST RESIN CURRENT TRANSFORMER, CTR : 200/1-1A, CORE 1: 15VA, CLASS: 0.5, CORE 2: 15VA, CLASS: 5P20,STR: 25kA/1SEC, CT SECONDARY TERMINAL ON P2 SIDE, WOUND TYPE. | CT | SWITCHGEAR | PR3B1AC51P22Y3Y8NNNN | PRAGATI | - | - | Nos. |  | Inventory | 6.6kV CAST RESIN CURRENT TRANSFORMER, CTR : 200/1-1A, CORE 1: 15VA, CLASS: 0.5, CORE 2: 15VA, CLASS: 5P20,STR: 25kA/1SEC, CT SECONDARY TERMINAL ON P2 SIDE, WOUND TYPE.
13016 | 6.3kV CAST RESIN CURRENT TRANSFORMER RATIO : 350/1-1-1A, CORE:1 15VA, CLASS: 5P20, CORE:2 15VA, CLASS: 0.5, CORE:3 15VA, CLASS: 5P20, STR: 25kA/1SEC, CT TYPE: WOUND TYPE CT, INSULATION CLASS: B, CT SECONDARY TERMINAL ON P1 SIDE. | CT | SWITCHGEAR | PR3B1AD21P13Y8Y3Y8NN | PRAGATI | 6.6 | NA | Nos. |  | Inventory | 6.3kV CAST RESIN CURRENT TRANSFORMER RATIO : 350/1-1-1A, CORE:1 15VA, CLASS: 5P20, CORE:2 15VA, CLASS: 0.5, CORE:3 15VA, CLASS: 5P20, STR: 25kA/1SEC, CT TYPE: WOUND TYPE CT, INSULATION CLASS: B, CT SECONDARY TERMINAL ON P1 SIDE.
13017 | 6.6kV CAST RESIN CURRENT TRANSFORMER RATIO : 400/1-1A, CORE:1 20VA, CLASS: 0.5, CORE:2 CLASS: PS, kVP=>200, Imag=30ma@VK/2, Rct<=3ohm, STR: 25kA/1SEC, CT TYPE: WOUND TYPE CT, INSULATION CLASS: B, CT SECONDARY TERMINAL ON P1 SIDE. | CT | SWITCHGEAR | PR3B1AD41P12Z3N9NNNN | PRAGATI | - | - | Nos. |  | Inventory | 6.6kV CAST RESIN CURRENT TRANSFORMER RATIO : 400/1-1A, CORE:1 20VA, CLASS: 0.5, CORE:2 CLASS: PS, kVP=>200, Imag=30ma@VK/2, Rct<=3ohm, STR: 25kA/1SEC, CT TYPE: WOUND TYPE CT, INSULATION CLASS: B, CT SECONDARY TERMINAL ON P1 SIDE.
13018 | 6.6kV CAST RESIN CURRENT TRANSFORMER, CTR : 500/1-1-1A, CORE 1: CLASS : PS, CORE 2: 15VA, CLASS: 0.5, CORE3: 15VA, CORE : 5P20STR: 25kA/1SEC, CT SECONDARY TERMINAL ON P1 SIDE, WOUND TYPE. | CT | SWITCHGEAR | PR3B1AD81P13N9Y3Y827 | PRAGATI | - | - | Nos. |  | Inventory | 6.6kV CAST RESIN CURRENT TRANSFORMER, CTR : 500/1-1-1A, CORE 1: CLASS : PS, CORE 2: 15VA, CLASS: 0.5, CORE3: 15VA, CORE : 5P20STR: 25kA/1SEC, CT SECONDARY TERMINAL ON P1 SIDE, WOUND TYPE.
13019 | 6.3kV CAST RESIN CURRENT TRANSFORMER, CTR : 600/1-1A, CORE 1: 20VA, CLASS: 0.5, CORE 2: 15VA, CLASS: 5P20, STR:25KA/1 SEC, WOUND TYPE, CT SECONDARY TERMINAL ON P1 SIDE. | CT | SWITCHGEAR | PR3B1AE21P12Z3Y8NNNM | PRAGATI | - | - | Nos. |  | Inventory | 6.3kV CAST RESIN CURRENT TRANSFORMER, CTR : 600/1-1A, CORE 1: 20VA, CLASS: 0.5, CORE 2: 15VA, CLASS: 5P20, STR:25KA/1 SEC, WOUND TYPE, CT SECONDARY TERMINAL ON P1 SIDE.
13020 | 6.3kV CAST RESIN CURRENT TRANSFORMER, CTR : 25/1-1A, CORE 1: 15VA, CLASS: 5P20, CORE 2: 10VA, CLASS: 0.5, STR:100 OCF, WOUND TYPE, CT SECONDARY TERMINAL ON P2 SIDE. | - | SWITCHGEAR | PR3B1AE21P12Z3Y8NNNMM | PRAGATI | - | - | Nos. |  | Inventory | 6.3kV CAST RESIN CURRENT TRANSFORMER, CTR : 25/1-1A, CORE 1: 15VA, CLASS: 5P20, CORE 2: 10VA, CLASS: 0.5, STR:100 OCF, WOUND TYPE, CT SECONDARY TERMINAL ON P2 SIDE.
13021 | 6.6kV CAST RESIN CURRENT TRANSFORMER RATIO : 800/1A, CORE:1 PS, kVP=>200, Imag=30ma@VK/2, Rct <=3 ohm, STR: 25kA/1SEC, CT TYPE: WOUND, INSULATION CLASS-B, CT SECONDARY TERMINAL ON P2 SIDE. | CT | SWITCHGEAR | PR3B1AE51P21N9NNNNNN | PRAGATI | - | - | Nos. |  | Inventory | 6.6kV CAST RESIN CURRENT TRANSFORMER RATIO : 800/1A, CORE:1 PS, kVP=>200, Imag=30ma@VK/2, Rct <=3 ohm, STR: 25kA/1SEC, CT TYPE: WOUND, INSULATION CLASS-B, CT SECONDARY TERMINAL ON P2 SIDE.
13022 | 6.3kV CAST RESIN CURRENT TRANSFORMER, CTR : 950/1-1A, CORE 1: 20VA, CLASS: 0.5, CORE 2: 15VA, CLASS: 5P20, STR: 25KA/1 SEC, WOUND TYPE, CT SECONDARY TERMINAL ON P1 SIDE. | CT | SWITCHGEAR | PR3B1AE81P12Z3Y8NNNN | PRAGATI | - | - | Nos. |  | Inventory | 6.3kV CAST RESIN CURRENT TRANSFORMER, CTR : 950/1-1A, CORE 1: 20VA, CLASS: 0.5, CORE 2: 15VA, CLASS: 5P20, STR: 25KA/1 SEC, WOUND TYPE, CT SECONDARY TERMINAL ON P1 SIDE.
13023 | 6.3kV CAST RESIN CURRENT TRANSFORMER, CTR : 1900/1A, CORE 1: 15VA, CLASS: 5P20, STR: 25KA/1 SEC, WINDOW TYPE, CT SECONDARY TERMINAL ON P2 SIDE. | CT | SWITCHGEAR | PR3B1AG31P21Y8NNNNNN | PRAGATI | - | - | Nos. |  | Inventory | 6.3kV CAST RESIN CURRENT TRANSFORMER, CTR : 1900/1A, CORE 1: 15VA, CLASS: 5P20, STR: 25KA/1 SEC, WINDOW TYPE, CT SECONDARY TERMINAL ON P2 SIDE.
13024 | 6.6KV CAST RESIN CURRENT TRANSFORMER RATIO :800/1A, CORE 1: PS CLASS, VK : 500V, RCT@75°C <= 9OHM, IE @ VK/2 <=30mA, FREQ. : 50HZ, INSULATIUON CLASS : B, STR: 25kA/1SEC, CT TYPE: WINDOW TYPE CT, CT SECONDARY TERMINAL ON P1 SIDE, I.L -7.2/20/60 KVP | CT | SWITCHGEAR | PR3B1BE51P11N9NNN462 | PRAGATI | 6.6 | - | Nos. |  | Inventory | 6.6KV CAST RESIN CURRENT TRANSFORMER RATIO :800/1A, CORE 1: PS CLASS, VK : 500V, RCT@75°C <= 9OHM, IE @ VK/2 <=30mA, FREQ. : 50HZ, INSULATIUON CLASS : B, STR: 25kA/1SEC, CT TYPE: WINDOW TYPE CT, CT SECONDARY TERMINAL ON P1 SIDE, I.L -7.2/20/60 KVP
13025 | 6.6KV CAST RESIN CURRENT TRANSFORMER RATIO :800/1-1A, CORE 1: 15VA, CLASS: 0.5, CORE 2: 15VA, CLASS: 5P10, STR: 25kA/1SEC, CT TYPE: WINDOW TYPE CT, CT SECONDARY TERMINAL ON P1 SIDE, I.L -7.2/20/60 KVP | CT | SWITCHGEAR | PR3B1BE51P12Y3Y6N462 | PRAGATI | 6.6 | - | Nos. |  | Inventory | 6.6KV CAST RESIN CURRENT TRANSFORMER RATIO :800/1-1A, CORE 1: 15VA, CLASS: 0.5, CORE 2: 15VA, CLASS: 5P10, STR: 25kA/1SEC, CT TYPE: WINDOW TYPE CT, CT SECONDARY TERMINAL ON P1 SIDE, I.L -7.2/20/60 KVP
13026 | 6.3kV CAST RESIN CURRENT TRANSFORMER, CTR : 1400/1-1A, CORE 1: 15VA, CLASS: 5P20, CORE 2: 15VA, CLASS: 5P20, STR:25KA/1 SEC, WINDOW TYPE, CT SECONDARY TERMINAL ON P2 SIDE. | CT | SWITCHGEAR | PR3B1BF71P22Y8Y8NNNN | PRAGATI | - | - | Nos. |  | Inventory | 6.3kV CAST RESIN CURRENT TRANSFORMER, CTR : 1400/1-1A, CORE 1: 15VA, CLASS: 5P20, CORE 2: 15VA, CLASS: 5P20, STR:25KA/1 SEC, WINDOW TYPE, CT SECONDARY TERMINAL ON P2 SIDE.
13027 | 6.6kV CAST RESIN CURRENT TRANSFORMER, CTR : 1200/1-1-1-1 A, CORE 1: 15VA, CLASS: 0.5, CORE 2: 15VA, CLASS: 5P10,CORE 3: CLASS: PS, CORE 4: CLASS: PS, STR: 26.3kA/1 SEC, CT SECONDARYTERMINAL ON P2 SIDE, WOUND TYPE.50 HZ | CT | SWITCHGEAR | PR3C1AF41P24Y3Y6N9N9 | PRAGATI | - | - | Nos. |  | Inventory | 6.6kV CAST RESIN CURRENT TRANSFORMER, CTR : 1200/1-1-1-1 A, CORE 1: 15VA, CLASS: 0.5, CORE 2: 15VA, CLASS: 5P10,CORE 3: CLASS: PS, CORE 4: CLASS: PS, STR: 26.3kA/1 SEC, CT SECONDARYTERMINAL ON P2 SIDE, WOUND TYPE.50 HZ
13028 | 6.6kV CAST RESIN CURRENT TRANSFORMER, CTR : 200/1-1A, CORE 1: 5VA, CLASS: 0.5, CORE 2: 5VA, CLASS: 5P20, STR: 26.3kA/3SEC, CT SECONDARY TERMINAL ON P1 SIDE, WOUND TYPE. | CT | SWITCHGEAR | PR3C3AC51P12V3V8NNNN | PRAGATI | - | - | Nos. |  | Inventory | 6.6kV CAST RESIN CURRENT TRANSFORMER, CTR : 200/1-1A, CORE 1: 5VA, CLASS: 0.5, CORE 2: 5VA, CLASS: 5P20, STR: 26.3kA/3SEC, CT SECONDARY TERMINAL ON P1 SIDE, WOUND TYPE.
13029 | 6.6kV CAST RESIN CURRENT TRANSFORMER, CTR : 200/1-1A, CORE 1: 5VA, CLASS: 0.5, CORE 2: 5VA, CLASS: 5P20, STR: 26.3kA/3SEC, CT SECONDARY TERMINAL ON P2 SIDE, WOUND TYPE. | CT | SWITCHGEAR | PR3C3AC51P22V3V8NNNN | PRAGATI | - | - | Nos. |  | Inventory | 6.6kV CAST RESIN CURRENT TRANSFORMER, CTR : 200/1-1A, CORE 1: 5VA, CLASS: 0.5, CORE 2: 5VA, CLASS: 5P20, STR: 26.3kA/3SEC, CT SECONDARY TERMINAL ON P2 SIDE, WOUND TYPE.
13030 | 6.6kV CAST RESIN CURRENT TRANSFORMER, CTR : 400/1-1A, CORE 1: 5VA, CLASS: 0.5, CORE 2: 5VA, CLASS: 5P20, STR: 26.3kA/3 SEC, CT SECONDARY TERMINAL ON P2 SIDE, WOUND TYPE. | CT | SWITCHGEAR | PR3C3AD41P22V3V8NNNN | PRAGATI | - | - | Nos. |  | Inventory | 6.6kV CAST RESIN CURRENT TRANSFORMER, CTR : 400/1-1A, CORE 1: 5VA, CLASS: 0.5, CORE 2: 5VA, CLASS: 5P20, STR: 26.3kA/3 SEC, CT SECONDARY TERMINAL ON P2 SIDE, WOUND TYPE.
13031 | 6.6kV CAST RESIN CURRENT TRANSFORMER, CTR : 100/1-1A,CORE 1: 10VA, CLASS: 1, CORE 2: 10VA, CLASS: 5P20, STR: 40kA/1 SEC, CT SECONDARY TERMINAL ON P2 SIDE, WOUND TYPE. | CT | SWITCHGEAR | PR3E1AC11P22X5X8NNNN | PRAGATI | - | - | Nos. |  | Inventory | 6.6kV CAST RESIN CURRENT TRANSFORMER, CTR : 100/1-1A,CORE 1: 10VA, CLASS: 1, CORE 2: 10VA, CLASS: 5P20, STR: 40kA/1 SEC, CT SECONDARY TERMINAL ON P2 SIDE, WOUND TYPE.
13032 | 6.6kV CAST RESIN CURRENT TRANSFORMER, CTR : 150/1-1A, CORE 1: 10VA, CLASS: 0.2S, CORE 2: 10VA, CLASS: 5P10, STR: 40kA/1 SEC, CT SECONDARY TERMINAL ON P1 SIDE, WOUND TYPE. | CT | SWITCHGEAR | PR3E1AC31P12X1X6N549 | PRAGATI | - | - | Nos. |  | Inventory | 6.6kV CAST RESIN CURRENT TRANSFORMER, CTR : 150/1-1A, CORE 1: 10VA, CLASS: 0.2S, CORE 2: 10VA, CLASS: 5P10, STR: 40kA/1 SEC, CT SECONDARY TERMINAL ON P1 SIDE, WOUND TYPE.
13033 | 6.6kV CAST RESIN CURRENT TRANSFORMER, CTR : 150/1-1A, CORE-1: 10VA CL:1, CORE-2: 10VA CL:5P20, STR:40kA/1 sec, Wound TYPE, SECONDARY TERMINALS ON P1 SIDE | CT | SWITCHGEAR | PR3E1AC31P12X5X8NNNN | PRAGATI | - | - | Nos. |  | Inventory | 6.6kV CAST RESIN CURRENT TRANSFORMER, CTR : 150/1-1A, CORE-1: 10VA CL:1, CORE-2: 10VA CL:5P20, STR:40kA/1 sec, Wound TYPE, SECONDARY TERMINALS ON P1 SIDE
13034 | 6.6kV CAST RESIN CURRENT TRANSFORMER, CTR : 200/1-1A, CORE-1: 15VA CL:1, CORE-2: 15VA CL:5P20, STR:40kA/1 sec, Wound TYPE, SECONDARY TERMINALS ON P2 SIDE | CT | SWITCHGEAR | PR3E1AC51P22Y5Y8NNNN | PRAGATI | - | - | Nos. |  | Inventory | 6.6kV CAST RESIN CURRENT TRANSFORMER, CTR : 200/1-1A, CORE-1: 15VA CL:1, CORE-2: 15VA CL:5P20, STR:40kA/1 sec, Wound TYPE, SECONDARY TERMINALS ON P2 SIDE
13035 | 6.6KV CT, CTR:1200/1A-1A-1A, CORE-1: 15VA CL:0.2s, CORE - 2: 15VA CL:5P20, CORE - 3: Class PS Vk >= 600 V, Rct @ 75°C <= 5.5 ohms, Ie @ Vk/2 <= 30 mA, STR:40KA/1 SEC, WOUND TYPE, SECONDARY TERMINALS ON: P1 SIDE | CT | SWITCHGEAR | PR3E1AF41P13Y1Y8N9NN | PRAGATI | _ | NA | Nos |  | Inventory | 6.6KV CT, CTR:1200/1A-1A-1A, CORE-1: 15VA CL:0.2s, CORE - 2: 15VA CL:5P20, CORE - 3: Class PS Vk >= 600 V, Rct @ 75°C <= 5.5 ohms, Ie @ Vk/2 <= 30 mA, STR:40KA/1 SEC, WOUND TYPE, SECONDARY TERMINALS ON: P1 SIDE
13036 | 6.6kV CT ,CTR:1200/1A-1A, CORE-1: 15VA CL:0.2s, CORE-2: 15VA CL:5P20, STR:40kA/3 sec, Window TYPE, SECONDARY TERMINALS ON: P1 SIDE | CT | SWITCHGEAR | PR3E3BF41P12Y1Y8NNNN | PRAGATI | 6.6 | NA | Nos |  | Inventory | 6.6kV CT ,CTR:1200/1A-1A, CORE-1: 15VA CL:0.2s, CORE-2: 15VA CL:5P20, STR:40kA/3 sec, Window TYPE, SECONDARY TERMINALS ON: P1 SIDE
13037 | 6 kV CAST RESIN CURRENT TRANSFORMER, CTR : 2000/1-1 A, CORE 1: 10VA, CLASS: 0.2, CORE 2: 10VA, CLASS: 5 P 20, STR: 40kA/3 SEC, CT SECONDARY TERMINAL ON P2 SIDE, WINDOW TYPE. | CT | SWITCHGEAR | PR3E3BG41P22X2X8NNNN | PRAGATI | - | - | Nos. |  | Inventory | 6 kV CAST RESIN CURRENT TRANSFORMER, CTR : 2000/1-1 A, CORE 1: 10VA, CLASS: 0.2, CORE 2: 10VA, CLASS: 5 P 20, STR: 40kA/3 SEC, CT SECONDARY TERMINAL ON P2 SIDE, WINDOW TYPE.
13038 | 6 kV CT CTR : 2500/1-1-1 A, CORE 1: 10VA, CLASS: 0.2, CORE 2: 10VA, CLASS: 5 P 20, CORE 3: CLASS: PS VK>=400 V RCT<=8 Ohm Imag<=30 mA @VK/2, STR: 40kA/3 SEC, CT SECONDARY TERMINAL ON P1 SIDE, WINDOW TYPE. | CT | SWITCHGEAR | PR3E3BG61P13X2X8N9NN | PRAGATI | - | - | Nos. |  | Inventory | 6 kV CAST RESIN CURRENT TRANSFORMER, CTR : 2500/1-1-1 A, CORE 1: 10VA, CLASS: 0.2, CORE 2: 10VA, CLASS: 5 P 20, CORE 3: CLASS: PS, STR: 40kA/3 SEC, CT SECONDARY TERMINAL ON P1 SIDE, WINDOW TYPE.
13039 | 6 kV CAST RESIN CURRENT TRANSFORMER, CTR : 3150/1-1 A, CORE 1: 10VA, CLASS: 0.2, CORE 2: 10VA, CLASS: 5 P 20, STR: 40kA/3 SEC, CT SECONDARY TERMINAL ON P1 SIDE, WINDOW TYPE. | CT | SWITCHGEAR | PR3E3BK21P12X2X8NNNN | PRAGATI | - | - | Nos. |  | Inventory | 6 kV CAST RESIN CURRENT TRANSFORMER, CTR : 3150/1-1 A, CORE 1: 10VA, CLASS: 0.2, CORE 2: 10VA, CLASS: 5 P 20, STR: 40kA/3 SEC, CT SECONDARY TERMINAL ON P1 SIDE, WINDOW TYPE.
13040 | 11kV CAST RESIN CURRENT TRANSFORMER, CTR : 30/5-5A, CORE 1: 5VA, CLASS: 1, CORE 2: 5VA, CLASS: 5P10,STR:20kA/1SEC, CT SECONDARY TERMINAL ON P1 SIDE, WOUND TYPE. | CT | SWITCHGEAR | PR4A1AA55P12V5V6NNNN | PRAGATI | - | - | Nos. |  | Inventory | 11kV CAST RESIN CURRENT TRANSFORMER, CTR : 30/5-5A, CORE 1: 5VA, CLASS: 1, CORE 2: 5VA, CLASS: 5P10,STR:20kA/1SEC, CT SECONDARY TERMINAL ON P1 SIDE, WOUND TYPE.
13041 | 11kV CAST RESIN CURRENT TRANSFORMER, CTR: 30/5-5A, CORE 1: 5VA, CLASS: 1, CORE 2: 5VA, CLASS: 5P10, STR:20KA/1SEC, WOUND TYPE CT, CT SECONDARY TERMINAL ON P2 SIDE. | CT | SWITCHGEAR | PR4A1AA55P22V5V6NNNN | PRAGATI | - | - | Nos. |  | Inventory | 11kV CAST RESIN CURRENT TRANSFORMER, CTR: 30/5-5A, CORE 1: 5VA, CLASS: 1, CORE 2: 5VA, CLASS: 5P10, STR:20KA/1SEC, WOUND TYPE CT, CT SECONDARY TERMINAL ON P2 SIDE.
13042 | 11kV CT ,CTR:300-600/5A-5A, CORE-1: 15VA CL:0.5, CORE-2: 15VA CL:5P10, STR:40kA/1 sec, Wound TYPE, SECONDARY TERMINALS ON: P1 SIDE | CT | SWITCHGEAR | PR4A1AB25P12Y5Y6N899 | PRAGATI | - | NA | Nos. |  | Inventory | 11kV CT ,CTR:300-600/5A-5A, CORE-1: 15VA CL:0.5, CORE-2: 15VA CL:5P10, STR:40kA/1 sec, Wound TYPE, SECONDARY TERMINALS ON: P1 SIDE
13043 | 11kV CAST RESIN CURRENT TRANSFORMER, CTR: 100/5-5A, CORE 1: 5VA, CLASS: 1, CORE 2: 5VA, CLASS: 5P10, STR:20KA/1SEC, WOUND TYPE CT, CT SECONDARY TERMINAL ON P2 SIDE. | CT | SWITCHGEAR | PR4A1AC15P22V5V6NNNN | PRAGATI | - | - | Nos. |  | Inventory | 11kV CAST RESIN CURRENT TRANSFORMER, CTR: 100/5-5A, CORE 1: 5VA, CLASS: 1, CORE 2: 5VA, CLASS: 5P10, STR:20KA/1SEC, WOUND TYPE CT, CT SECONDARY TERMINAL ON P2 SIDE.
13044 | 11kV CAST RESIN CURRENT TRANSFORMER, CTR: 150/5-5A, CORE 1: 5VA, CLASS: 1, CORE 2: 5VA, CLASS: 5P10, STR:20KA/1SEC, WOUND TYPE CT, CT SECONDARY TERMINAL ON P2 SIDE. | CT | SWITCHGEAR | PR4A1AC35P22V5V6NNNN | PRAGATI | - | - | Nos. |  | Inventory | 11kV CAST RESIN CURRENT TRANSFORMER, CTR: 150/5-5A, CORE 1: 5VA, CLASS: 1, CORE 2: 5VA, CLASS: 5P10, STR:20KA/1SEC, WOUND TYPE CT, CT SECONDARY TERMINAL ON P2 SIDE.
13045 | 11kV CAST RESIN CURRENT TRANSFORMER, CTR: 200/5-5A, CORE 1: 5VA, CLASS: 1.0, CORE 2: 5VA,CLASS: 5P10, STR:20KA/1SEC, WOUND TYPE CT, CT SECONDARY TERMINAL ON P1 SIDE. | CT | SWITCHGEAR | PR4A1AC55P12V5V6NNNN | PRAGATI | - | - | Nos. |  | Inventory | 11kV CAST RESIN CURRENT TRANSFORMER, CTR: 200/5-5A, CORE 1: 5VA, CLASS: 1.0, CORE 2: 5VA,CLASS: 5P10, STR:20KA/1SEC, WOUND TYPE CT, CT SECONDARY TERMINAL ON P1 SIDE.
13046 | 11kV CAST RESIN CURRENT TRANSFORMER, CTR: 200/5-5A, CORE 1: 5VA, CLASS: 1, CORE 2: 5VA, CLASS: 5P10, STR:20KA/1SEC, WOUND TYPE CT, CT SECONDARY TERMINAL ON P2 SIDE. | CT | SWITCHGEAR | PR4A1AC55P22V5V6NNNN | PRAGATI | - | - | Nos. |  | Inventory | 11kV CAST RESIN CURRENT TRANSFORMER, CTR: 200/5-5A, CORE 1: 5VA, CLASS: 1, CORE 2: 5VA, CLASS: 5P10, STR:20KA/1SEC, WOUND TYPE CT, CT SECONDARY TERMINAL ON P2 SIDE.
13047 | 11kV CAST RESIN CURRENT TRANSFORMER RATIO : 200-400/1-1A, CORE:1 15VA, CLASS: 1.0, CORE:2 15VA, CLASS: 5P10, STR: 26.3kA/1SEC CT TYPE: WOUND TYPE CT, CT SECONDARY TERMINAL ON P2 SIDE. | CT | SWITCHGEAR | PR4B098AC51872X1X1N2324 | PRAGATI | - | - | Nos. |  | Inventory | 11kV CAST RESIN CURRENT TRANSFORMER RATIO : 200-400/1-1A, CORE:1 15VA, CLASS: 1.0, CORE:2 15VA, CLASS: 5P10, STR: 26.3kA/1SEC CT TYPE: WOUND TYPE CT, CT SECONDARY TERMINAL ON P2 SIDE.
13048 | 11kV CAST RESIN CURRENT TRANSFORMER RATIO : 100/1-1A, CORE:1 15VA, CLASS: 1.0, CORE:2 15VA, CLASS: 5P10, STR: 26.3kA/1SEC CT TYPE: WOUND TYPE CT, CT SECONDARY TERMINAL ON P2 SIDE. | CT | SWITCHGEAR | PR4B098AC51P12X1X1N2324 | PRAGATI | - | - | Nos. |  | Inventory | 11kV CAST RESIN CURRENT TRANSFORMER RATIO : 100/1-1A, CORE:1 15VA, CLASS: 1.0, CORE:2 15VA, CLASS: 5P10, STR: 26.3kA/1SEC CT TYPE: WOUND TYPE CT, CT SECONDARY TERMINAL ON P2 SIDE.
13049 | 33kV CAST RESIN CURRENT TRANSFORMER RATIO : 20/5-5A, CORE:1 10VA, CLASS: 0.5, CORE:2 10VA, CLASS: 5P10, STR: 26.3kA/1SEC CT TYPE: WOUND TYPE CT, CT SECONDARY TERMINAL ON P1 SIDE. | CT | SWITCHGEAR | PR4B1AA45P22X37NN98N | PRAGATI | - | - | Nos. |  | Inventory | 33kV CAST RESIN CURRENT TRANSFORMER RATIO : 20/5-5A, CORE:1 10VA, CLASS: 0.5, CORE:2 10VA, CLASS: 5P10, STR: 26.3kA/1SEC CT TYPE: WOUND TYPE CT, CT SECONDARY TERMINAL ON P1 SIDE.
13050 | 11kV CAST RESIN CURRENT TRANSFORMER RATIO : 400-200/5-5A, CORE:1 5VA, CLASS: 1.0, CORE:2 5VA, CLASS: 5P10, STR: 18.3kA/1SEC CT TYPE: WOUND TYPE CT, CT SECONDARY TERMINAL ON P1 SIDE. | CT | SWITCHGEAR | PR4B1AA45P22X37NN99N | PRAGATI | - | - | Nos. |  | Inventory | 11kV CAST RESIN CURRENT TRANSFORMER RATIO : 400-200/5-5A, CORE:1 5VA, CLASS: 1.0, CORE:2 5VA, CLASS: 5P10, STR: 18.3kA/1SEC CT TYPE: WOUND TYPE CT, CT SECONDARY TERMINAL ON P1 SIDE.
13051 | 33kV CAST RESIN CURRENT TRANSFORMER RATIO : 100/1-1A, CORE:1 15VA, CLASS: 0.5, CORE:2 15VA, CLASS: 5P10, STR: 26.3kA/1SEC CT TYPE: WOUND TYPE CT, CT SECONDARY TERMINAL ON P1 SIDE. | CT | SWITCHGEAR | PR4B1AA45P22X3X8NN98N | PRAGATI | - | - | Nos. |  | Inventory | 33kV CAST RESIN CURRENT TRANSFORMER RATIO : 100/1-1A, CORE:1 15VA, CLASS: 0.5, CORE:2 15VA, CLASS: 5P10, STR: 26.3kA/1SEC CT TYPE: WOUND TYPE CT, CT SECONDARY TERMINAL ON P1 SIDE.
13052 | 11kV CAST RESIN CURRENT TRANSFORMER, CTR : 25/5-5A, CORE 1: 10VA, CLASS: 0.5, CORE 2: 10VA, CLASS: 5P20, STR: 25KA/1 SEC, WOUND TYPE, CT SECONDARY TERMINAL ON P2 SIDE. | CT | SWITCHGEAR | PR4B1AA45P22X3X8NNNN | PRAGATI | - | - | Nos. |  | Inventory | 11kV CAST RESIN CURRENT TRANSFORMER, CTR : 25/5-5A, CORE 1: 10VA, CLASS: 0.5, CORE 2: 10VA, CLASS: 5P20, STR: 25KA/1 SEC, WOUND TYPE, CT SECONDARY TERMINAL ON P2 SIDE.
13053 | 11kV CAST RESIN CURRENT TRANSFORMER RATIO : 50/1-1A, CORE:1 5VA, CLASS: 1.0, CORE:2 5VA, CLASS: 5P10, STR: 25kA/1SEC CT TYPE: WOUND TYPE CT, CT SECONDARY TERMINAL ON P1 SIDE. | CT | SWITCHGEAR | PR4B1AA45P22X765675NN98N | PRAGATI | - | - | Nos. |  | Inventory | 11kV CAST RESIN CURRENT TRANSFORMER RATIO : 50/1-1A, CORE:1 5VA, CLASS: 1.0, CORE:2 5VA, CLASS: 5P10, STR: 25kA/1SEC CT TYPE: WOUND TYPE CT, CT SECONDARY TERMINAL ON P1 SIDE.
13054 | 11kV CAST RESIN CURRENT TRANSFORMER RATIO : 200/5A, CORE:1 5VA, CLASS: 5P10, STR: 25kA/1 SEC, CT TYPE: WOUND TYPE CT, CT SECONDARY TERMINAL ON P1 SIDE. | CT | SWITCHGEAR | PR4B1AA51P12X2X8765 | PRAGATI | - | - | Nos. |  | Inventory | 11kV CAST RESIN CURRENT TRANSFORMER RATIO : 200/5A, CORE:1 5VA, CLASS: 5P10, STR: 25kA/1 SEC, CT TYPE: WOUND TYPE CT, CT SECONDARY TERMINAL ON P1 SIDE.
13055 | 6.6kV CAST RESIN CURRENT TRANSFORMER, CTR : 400/1-1-1A, CORE 1: 15VA, CLASS: 0.2S, CORE 2: CLASS: PS, Vk>=300V, Rct <=10 ohm, Ie@Vk/2=30mA, CORE 3: 15VA, CLASS: 5 P 20,STR: 40kA/1 SEC, CT SECONDARY TERMINAL ON P1 SIDE, WOUND TYPE. | CT | SWITCHGEAR | PR4B1AA51P12X2X876534 | PRAGATI | - | - | Nos. |  | Inventory | 6.6kV CAST RESIN CURRENT TRANSFORMER, CTR : 400/1-1-1A, CORE 1: 15VA, CLASS: 0.2S, CORE 2: CLASS: PS, Vk>=300V, Rct <=10 ohm, Ie@Vk/2=30mA, CORE 3: 15VA, CLASS: 5 P 20,STR: 40kA/1 SEC, CT SECONDARY TERMINAL ON P1 SIDE, WOUND TYPE.
13056 | 11kV CAST RESIN CURRENT TRANSFORMER RATIO : 30/1-1A, CORE:1 10VA, CLASS: 0.2, CORE:2 10VA, CLASS: 5P20, STR: 25kA/1 SEC, CT TYPE: WOUND TYPE CT, CT SECONDARY TERMINAL ON P1 SIDE. | CT | SWITCHGEAR | PR4B1AA51P12X2X8NNNN | PRAGATI | - | - | Nos. |  | Inventory | 11kV CAST RESIN CURRENT TRANSFORMER RATIO : 30/1-1A, CORE:1 10VA, CLASS: 0.2, CORE:2 10VA, CLASS: 5P20, STR: 25kA/1 SEC, CT TYPE: WOUND TYPE CT, CT SECONDARY TERMINAL ON P1 SIDE.
13057 | 11kV CAST RESIN CURRENT TRANSFORMER, CTR : 50/1-1A, CORE 1: 5VA, CLASS: 1, CORE 2: 5VA, CLASS: 5P10 STR: 25kA/1 SEC, CT SECONDARY TERMINAL ON P2 SIDE, WOUND TYPE. | CT | SWITCHGEAR | PR4B1AA91P22V5V6NNNN | PRAGATI | - | NA | Nos. |  | Inventory | 11kV CAST RESIN CURRENT TRANSFORMER, CTR : 50/1-1A, CORE 1: 5VA, CLASS: 1, CORE 2: 5VA, CLASS: 5P10 STR: 25kA/1 SEC, CT SECONDARY TERMINAL ON P2 SIDE, WOUND TYPE.
13058 | 11kV CAST RESIN CURRENT TRANSFORMER, CTR : 75/1-1A CORE 1: 15VA, CLASS: 1.0, CORE 2: 15VA, CLASS: 5P20, STR: 25kA/1SEC, CT SECONDARY TERMINAL ON P1 SIDE, WOUND TYPE. | CT | SWITCHGEAR | PR4B1AB51P12Y5Y8N516 | PRAGATI | - | - | Nos. |  | Inventory | 11kV CAST RESIN CURRENT TRANSFORMER, CTR : 75/1-1A CORE 1: 15VA, CLASS: 1.0, CORE 2: 15VA, CLASS: 5P20, STR: 25kA/1SEC, CT SECONDARY TERMINAL ON P1 SIDE, WOUND TYPE.
13059 | 11kV CAST RESIN CURRENT TRANSFORMER, CTR : 75/1-1-1A CORE 1: 15VA, CLASS: 1.0, CORE 2: 15VA, CLASS: 5P20, CORE 3: CLASS: PS,STR: 25kA/1SEC, CT SECONDARY TERMINAL ON P2 SIDE, WOUND TYPE. | CT | SWITCHGEAR | PR4B1AB51P13Y5Y8N916 | PRAGATI | - | - | Nos. |  | Inventory | 11kV CAST RESIN CURRENT TRANSFORMER, CTR : 75/1-1-1A CORE 1: 15VA, CLASS: 1.0, CORE 2: 15VA, CLASS: 5P20, CORE 3: CLASS: PS,STR: 25kA/1SEC, CT SECONDARY TERMINAL ON P2 SIDE, WOUND TYPE.
13060 | 11kV CAST RESIN CURRENT TRANSFORMER, CTR : 75/1-1A, CORE 1: 10VA, CLASS: 0.5, CORE 2: 10VA, CLASS: 5 P 20, STR: 25kA/1 SEC, CT SECONDARY TERMINAL ON P2 SIDE, WOUND TYPE. | CT | SWITCHGEAR | PR4B1AB51P22X3X8NNNN | PRAGATI | - | - | Nos. |  | Inventory | 11kV CAST RESIN CURRENT TRANSFORMER, CTR : 75/1-1A, CORE 1: 10VA, CLASS: 0.5, CORE 2: 10VA, CLASS: 5 P 20, STR: 25kA/1 SEC, CT SECONDARY TERMINAL ON P2 SIDE, WOUND TYPE.
13061 | 11kV CT ,CTR:75/5A-5A, CORE-1: 15VA CL:1, CORE-2: 15VA CL:5P10, STR:25kA/1 sec, Wound TYPE, SECONDARY TERMINALS ON: P2 SIDE | CT | SWITCHGEAR | PR4B1AB55P22Y5Y6NNNN | PRAGATI | 11 | NA | Nos |  | Inventory | 11kV CT ,CTR:75/5A-5A, CORE-1: 15VA CL:1, CORE-2: 15VA CL:5P10, STR:25kA/1 sec, Wound TYPE, SECONDARY TERMINALS ON: P2 SIDE
13062 | 11kV CAST RESIN CURRENT TRANSFORMER, CTR : 100/1-1A, CORE 1: 5VA, CLASS: 1, CORE 2: 5VA, CLASS: 5P10 STR: 25kA/1 SEC, CT SECONDARY TERMINAL ON P1 SIDE, WOUND TYPE. | CT | SWITCHGEAR | PR4B1AC11P12V5V6NNNN | PRAGATI | - | NA | Nos. |  | Inventory | 11kV CAST RESIN CURRENT TRANSFORMER, CTR : 100/1-1A, CORE 1: 5VA, CLASS: 1, CORE 2: 5VA, CLASS: 5P10 STR: 25kA/1 SEC, CT SECONDARY TERMINAL ON P1 SIDE, WOUND TYPE.
13063 | 11kV CT ,CTR:125/1A-1A, CORE-1: 15VA CL:0.5, CORE-2: 15VA CL:5P20, STR:25kA/1 sec, Wound TYPE, SECONDARY TERMINALS ON: P1SIDE | CT | SWITCHGEAR | PR4B1AC21P12Y3Y8NNNN | PRAGATI | - | NA | Nos. |  | Inventory | 11kV CT ,CTR:125/1A-1A, CORE-1: 15VA CL:0.5, CORE-2: 15VA CL:5P20, STR:25kA/1 sec, Wound TYPE, SECONDARY TERMINALS ON: P1SIDE
13064 | 11kV CAST RESIN CURRENT TRANSFORMER, CTR : 150/1-1A, CORE 1: 10VA, CLASS: 0.5, CORE 2: PS, Vk>=100V,Rct<=5ohms@75degreeC, Ie@Vk/2<=30mA, BIL: 12kV/38kV/95kVP; STR: 25kA/1 SEC, CT SECONDARY TERMINAL ON P1 SIDE, WOUND TYPE. | CT | SWITCHGEAR | PR4B1AC31P12X3N9NNNN-12KV/38KV/95KVP | PRAGATI | - | - | Nos. |  | Inventory | 11kV CAST RESIN CURRENT TRANSFORMER, CTR : 150/1-1A, CORE 1: 10VA, CLASS: 0.5, CORE 2: PS, Vk>=100V,Rct<=5ohms@75degreeC, Ie@Vk/2<=30mA, BIL: 12kV/38kV/95kVP; STR: 25kA/1 SEC, CT SECONDARY TERMINAL ON P1 SIDE, WOUND TYPE.
13065 | 11kV CAST RESIN CURRENT TRANSFORMER, CTR : 2000/1-1-1A, CORE 1: 7.5VA, CLASS: 0.5, CORE 2: 7.5VA, CLASS: 5P20, CORE 3:CL PS, VK>=150 V, RCT<=8 OHM, I0<=30,STR: 31.5kA/1 SEC, BIL : 12/ 28/ 75 KV, CT SECONDARY TERMINAL ON P1 SIDE, WINDOW TYPE. | CT | SWITCHGEAR | PR4B1AC31P12Y1Y6009 | PRAGATI | - | - | Nos. |  | Inventory | 11kV CAST RESIN CURRENT TRANSFORMER, CTR : 2000/1-1-1A, CORE 1: 7.5VA, CLASS: 0.5, CORE 2: 7.5VA, CLASS: 5P20, CORE 3:CL PS, VK>=150 V, RCT<=8 OHM, I0<=30,STR: 31.5kA/1 SEC, BIL : 12/ 28/ 75 KV, CT SECONDARY TERMINAL ON P1 SIDE, WINDOW TYPE.
13066 | 11kV CAST RESIN CURRENT TRANSFORMER, CTR : 400-200/1-1A, CORE 1: 7.5VA, CLASS: 0.5, CORE 2: 7.5VA, CLASS: 5P20,STR: 31.5kA/1 SEC, CT SECONDARY TERMINAL ON P2 SIDE, WOUND TYPE. | CT | SWITCHGEAR | PR4B1AC31P12Y1Y6010 | PRAGATI | - | - | Nos. |  | Inventory | 11kV CAST RESIN CURRENT TRANSFORMER, CTR : 400-200/1-1A, CORE 1: 7.5VA, CLASS: 0.5, CORE 2: 7.5VA, CLASS: 5P20,STR: 31.5kA/1 SEC, CT SECONDARY TERMINAL ON P2 SIDE, WOUND TYPE.
13067 | 11kV CAST RESIN CURRENT TRANSFORMER, CTR : 150/1-1A, CORE 1: 15VA, CLASS: 0.2S, CORE 2: 15VA, CLASS: 5P10, STR: 25kA/1 SEC, CT SECONDARY TERMINAL ON P1 SIDE, WOUND TYPE. | CT | SWITCHGEAR | PR4B1AC31P12Y1Y6NNNN | PRAGATI | - | - | Nos. |  | Inventory | 11kV CAST RESIN CURRENT TRANSFORMER, CTR : 150/1-1A, CORE 1: 15VA, CLASS: 0.2S, CORE 2: 15VA, CLASS: 5P10, STR: 25kA/1 SEC, CT SECONDARY TERMINAL ON P1 SIDE, WOUND TYPE.
13068 | 11kV CT ,CTR:150/1A-1A, CORE-1: 30VA CL:1, CORE-2: 15VA CL:5P20, STR:25kA/1 sec, Wound TYPE, SECONDARY TERMINALS ON: P2 SIDE | CT | SWITCHGEAR | PR4B1AC31P22A5Y8NNNN | PRAGATI | - | - | Nos. |  | Inventory | 11kV CT ,CTR:150/1A-1A, CORE-1: 30VA CL:1, CORE-2: 15VA CL:5P20, STR:25kA/1 sec, Wound TYPE, SECONDARY TERMINALS ON: P2 SIDE
13069 | 33kV CAST RESIN CURRENT TRANSFORMER RATIO : 300/1-1-1A, CORE:1 10VA, CLASS: 0.2, CORE:2 10VA, CLASS: 0.2, CORE:3 10VA, CLASS: 5P10, STR: 31.5kA/1SEC,CT TYPE: WOUND TYPE CT, CT SECONDARY TERMINAL ON P1 SIDE. | CT | SWITCHGEAR | PR4B1AC51P12654X1N2311 | PRAGATI | - | - | Nos. |  | Inventory | 33kV CAST RESIN CURRENT TRANSFORMER RATIO : 300/1-1-1A, CORE:1 10VA, CLASS: 0.2, CORE:2 10VA, CLASS: 0.2, CORE:3 10VA, CLASS: 5P10, STR: 31.5kA/1SEC,CT TYPE: WOUND TYPE CT, CT SECONDARY TERMINAL ON P1 SIDE.
13070 | 11kV CAST RESIN CURRENT TRANSFORMER, CTR : 100/1-1A, CORE 1: 15VA, CLASS: 1, CORE 2: 15VA, CLASS: 5P20,CT SECONDARY TERMINAL ON P1 SIDE, WOUND TYPE. STC : 18.3KA/1SEC | CT | SWITCHGEAR | PR4B1AC51P12654X1N23113 | PRAGATI | - | - | Nos. |  | Inventory | 11kV CAST RESIN CURRENT TRANSFORMER, CTR : 100/1-1A, CORE 1: 15VA, CLASS: 1, CORE 2: 15VA, CLASS: 5P20,CT SECONDARY TERMINAL ON P1 SIDE, WOUND TYPE. STC : 18.3KA/1SEC
13071 | 33kV CAST RESIN CURRENT TRANSFORMER RATIO : 250/1-1A, CORE:1 10VA, CLASS: 0.2, CORE:2 10VA, CLASS: 5P10, STR: 31.5kA/1SEC,CT TYPE: WOUND TYPE CT, CT SECONDARY TERMINAL ON P2 SIDE. | CT | SWITCHGEAR | PR4B1AC51P1278X1N23110 | PRAGATI | - | - | Nos. |  | Inventory | 33kV CAST RESIN CURRENT TRANSFORMER RATIO : 250/1-1A, CORE:1 10VA, CLASS: 0.2, CORE:2 10VA, CLASS: 5P10, STR: 31.5kA/1SEC,CT TYPE: WOUND TYPE CT, CT SECONDARY TERMINAL ON P2 SIDE.
13072 | 11kV CAST RESIN CURRENT TRANSFORMER, CTR : 50/1-1A, CORE 1: 15VA, CLASS: 1, CORE 2: 15VA, CLASS: 5P20,CT SECONDARY TERMINAL ON P2 SIDE, WOUND TYPE. STC: 18.3KA/1SEC | CT | SWITCHGEAR | PR4B1AC51P1278X23110 | PRAGATI | - | - | Nos. |  | Inventory | 11kV CAST RESIN CURRENT TRANSFORMER, CTR : 50/1-1A, CORE 1: 15VA, CLASS: 1, CORE 2: 15VA, CLASS: 5P20,CT SECONDARY TERMINAL ON P2 SIDE, WOUND TYPE. STC: 18.3KA/1SEC
13073 | 33kV CAST RESIN CURRENT TRANSFORMER RATIO : 150/1-1-1A, CORE1:7.5VA, CLASS: 0.5, CORE:2 7.5VA, CLASS: 0.5, CORE:3 7.5VA, CLASS: 5P10, STR: 26.3kA/1SEC CT TYPE: WOUND TYPE CT, CT SECONDARY TERMINAL ON P2 SIDE. | CT | SWITCHGEAR | PR4B1AC51P12X1645N23117 | PRAGATI | - | - | Nos. |  | Inventory | 33kV CAST RESIN CURRENT TRANSFORMER RATIO : 150/1-1-1A, CORE1:7.5VA, CLASS: 0.5, CORE:2 7.5VA, CLASS: 0.5, CORE:3 7.5VA, CLASS: 5P10, STR: 26.3kA/1SEC CT TYPE: WOUND TYPE CT, CT SECONDARY TERMINAL ON P2 SIDE.
13074 | 33kV CAST RESIN CURRENT TRANSFORMER RATIO : 250/1A,CORE 1: CLASS: PS,VK>=225V, RCT<=5OHM,Ie<=30mA @Vk/2 :STR: 25kA/1SEC, CT TYPE: WOUND TYPE CT, INSULATION CLASS:-B CT SECONDARY TERMINAL ON P2 SIDE. | CT | SWITCHGEAR | PR4B1AC51P12X1N2324 | PRAGATI | - | - | Nos. |  | Inventory | 33kV CAST RESIN CURRENT TRANSFORMER RATIO : 250/1A,CORE 1: CLASS: PS,VK>=225V, RCT<=5OHM,Ie<=30mA @Vk/2 :STR: 25kA/1SEC, CT TYPE: WOUND TYPE CT, INSULATION CLASS:-B CT SECONDARY TERMINAL ON P2 SIDE.
13075 | 33kV CAST RESIN CURRENT TRANSFORMER RATIO : 1000/1-1-1A, CORE:1 10VA, CLASS: 0.2, CORE:2 10VA, CLASS: 0.2, CORE:3 10VA, CLASS: 5P10, STR: 31.5kA/1SEC,CT TYPE: WOUND TYPE CT, CT SECONDARY TERMINAL ON P1 SIDE. | CT | SWITCHGEAR | PR4B1AC51P12X1X1311 | PRAGATI | - | - | Nos. |  | Inventory | 33kV CAST RESIN CURRENT TRANSFORMER RATIO : 1000/1-1-1A, CORE:1 10VA, CLASS: 0.2, CORE:2 10VA, CLASS: 0.2, CORE:3 10VA, CLASS: 5P10, STR: 31.5kA/1SEC,CT TYPE: WOUND TYPE CT, CT SECONDARY TERMINAL ON P1 SIDE.
13076 | 33kV CAST RESIN CURRENT TRANSFORMER RATIO : 200/1-1-1A, CORE:1 10VA, CLASS: 0.2, CORE:2 10VA, CLASS: 0.2, CORE:3 10VA, CLASS: 5P10, STR: 31.5kA/1SECCT TYPE: WOUND TYPE CT, CT SECONDARY TERMINAL ON P1 SIDE., | CT | SWITCHGEAR | PR4B1AC51P12X1X1N2311 | PRAGATI | - | - | Nos. |  | Inventory | 33kV CAST RESIN CURRENT TRANSFORMER RATIO : 200/1-1-1A, CORE:1 10VA, CLASS: 0.2, CORE:2 10VA, CLASS: 0.2, CORE:3 10VA, CLASS: 5P10, STR: 31.5kA/1SECCT TYPE: WOUND TYPE CT, CT SECONDARY TERMINAL ON P1 SIDE.,
13077 | 33kV CAST RESIN CURRENT TRANSFORMER RATIO : 600/1-1-1A, CORE:1 7.5VA, CLASS: 0.2, CORE:2 7.5VA, CLASS: 0.2, CORE:3 7.5VA, CLASS: 5P10, STR: 26.3kA/1SEC CT TYPE: WOUND TYPE CT, CT SECONDARY TERMINAL ON P1 SIDE. | CT | SWITCHGEAR | PR4B1AC51P12X1X1N23110 | PRAGATI | - | - | Nos. |  | Inventory | 33kV CAST RESIN CURRENT TRANSFORMER RATIO : 600/1-1-1A, CORE:1 7.5VA, CLASS: 0.2, CORE:2 7.5VA, CLASS: 0.2, CORE:3 7.5VA, CLASS: 5P10, STR: 26.3kA/1SEC CT TYPE: WOUND TYPE CT, CT SECONDARY TERMINAL ON P1 SIDE.
13078 | 33kV CAST RESIN CURRENT TRANSFORMER RATIO : 350/1-1-1A, CORE:15VA, CLASS: 0.2, CORE:2 15VA, CLASS: 0.2, CORE:3 7.5VA, CLASS: 5P10, STR: 26.3kA/1SEC CT TYPE: WOUND TYPE CT, CT SECONDARY TERMINAL ON P2 SIDE. | CT | SWITCHGEAR | PR4B1AC51P12X1X1N23117 | PRAGATI | - | - | Nos. |  | Inventory | 33kV CAST RESIN CURRENT TRANSFORMER RATIO : 350/1-1-1A, CORE:15VA, CLASS: 0.2, CORE:2 15VA, CLASS: 0.2, CORE:3 7.5VA, CLASS: 5P10, STR: 26.3kA/1SEC CT TYPE: WOUND TYPE CT, CT SECONDARY TERMINAL ON P2 SIDE.
13079 | 33kV CAST RESIN CURRENT TRANSFORMER RATIO : 25/1-1A, CORE:1 5VA, CLASS: 1.0, CORE:2 5VA, CLASS: 5P10, STR: 13kA/1SEC CT TYPE: WOUND TYPE CT, CT SECONDARY TERMINAL ON P1 SIDE. | CT | SWITCHGEAR | PR4B1AC51P12X1X1N2324 | PRAGATI | - | - | Nos. |  | Inventory | 33kV CAST RESIN CURRENT TRANSFORMER RATIO : 25/1-1A, CORE:1 5VA, CLASS: 1.0, CORE:2 5VA, CLASS: 5P10, STR: 13kA/1SEC CT TYPE: WOUND TYPE CT, CT SECONDARY TERMINAL ON P1 SIDE.
13080 | 33kV CAST RESIN CURRENT TRANSFORMER RATIO : 150/5-1-1A, CORE:1 -10VA, CLASS: 0.2, CORE:2-10VA, CLASS: 5P20, CORE:3 CLASS : PS, Vk>=VK>=600, RCT<=5 OHM, Imag<= 30 mA @Vk/2STR: 25kA/3SEC, CT TYPE: WOUND TYPE CT, CT SECONDARY TERMINAL ON P1 SIDE. INSULATION CLASS - F | CT | SWITCHGEAR | PR4B1AC51P12X1X1NN44497-CLASS-F | PRAGATI | - | - | Nos. |  | Inventory | 33kV CAST RESIN CURRENT TRANSFORMER RATIO : 150/5-1-1A, CORE:1 -10VA, CLASS: 0.2, CORE:2-10VA, CLASS: 5P20, CORE:3 CLASS : PS, Vk>=VK>=600, RCT<=5 OHM, Imag<= 30 mA @Vk/2STR: 25kA/3SEC, CT TYPE: WOUND TYPE CT, CT SECONDARY TERMINAL ON P1 SIDE. INSULATION CLASS - F
13081 | 33kV CAST RESIN CURRENT TRANSFORMER RATIO : 300/5-1-1A, CORE:1 -10VA, CLASS: 0.2, CORE:2-10VA, CLASS: 5P20, CORE:3 CLASS : PS, Vk>=VK>=600, RCT<=5 OHM, Imag<= 30 mA @Vk/2STR: 25kA/3SEC, CT TYPE: WOUND TYPE CT, CT SECONDARY TERMINAL ON P1 SIDE. INSULATION CLASS - F | CT | SWITCHGEAR | PR4B1AC51P12X1X1NN55497-CLASS-F | PRAGATI | - | - | Nos. |  | Inventory | 33kV CAST RESIN CURRENT TRANSFORMER RATIO : 300/5-1-1A, CORE:1 -10VA, CLASS: 0.2, CORE:2-10VA, CLASS: 5P20, CORE:3 CLASS : PS, Vk>=VK>=600, RCT<=5 OHM, Imag<= 30 mA @Vk/2STR: 25kA/3SEC, CT TYPE: WOUND TYPE CT, CT SECONDARY TERMINAL ON P1 SIDE. INSULATION CLASS - F
13082 | "33kV CAST RESIN CURRENT TRANSFORMER RATIO : 200/5-1-1A, CORE:1 -10VA, CLASS: 0.2, CORE:2-10VA, CLASS: 5P20, CORE:3 CLASS : PS, VK>=750V, RCT<=5 OHM, Imag<= 30 mA @Vk/2 STR: 25kA/3SEC, CT TYPE: WOUND TYPE CT, CT SECONDARY TERMINAL ON P1 SIDE. INSULATION CLASS - F" | CT | SWITCHGEAR | PR4B1AC51P12X1X1NN66697-CLASS-F | PRAGATI | - | - | Nos. |  | Inventory | "33kV CAST RESIN CURRENT TRANSFORMER RATIO : 200/5-1-1A, CORE:1 -10VA, CLASS: 0.2, CORE:2-10VA, CLASS: 5P20, CORE:3 CLASS : PS, VK>=750V, RCT<=5 OHM, Imag<= 30 mA @Vk/2 STR: 25kA/3SEC, CT TYPE: WOUND TYPE CT, CT SECONDARY TERMINAL ON P1 SIDE. INSULATION CLASS - F"
13083 | 11kV CAST RESIN CURRENT TRANSFORMER RATIO : 600/5-1-1A, CORE:1 -10VA, CLASS: 0.2, CORE:2-10VA, CLASS: 5P20, CORE:3 CLASS : PS, VK>=600, RCT<=5 OHM, Imag<= 30 mA @Vk/2STR: 25kA/3SEC, CT TYPE: WOUND TYPE CT, CT SECONDARY TERMINAL ON P1 SIDE. INSULATION CLASS - F | CT | SWITCHGEAR | PR4B1AC51P12X1X1NN897-CLASS-F | PRAGATI | - | - | Nos. |  | Inventory | 11kV CAST RESIN CURRENT TRANSFORMER RATIO : 600/5-1-1A, CORE:1 -10VA, CLASS: 0.2, CORE:2-10VA, CLASS: 5P20, CORE:3 CLASS : PS, VK>=600, RCT<=5 OHM, Imag<= 30 mA @Vk/2STR: 25kA/3SEC, CT TYPE: WOUND TYPE CT, CT SECONDARY TERMINAL ON P1 SIDE. INSULATION CLASS - F
13084 | 11kV CAST RESIN CURRENT TRANSFORMER, CTR : 200/1-1A, CORE 1: 10VA, CLASS: 0.2S, CORE 2: 10VA, CLASS: 0.2S, STR: 25kA/1 SEC, CT SECONDARY TERMINAL ON P1 SIDE, WOUND TYPE. | CT | SWITCHGEAR | PR4B1AC51P12X1X1NNNN | PRAGATI | - | - | Nos. |  | Inventory | 11kV CAST RESIN CURRENT TRANSFORMER, CTR : 200/1-1A, CORE 1: 10VA, CLASS: 0.2S, CORE 2: 10VA, CLASS: 0.2S, STR: 25kA/1 SEC, CT SECONDARY TERMINAL ON P1 SIDE, WOUND TYPE.
13085 | 33kV CAST RESIN CURRENT TRANSFORMER RATIO : 1000/1-1-1-1A, CORE 1: 15VA, CLASS: 0.5, CORE 2: 15VA, CLASS: 5 P 20, CORE 3: CLASS: PS, Vk=350V, RCT<5O, Ie MAX=30mA AT Vk/2, CORE 4: CLASS: PS, Vk=350V, RCT<5O, Ie MAX=30mA AT Vk/2, STR - 25KA/1 SEC CT TYPE: WOUND TYPE CT, INSULATION CLASS: B, CT SECONDARY TERMINAL ON P2 SIDE. | CT | SWITCHGEAR | PR4B1AC51P12X1X444 | PRAGATI | - | - | Nos. |  | Inventory | 33kV CAST RESIN CURRENT TRANSFORMER RATIO : 1000/1-1-1-1A, CORE 1: 15VA, CLASS: 0.5, CORE 2: 15VA, CLASS: 5 P 20, CORE 3: CLASS: PS, Vk=350V, RCT<5O, Ie MAX=30mA AT Vk/2, CORE 4: CLASS: PS, Vk=350V, RCT<5O, Ie MAX=30mA AT Vk/2, STR - 25KA/1 SEC CT TYPE: WOUND TYPE CT, INSULATION CLASS: B, CT SECONDARY TERMINAL ON P2 SIDE.
13086 | 33kV CAST RESIN CURRENT TRANSFORMER RATIO: 20/1A, CORE 1: 15VA, CLASS: 0.5, STR: 25kA/1SEC, CT TYPE: WOUND TYPE CT, INSULATION CLASS: B, CT SECONDARY TERMINAL ON P2 SIDE. | CT | SWITCHGEAR | PR4B1AC51P12X1X456 | PRAGATI | - | - | Nos. |  | Inventory | 33kV CAST RESIN CURRENT TRANSFORMER RATIO: 20/1A, CORE 1: 15VA, CLASS: 0.5, STR: 25kA/1SEC, CT TYPE: WOUND TYPE CT, INSULATION CLASS: B, CT SECONDARY TERMINAL ON P2 SIDE.
13087 | 33kV CAST RESIN CURRENT TRANSFORMER RATIO : 200/1-1A, CORE 1: 15VA, CLASS: 0.5, CORE 2: 15VA, CLASS: 5 P 20, STR: 25kA/1SEC, CT TYPE: WOUND TYPE CT, INSULATION CLASS: B, CT SECONDARY TERMINAL ON P1 SIDE. | CT | SWITCHGEAR | PR4B1AC51P12X1X468 | PRAGATI | - | - | Nos. |  | Inventory | 33kV CAST RESIN CURRENT TRANSFORMER RATIO : 200/1-1A, CORE 1: 15VA, CLASS: 0.5, CORE 2: 15VA, CLASS: 5 P 20, STR: 25kA/1SEC, CT TYPE: WOUND TYPE CT, INSULATION CLASS: B, CT SECONDARY TERMINAL ON P1 SIDE.
13088 | 33kV CAST RESIN CURRENT TRANSFORMER RATIO : 200/1-1A, CORE:1 5VA, CLASS: 0.5, CORE:2 5VA, CLASS: 5 P 20, STR: 25kA/1SEC, CT TYPE: WOUND TYPE CT, INSULATION CLASS: B, CT SECONDARY TERMINAL ON P1 SIDE. | CT | SWITCHGEAR | PR4B1AC51P12X1Y468 | PRAGATI | - | - | Nos. |  | Inventory | 33kV CAST RESIN CURRENT TRANSFORMER RATIO : 200/1-1A, CORE:1 5VA, CLASS: 0.5, CORE:2 5VA, CLASS: 5 P 20, STR: 25kA/1SEC, CT TYPE: WOUND TYPE CT, INSULATION CLASS: B, CT SECONDARY TERMINAL ON P1 SIDE.
13089 | 11kV CAST RESIN CURRENT TRANSFORMER RATIO : 200/1-1A, CORE:1 10VA, CLASS: 0.2, CORE:2 10VA, CLASS: 5P20, STR: 25kA/1 SEC, CT TYPE: WOUND TYPE CT, CT SECONDARY TERMINAL ON P1 SIDE. | CT | SWITCHGEAR | PR4B1AC51P12X2X8NNNN | PRAGATI | - | - | Nos. |  | Inventory | 11kV CAST RESIN CURRENT TRANSFORMER RATIO : 200/1-1A, CORE:1 10VA, CLASS: 0.2, CORE:2 10VA, CLASS: 5P20, STR: 25kA/1 SEC, CT TYPE: WOUND TYPE CT, CT SECONDARY TERMINAL ON P1 SIDE.
13090 | 11kV CAST RESIN CURRENT TRANSFORMER, CTR : 200/1-1A, CORE 1: 15VA, CLASS: 0.2S, CORE 2: 15VA, CLASS: 5P10, STR: 25kA/1 SEC, CT SECONDARY TERMINAL ON P1 SIDE, WOUND TYPE. | CT | SWITCHGEAR | PR4B1AC51P12Y1Y6NNNN | PRAGATI | - | - | Nos. |  | Inventory | 11kV CAST RESIN CURRENT TRANSFORMER, CTR : 200/1-1A, CORE 1: 15VA, CLASS: 0.2S, CORE 2: 15VA, CLASS: 5P10, STR: 25kA/1 SEC, CT SECONDARY TERMINAL ON P1 SIDE, WOUND TYPE.
13091 | 11kV CAST RESIN CURRENT TRANSFORMER, CTR : 200/1-1-1A, CORE 1: 10VA, CLASS: 0.2S, CORE 2: 10VA, CLASS: 5P20, CORE 3: CLASS:PS, VK>=400V,RCT@75DegreeC<=5 OHM, Ie@Vk/2<=30mA; STR: 25kA/1 SEC, CT SECONDARY TERMINAL ON P1 SIDE, WOUND TYPE. | CT | SWITCHGEAR | PR4B1AC51P13X1X8N9NN | PRAGATI | - | - | Nos. |  | Inventory | 11kV CAST RESIN CURRENT TRANSFORMER, CTR : 200/1-1-1A, CORE 1: 10VA, CLASS: 0.2S, CORE 2: 10VA, CLASS: 5P20, CORE 3: CLASS:PS, VK>=400V,RCT@75DegreeC<=5 OHM, Ie@Vk/2<=30mA; STR: 25kA/1 SEC, CT SECONDARY TERMINAL ON P1 SIDE, WOUND TYPE.
13092 | 22kV CAST RESIN CURRENT TRANSFORMER RATIO : 200/5-5A, CORE 1: CLASS: 0.5FS5 ,ISF<=5, 15VA, CORE 2: CLASS: 5P20, 15VA, STR: 25kA/1SEC, CT TYPE: WOUND TYPE CT, CT SECONDARY TERMINAL ON P1 SIDE. | CT | SWITCHGEAR | PR4B1AC51P176651X1NN89 | PRAGATI | - | - | Nos. |  | Inventory | 22kV CAST RESIN CURRENT TRANSFORMER RATIO : 200/5-5A, CORE 1: CLASS: 0.5FS5 ,ISF<=5, 15VA, CORE 2: CLASS: 5P20, 15VA, STR: 25kA/1SEC, CT TYPE: WOUND TYPE CT, CT SECONDARY TERMINAL ON P1 SIDE.
13093 | 11kV CAST RESIN CURRENT TRANSFORMER RATIO : 65/1A, CORE:1 -7.5VA, CLASS: 5P20 STR: 20kA/1SEC, CT TYPE: WOUND TYPE CT, CT SECONDARY TERMINAL ON P1 SIDE. | CT | SWITCHGEAR | PR4B1AC51P1843X12323241 | PRAGATI | - | - | Nos. |  | Inventory | 11kV CAST RESIN CURRENT TRANSFORMER RATIO : 65/1A, CORE:1 -7.5VA, CLASS: 5P20 STR: 20kA/1SEC, CT TYPE: WOUND TYPE CT, CT SECONDARY TERMINAL ON P1 SIDE.
13094 | 33kV CAST RESIN CURRENT TRANSFORMER RATIO : 600-400/1-1A,CORE:1 15VA, CLASS: 0.2S, CORE:2 15VA, CLASS: 5P20, STR: 25kA/3SEC ,CT TYPE: WOUND TYPE CT, CT SECONDARY TERMINAL ON P1 SIDE. | CT | SWITCHGEAR | PR4B1AC51P1843X1N2324 | PRAGATI | - | - | Nos. |  | Inventory | 33kV CAST RESIN CURRENT TRANSFORMER RATIO : 600-400/1-1A,CORE:1 15VA, CLASS: 0.2S, CORE:2 15VA, CLASS: 5P20, STR: 25kA/3SEC ,CT TYPE: WOUND TYPE CT, CT SECONDARY TERMINAL ON P1 SIDE.
13095 | 33kV CAST RESIN CURRENT TRANSFORMER RATIO : 150/1-1A, CORE:1 5VA, CLASS: 0.2S, CORE:2 5VA, CLASS: 5P20, STR: 25kA/3SEC, INSULATION CLASS-F CT TYPE: WOUND TYPE CT, CT SECONDARY TERMINAL ON P2 SIDE. | CT | SWITCHGEAR | PR4B1AC51P1876X1N2324 | PRAGATI | - | - | Nos. |  | Inventory | 33kV CAST RESIN CURRENT TRANSFORMER RATIO : 150/1-1A, CORE:1 5VA, CLASS: 0.2S, CORE:2 5VA, CLASS: 5P20, STR: 25kA/3SEC, INSULATION CLASS-F CT TYPE: WOUND TYPE CT, CT SECONDARY TERMINAL ON P2 SIDE.
13096 | 33kV CAST RESIN CURRENT TRANSFORMER RATIO : 200-400/1-1-1A, CORE:1 10VA, CLASS: 0.2, CORE:2 10VA, CLASS: 5P20,CORE 3: CLASS: PS STR: 26.3kA/1SEC, CT TYPE: WOUND TYPE CT, CT SECONDARY TERMINAL ON P1 SIDE. | CT | SWITCHGEAR | PR4B1AC51P189X1N2324 | PRAGATI | - | - | Nos. |  | Inventory | 33kV CAST RESIN CURRENT TRANSFORMER RATIO : 200-400/1-1-1A, CORE:1 10VA, CLASS: 0.2, CORE:2 10VA, CLASS: 5P20,CORE 3: CLASS: PS STR: 26.3kA/1SEC, CT TYPE: WOUND TYPE CT, CT SECONDARY TERMINAL ON P1 SIDE.
13097 | 11kV CAST RESIN CURRENT TRANSFORMER, CTR : 200/1-1A, CORE 1: 15VA, CLASS: 1.0, CORE 2: 15VA, CLASS: 5P10, STR: 25kA/1 SEC, CT SECONDARY TERMINAL ON P2 SIDE, WOUND TYPE. | CT | SWITCHGEAR | PR4B1AC51P22Y5Y6NNNN | PRAGATI | - | - | Nos. |  | Inventory | 11kV CAST RESIN CURRENT TRANSFORMER, CTR : 200/1-1A, CORE 1: 15VA, CLASS: 1.0, CORE 2: 15VA, CLASS: 5P10, STR: 25kA/1 SEC, CT SECONDARY TERMINAL ON P2 SIDE, WOUND TYPE.
13098 | 11kV CAST RESIN CURRENT TRANSFORMER, CTR : 200/1-1-1A, CORE 1: 10VA, CLASS: 0.2S, CORE 2: 10VA, CLASS: 5P20, CORE 3: CLASS:PS, VK>=400V,RCT@75DegreeC<=5 OHM, Ie@Vk/2<=30mA; STR: 25kA/1 SEC, CT SECONDARY TERMINAL ON P2 SIDE, WOUND TYPE. | CT | SWITCHGEAR | PR4B1AC51P23X1X8N9NN | PRAGATI | - | - | Nos. |  | Inventory | 11kV CAST RESIN CURRENT TRANSFORMER, CTR : 200/1-1-1A, CORE 1: 10VA, CLASS: 0.2S, CORE 2: 10VA, CLASS: 5P20, CORE 3: CLASS:PS, VK>=400V,RCT@75DegreeC<=5 OHM, Ie@Vk/2<=30mA; STR: 25kA/1 SEC, CT SECONDARY TERMINAL ON P2 SIDE, WOUND TYPE.
13099 | 22kV CAST RESIN CURRENT TRANSFORMER RATIO : 200/5A, CORE 1: CLASS: 0.5FS5/ISF<=5, 15VA, STR: 25kA/1SEC, CT TYPE: WOUND TYPE CT, CT SECONDARY TERMINAL ON P1 SIDE. | CT | SWITCHGEAR | PR4B1AC51Y176651X1NN89 | PRAGATI | - | - | Nos. |  | Inventory | 22kV CAST RESIN CURRENT TRANSFORMER RATIO : 200/5A, CORE 1: CLASS: 0.5FS5/ISF<=5, 15VA, STR: 25kA/1SEC, CT TYPE: WOUND TYPE CT, CT SECONDARY TERMINAL ON P1 SIDE.
13100 | 11kV CAST RESIN CURRENT TRANSFORMER, CTR:300/1-1A, CORE 1: 10VA, CLASS: 0.2s, CORE 2:10VA, CLASS: 5P20, STR: 26.3kA/1SEC., CT SECONDARY TERMINAL ON P1 SIDE, WOUND TYPE. | PT | SWITCHGEAR | PR4B1AC71P21N9NNNN10 | PRAGATI | - | NA | Nos. |  | Inventory | 11kV CAST RESIN CURRENT TRANSFORMER, CTR:300/1-1A, CORE 1: 10VA, CLASS: 0.2s, CORE 2:10VA, CLASS: 5P20, STR: 26.3kA/1SEC., CT SECONDARY TERMINAL ON P1 SIDE, WOUND TYPE.
13101 | 11kV CT ,CTR:300/1A-1A, CORE-1: 15VA CL:0.5, CORE-2: 15VA CL:5P20, STR:25kA/1 sec, Wound TYPE, SECONDARY TERMINALS ON: P1SIDE | CT | SWITCHGEAR | PR4B1AC91P12Y3Y8NNNN | PRAGATI | - | NA | Nos. |  | Inventory | 11kV CT ,CTR:300/1A-1A, CORE-1: 15VA CL:0.5, CORE-2: 15VA CL:5P20, STR:25kA/1 sec, Wound TYPE, SECONDARY TERMINALS ON: P1SIDE
13102 | 11kV CT ,CTR:300/5A-5A, CORE-1: 15VA CL:1, CORE-2: 15VA CL:5P10, STR:25kA/1 sec, Wound TYPE, SECONDARY TERMINALS ON: P1 SIDE | CT | SWITCHGEAR | PR4B1AC95P12Y5Y6NNNN | PRAGATI | 11 | NA | Nos |  | Inventory | 11kV CT ,CTR:300/5A-5A, CORE-1: 15VA CL:1, CORE-2: 15VA CL:5P10, STR:25kA/1 sec, Wound TYPE, SECONDARY TERMINALS ON: P1 SIDE
13103 | 33kV CAST RESIN CURRENT TRANSFORMER RATIO : 600-400/1-1A, CORE:1 15VA, CLASS: 0.5, CORE:2 15VA, CLASS: 5P20, STR: 25kA/3SEC,CT TYPE: WOUND TYPE CT, CT SECONDARY TERMINAL ON P1 SIDE. | CT | SWITCHGEAR | PR4B1ACP1832X132432 | PRAGATI | - | - | Nos. |  | Inventory | 33kV CAST RESIN CURRENT TRANSFORMER RATIO : 600-400/1-1A, CORE:1 15VA, CLASS: 0.5, CORE:2 15VA, CLASS: 5P20, STR: 25kA/3SEC,CT TYPE: WOUND TYPE CT, CT SECONDARY TERMINAL ON P1 SIDE.
13104 | 33kV CAST RESIN CURRENT TRANSFORMER RATIO : 600-400/1A, CORE:1 15VA, CLASS: 0.2S, STR: 25kA/3SEC,CT TYPE: WOUND TYPE CT, CT SECONDARY TERMINAL ON P1 SIDE. | CT | SWITCHGEAR | PR4B1ACP1843X132432 | PRAGATI | - | - | Nos. |  | Inventory | 33kV CAST RESIN CURRENT TRANSFORMER RATIO : 600-400/1A, CORE:1 15VA, CLASS: 0.2S, STR: 25kA/3SEC,CT TYPE: WOUND TYPE CT, CT SECONDARY TERMINAL ON P1 SIDE.
13105 | 33kV CAST RESIN CURRENT TRANSFORMER RATIO : 100/1-1-1A, CORE:1 15VA, CLASS: 0.5, CORE:2 15VA, CLASS: 5P20,CORE:3 CLASS: PS STR: 25kA/3SECCT TYPE: WOUND TYPE CT, CT SECONDARY TERMINAL ON P2 SIDE., | CT | SWITCHGEAR | PR4B1ACQ1832X132432 | PRAGATI | - | - | Nos. |  | Inventory | 33kV CAST RESIN CURRENT TRANSFORMER RATIO : 100/1-1-1A, CORE:1 15VA, CLASS: 0.5, CORE:2 15VA, CLASS: 5P20,CORE:3 CLASS: PS STR: 25kA/3SECCT TYPE: WOUND TYPE CT, CT SECONDARY TERMINAL ON P2 SIDE.,
13106 | 33kV CAST RESIN CURRENT TRANSFORMER RATIO : 100/1-1A, CORE:1 15VA, CLASS: 0.5, CORE:2 15VA, CLASS: 5P20, STR: 25kA/3SEC,CT TYPE: WOUND TYPE CT, CT SECONDARY TERMINAL ON P2 SIDE. | CT | SWITCHGEAR | PR4B1ACR1832X132432 | PRAGATI | - | - | Nos. |  | Inventory | 33kV CAST RESIN CURRENT TRANSFORMER RATIO : 100/1-1A, CORE:1 15VA, CLASS: 0.5, CORE:2 15VA, CLASS: 5P20, STR: 25kA/3SEC,CT TYPE: WOUND TYPE CT, CT SECONDARY TERMINAL ON P2 SIDE.
13107 | 33kV CAST RESIN CURRENT TRANSFORMER RATIO : 80/1-1A, CORE:1 15VA, CLASS: 0.5, CORE:2 15VA, CLASS: 5P20, STR: 25kA/3SEC,CT TYPE: WOUND TYPE CT, CT SECONDARY TERMINAL ON P2 SIDE. | CT | SWITCHGEAR | PR4B1ACS1832X132432 | PRAGATI | - | - | Nos. |  | Inventory | 33kV CAST RESIN CURRENT TRANSFORMER RATIO : 80/1-1A, CORE:1 15VA, CLASS: 0.5, CORE:2 15VA, CLASS: 5P20, STR: 25kA/3SEC,CT TYPE: WOUND TYPE CT, CT SECONDARY TERMINAL ON P2 SIDE.
13108 | 11kV CAST RESIN CURRENT TRANSFORMER, CTR : 400/1-1A, CORE 1: 15VA, CLASS: 1.0, CORE 2: 15VA, CLASS: 5P10, STR: 25kA/1 SEC, CT SECONDARY TERMINAL ON P1 SIDE, WOUND TYPE. | CT | SWITCHGEAR | PR4B1AD41P12Y5Y6NNNN | PRAGATI | - | - | Nos. |  | Inventory | 11kV CAST RESIN CURRENT TRANSFORMER, CTR : 400/1-1A, CORE 1: 15VA, CLASS: 1.0, CORE 2: 15VA, CLASS: 5P10, STR: 25kA/1 SEC, CT SECONDARY TERMINAL ON P1 SIDE, WOUND TYPE.
13109 | 11kV CAST RESIN CURRENT TRANSFORMER, CTR : 500/1-1A, CORE 1: 10VA, CLASS: 0.2S, CORE 2: 10VA, CLASS: 5P20, STR: 25kA/1 SEC, CT SECONDARY TERMINAL ON P1 SIDE, WOUND TYPE. | CT | SWITCHGEAR | PR4B1AD81P12X1X8NNNN | PRAGATI | - | - | Nos. |  | Inventory | 11kV CAST RESIN CURRENT TRANSFORMER, CTR : 500/1-1A, CORE 1: 10VA, CLASS: 0.2S, CORE 2: 10VA, CLASS: 5P20, STR: 25kA/1 SEC, CT SECONDARY TERMINAL ON P1 SIDE, WOUND TYPE.
13110 | 11kV CAST RESIN CURRENT TRANSFORMER, CTR : 500/1-1A, CORE 1: 10VA, CLASS: 0.2S, CORE 2: 10VA, CLASS: 5P20, STR: 25kA/1 SEC, CT SECONDARY TERMINAL ON P2 SIDE, WOUND TYPE. | CT | SWITCHGEAR | PR4B1AD81P22X1X8NNNN | PRAGATI | - | - | Nos. |  | Inventory | 11kV CAST RESIN CURRENT TRANSFORMER, CTR : 500/1-1A, CORE 1: 10VA, CLASS: 0.2S, CORE 2: 10VA, CLASS: 5P20, STR: 25kA/1 SEC, CT SECONDARY TERMINAL ON P2 SIDE, WOUND TYPE.
13111 | 11kV CT ,CTR:1200/1A-1A, CORE-1: 10VA CL:0.5, CORE-2: 10VA CL:5P20, STR:25kA/1 sec, Wound TYPE, SECONDARY TERMINALS ON: P2 SIDE | CT | SWITCHGEAR | PR4B1AF41P22X3Z8NNNN | PRAGATI | - | - | Nos. |  | Inventory | 11kV CT ,CTR:1200/1A-1A, CORE-1: 10VA CL:0.5, CORE-2: 10VA CL:5P20, STR:25kA/1 sec, Wound TYPE, SECONDARY TERMINALS ON: P2 SIDE
13112 | 11kV CAST RESIN CURRENT TRANSFORMER RATIO : 150/1-5A, CORE 1: 10VA, CLASS: 0.5, CORE 2: 10VA, CLASS: 5P20, STR: 26.3kA/1SEC, CT TYPE: WOUND TYPE CT, CT SECONDARY TERMINAL ON P2 SIDE. | CT | SWITCHGEAR | PR4B1AH51P12Y5Y6NNNN9 | PRAGATI | - | NA | Nos. |  | Inventory | 11kV CAST RESIN CURRENT TRANSFORMER RATIO : 150/1-5A, CORE 1: 10VA, CLASS: 0.5, CORE 2: 10VA, CLASS: 5P20, STR: 26.3kA/1SEC, CT TYPE: WOUND TYPE CT, CT SECONDARY TERMINAL ON P2 SIDE.
13113 | 11kV CT ,CTR:100-150/1A-1A, CORE-1: 10VA CL:0.2s, CORE-2: 10VA CL:5P20, STR:25kA/1 sec, Wound TYPE, SECONDARY TERMINALS ON: P1 SIDE | CT | SWITCHGEAR | PR4B1AH71P12X1X8NNNN | PRAGATI | - | - | Nos. |  | Inventory | 11kV CT ,CTR:100-150/1A-1A, CORE-1: 10VA CL:0.2s, CORE-2: 10VA CL:5P20, STR:25kA/1 sec, Wound TYPE, SECONDARY TERMINALS ON: P1 SIDE
13114 | 11kV CT ,CTR:100-150/1A-1A, CORE-1: 15VA CL:1, CORE-2: 15VA CL:5P20, STR:25kA/1 sec, Wound TYPE, SECONDARY TERMINALS ON: P2 SIDE | CT | SWITCHGEAR | PR4B1AH71P22Y5Y8NNNN | PRAGATI | - | - | Nos. |  | Inventory | 11kV CT ,CTR:100-150/1A-1A, CORE-1: 15VA CL:1, CORE-2: 15VA CL:5P20, STR:25kA/1 sec, Wound TYPE, SECONDARY TERMINALS ON: P2 SIDE
13115 | 11kV CT ,CTR:300-400/1A-1A, CORE-1: 15VA CL:1, CORE-2: 15VA CL:5P20, STR:25kA/1 sec, Wound TYPE, SECONDARY TERMINALS ON: P1 SIDE | CT | SWITCHGEAR | PR4B1AI31P12Y5Y8NNNN | PRAGATI | - | - | Nos. |  | Inventory | 11kV CT ,CTR:300-400/1A-1A, CORE-1: 15VA CL:1, CORE-2: 15VA CL:5P20, STR:25kA/1 sec, Wound TYPE, SECONDARY TERMINALS ON: P1 SIDE
13116 | 11kV CAST RESIN CURRENT TRANSFORMER, CTR : 300-500/1-1A, CORE 1: 10VA, CLASS: 0.5, CORE 2: 15VA, CLASS: 5P20, BIL: 12kV/38kV/95kVP; STR: 25kA/1 SEC, CT SECONDARY TERMINAL ON P2 SIDE, WOUND TYPE. | CT | SWITCHGEAR | PR4B1AI41P22X3Y8NNNN-12KV/38KV/95KVP | PRAGATI | - | - | Nos. |  | Inventory | 11kV CAST RESIN CURRENT TRANSFORMER, CTR : 300-500/1-1A, CORE 1: 10VA, CLASS: 0.5, CORE 2: 15VA, CLASS: 5P20, BIL: 12kV/38kV/95kVP; STR: 25kA/1 SEC, CT SECONDARY TERMINAL ON P2 SIDE, WOUND TYPE.
13117 | 11kV CAST RESIN CURRENT TRANSFORMER, CTR : 75-150/5-5A, CORE 1: 15VA, CLASS: 1, CORE 2: 15VA, CLASS: 5P10, STR: 25kA/1 SEC, CT SECONDARY TERMINAL ON P1 SIDE, WOUND TYPE. | CT | SWITCHGEAR | PR4B1AK45P12Y5Y6NNNN | PRAGATI | - | - | Nos. |  | Inventory | 11kV CAST RESIN CURRENT TRANSFORMER, CTR : 75-150/5-5A, CORE 1: 15VA, CLASS: 1, CORE 2: 15VA, CLASS: 5P10, STR: 25kA/1 SEC, CT SECONDARY TERMINAL ON P1 SIDE, WOUND TYPE.
13118 | 11kV CT ,CTR:110/1A-1A, CORE-1: 15VA CL:1, CORE-2: 15VA CL:5P20, STR:25kA/1 sec, Wound TYPE, SECONDARY TERMINALS ON: P2 SIDE | CT | SWITCHGEAR | PR4B1AK51P22Y5Y8NNNN | PRAGATI | - | - | Nos. |  | Inventory | 11kV CT ,CTR:110/1A-1A, CORE-1: 15VA CL:1, CORE-2: 15VA CL:5P20, STR:25kA/1 sec, Wound TYPE, SECONDARY TERMINALS ON: P2 SIDE
13119 | 11kV CAST RESIN CURRENT TRANSFORMER, CTR : 1400/1A, CORE 1: CLASS: PS, Vk>=600V, Rct<=6W, @75°C Io:<=30mA, at Vk/2. STR: 25kA/1 SEC, CT SECONDARY TERMINAL ON P2 SIDE, WINDOW TYPE. | CT | SWITCHGEAR | PR4B1BF71P21N9NNNNNN | PRAGATI | - | - | Nos. |  | Inventory | 11kV CAST RESIN CURRENT TRANSFORMER, CTR : 1400/1A, CORE 1: CLASS: PS, Vk>=600V, Rct<=6W, @75°C Io:<=30mA, at Vk/2. STR: 25kA/1 SEC, CT SECONDARY TERMINAL ON P2 SIDE, WINDOW TYPE.
13120 | 11kV CAST RESIN CURRENT TRANSFORMER, CTR : 1400/1-1A, CORE 1 & 2 : CLASS: PS, Vk>=600V, Rct<=6ohm, @75°C, Io:<=30mA, at Vk/2. STR: 25kA/1 SEC, CT SECONDARY TERMINAL ON P2 SIDE, WINDOW TYPE. | CT | SWITCHGEAR | PR4B1BF71P22N9N9NNNN | PRAGATI | - | - | Nos. |  | Inventory | 11kV CAST RESIN CURRENT TRANSFORMER, CTR : 1400/1-1A, CORE 1 & 2 : CLASS: PS, Vk>=600V, Rct<=6ohm, @75°C, Io:<=30mA, at Vk/2. STR: 25kA/1 SEC, CT SECONDARY TERMINAL ON P2 SIDE, WINDOW TYPE.
13121 | 11kV CAST RESIN CURRENT TRANSFORMER, CTR : 1400/1-1-1A, CORE 1: 30VA, CLASS: 0.5, CORE 2 : CLASS: PS, Vk>=600V, Rct<=6ohm, @75°C, Io:<=30mA, at Vk/2, CORE 3 : CLASS: PS, Vk>=300V, Rct<=6ohm @75°C, Io:<=30mA, at Vk/2. STR: 25kA/1 SEC, CT SECONDARY TERMINAL ON P2 SIDE, WINDOW TYPE. | CT | SWITCHGEAR | PR4B1BF71P23A3N9N9NN | PRAGATI | - | - | Nos. |  | Inventory | 11kV CAST RESIN CURRENT TRANSFORMER, CTR : 1400/1-1-1A, CORE 1: 30VA, CLASS: 0.5, CORE 2 : CLASS: PS, Vk>=600V, Rct<=6ohm, @75°C, Io:<=30mA, at Vk/2, CORE 3 : CLASS: PS, Vk>=300V, Rct<=6ohm @75°C, Io:<=30mA, at Vk/2. STR: 25kA/1 SEC, CT SECONDARY TERMINAL ON P2 SIDE, WINDOW TYPE.
13122 | 11kV CAST RESIN CURRENT TRANSFORMER, CTR : 700-1400/1-1A, CORE 1: 30VA, CLASS: 0.5, CORE 2 : CLASS: PS, @700/1A, Vk>=300V, Rct<=3ohm, @75°C, Io:<=30mA, at Vk/2. STR: 25kA/1 SEC, CT SECONDARY TERMINAL ON P1 SIDE, WINDOW TYPE. | CT | SWITCHGEAR | PR4B1BK31P12A3N9NNNN | PRAGATI | - | - | Nos. |  | Inventory | 11kV CAST RESIN CURRENT TRANSFORMER, CTR : 700-1400/1-1A, CORE 1: 30VA, CLASS: 0.5, CORE 2 : CLASS: PS, @700/1A, Vk>=300V, Rct<=3ohm, @75°C, Io:<=30mA, at Vk/2. STR: 25kA/1 SEC, CT SECONDARY TERMINAL ON P1 SIDE, WINDOW TYPE.
13123 | 11kV CAST RESIN CURRENT TRANSFORMER, CTR : 700-1400/1-1A, CORE 1 & 2: CLASS: PS, @700/1A, Vk>=300V, Rct<=3ohm, @75°C, Io:<=30mA, at Vk/2. STR: 25kA/1 SEC, CT SECONDARY TERMINAL ON P1 SIDE, WINDOW TYPE. | CT | SWITCHGEAR | PR4B1BK31P12N9N9NNNN | PRAGATI | - | - | Nos. |  | Inventory | 11kV CAST RESIN CURRENT TRANSFORMER, CTR : 700-1400/1-1A, CORE 1 & 2: CLASS: PS, @700/1A, Vk>=300V, Rct<=3ohm, @75°C, Io:<=30mA, at Vk/2. STR: 25kA/1 SEC, CT SECONDARY TERMINAL ON P1 SIDE, WINDOW TYPE.
13124 | 11kV CT ,CTR:700-1400/1-1-1-1, CORE-1: 30VA CL:0.5, CORE-2: NONE CL:PS ,CORE-3: NONE CL:PS ,CORE-4: NONE CL:PS , STR:25kA/1 sec, Window TYPE, SECONDARY TERMINALS ON: P1 SIDE | CT | SWITCHGEAR | PR4B1BK31P14A3N9N9N9 | PRAGATI | - | - | Nos. |  | Inventory | 11kV CT ,CTR:700-1400/1-1-1-1, CORE-1: 30VA CL:0.5, CORE-2: NONE CL:PS ,CORE-3: NONE CL:PS ,CORE-4: NONE CL:PS , STR:25kA/1 sec, Window TYPE, SECONDARY TERMINALS ON: P1 SIDE
13125 | 11kV CAST RESIN CURRENT TRANSFORMER, CTR : 75-150/1-1A, CORE 1: 15VA, CLASS: 0.5, CORE 2: 15VA, CLASS: 5P20, CORE 3 : CLASS : PS, KPV - 150V MAX., RCT=4.166OHMS, le</33.33mA @vK/2, INSULATION CLASS - B, STR: 25kA/3SEC, CT SECONDARY TERMINAL ON P1 SIDE, WOUND TYPE. | CT | SWITCHGEAR | PR4B3AH61P13Y3Y8N930 | PRAGATI | - | - | Nos. |  | Inventory | 11kV CAST RESIN CURRENT TRANSFORMER, CTR : 75-150/1-1A, CORE 1: 15VA, CLASS: 0.5, CORE 2: 15VA, CLASS: 5P20, CORE 3 : CLASS : PS, KPV - 150V MAX., RCT=4.166OHMS, le</33.33mA @vK/2, INSULATION CLASS - B, STR: 25kA/3SEC, CT SECONDARY TERMINAL ON P1 SIDE, WOUND TYPE.
13126 | 11kV CAST RESIN CURRENT TRANSFORMER, CTR : 25/1-1A, CORE 1: 5VA, CLASS: 1, CORE 2: 5VA, CLASS: 5P10, STR: 26.3kA/1 SEC, CT SECONDARY TERMINAL ON P2 SIDE, WOUND TYPE. | CT | SWITCHGEAR | PR4C1AA41P22V5V6NNNN | PRAGATI | - | - | Nos. |  | Inventory | 11kV CAST RESIN CURRENT TRANSFORMER, CTR : 25/1-1A, CORE 1: 5VA, CLASS: 1, CORE 2: 5VA, CLASS: 5P10, STR: 26.3kA/1 SEC, CT SECONDARY TERMINAL ON P2 SIDE, WOUND TYPE.
13127 | 11kV CAST RESIN CURRENT TRANSFORMER, CTR : 50/1-1A, CORE 1: 5VA, CLASS: 1, CORE 2: 5VA, CLASS: 5P10, STR: 26.3kA/1 SEC, CT SECONDARY TERMINAL ON P1 SIDE, WOUND TYPE. | CT | SWITCHGEAR | PR4C1AA91P12V5V6NNNN | PRAGATI | - | - | Nos. |  | Inventory | 11kV CAST RESIN CURRENT TRANSFORMER, CTR : 150/1-1A, CORE 1: 10VA, CLASS: 0.2, CORE 2: 10VA, CLASS: 5P10, STR: 31.5kA/1 SEC, CT SECONDARY TERMINAL ON P2 SIDE, WOUND TYPE.
13128 | 11kV CAST RESIN CURRENT TRANSFORMER, CTR : 70/1-1A, CORE 1: 10VA, CLASS: 0.5, CORE 2: 15VA, CLASS: 5P10, STR: 26.3kA/1 SEC, CT SECONDARY TERMINAL ON P1 SIDE, WOUND TYPE. | CT | SWITCHGEAR | PR4C1AB41P12X3Y6NNNN | PRAGATI | - | - | Nos. |  | Inventory | 11kV CAST RESIN CURRENT TRANSFORMER, CTR : 70/1-1A, CORE 1: 10VA, CLASS: 0.5, CORE 2: 15VA, CLASS: 5P10, STR: 26.3kA/1 SEC, CT SECONDARY TERMINAL ON P1 SIDE, WOUND TYPE.
13129 | 11kV CAST RESIN CURRENT TRANSFORMER, CTR : 75/1-1A, CORE 1: 5VA, CLASS: 0.5, CORE 2: 5VA, CLASS: 5P10, STR: 26.3kA/1 SEC, CT SECONDARY TERMINAL ON P1 SIDE, WOUND TYPE. | CT | SWITCHGEAR | PR4C1AB51P12V3V6NNNN | PRAGATI | - | - | Nos. |  | Inventory | 11kV CAST RESIN CURRENT TRANSFORMER, CTR : 75/1-1A, CORE 1: 5VA, CLASS: 0.5, CORE 2: 5VA, CLASS: 5P10, STR: 26.3kA/1 SEC, CT SECONDARY TERMINAL ON P1 SIDE, WOUND TYPE.
13130 | 11kV CAST RESIN CURRENT TRANSFORMER, CTR : 75/5-5A, CORE 1: 5VA, CLASS: 1.0, CORE 2: 5VA, CLASS: 5P10, STR: 26.3kA/1SEC, CT SECONDARY TERMINAL ON P1 SIDE, WOUND TYPE. | CT | SWITCHGEAR | PR4C1AB55P12V5V6N540 | PRAGATI | - | - | Nos. |  | Inventory | 11kV CAST RESIN CURRENT TRANSFORMER, CTR : 75/5-5A, CORE 1: 5VA, CLASS: 1.0, CORE 2: 5VA, CLASS: 5P10, STR: 26.3kA/1SEC, CT SECONDARY TERMINAL ON P1 SIDE, WOUND TYPE.
13131 | 11kV CT ,CTR:125/1A-1A, CORE-1: 15VA CL:0.5, CORE-2: 15VA CL:5P20, STR:26.3kA/1 sec, Wound TYPE, SECONDARY TERMINALS ON: P1SIDE | CT | SWITCHGEAR | PR4C1AC21P12Y3Y8NNNN | PRAGATI | - | NA | Nos. |  | Inventory | 11kV CT ,CTR:125/1A-1A, CORE-1: 15VA CL:0.5, CORE-2: 15VA CL:5P20, STR:26.3kA/1 sec, Wound TYPE, SECONDARY TERMINALS ON: P1SIDE
13132 | 11kV CAST RESIN CURRENT TRANSFORMER, CTR : 200/1-1A, CORE 1: 10VA, CLASS: 0.5, CORE 2: 15VA, CLASS: 5P10, STR: 26.3kA/1 SEC, CT SECONDARY TERMINAL ON P1 SIDE, WOUND TYPE. | CT | SWITCHGEAR | PR4C1AC51P12X3Y6NNNN | PRAGATI | - | - | Nos. |  | Inventory | 11kV CAST RESIN CURRENT TRANSFORMER, CTR : 200/1-1A, CORE 1: 10VA, CLASS: 0.5, CORE 2: 15VA, CLASS: 5P10, STR: 26.3kA/1 SEC, CT SECONDARY TERMINAL ON P1 SIDE, WOUND TYPE.
13133 | 11kV CT ,CTR:250/1A-1A, CORE-1: 10VA CL:0.5, CORE-2: 7.5VA CL:5P20, STR:26.3kA/1 sec, Wound TYPE, SECONDARY TERMINALS ON: P1SIDE | CT | SWITCHGEAR | PR4C1AC71P12X3W8NNNN | PRAGATI | - | NA | Nos. |  | Inventory | 11kV CT ,CTR:250/1A-1A, CORE-1: 10VA CL:0.5, CORE-2: 7.5VA CL:5P20, STR:26.3kA/1 sec, Wound TYPE, SECONDARY TERMINALS ON: P1SIDE
13134 | 11kV CAST RESIN CURRENT TRANSFORMER, CTR:300/1-1A, CORE 1: 10VA, CLASS: 0.5s, CORE 2:10VA, CLASS: 5P20, STR: 26.3kA/1SEC., CT SECONDARY TERMINAL ON P1 SIDE, WOUND TYPE. | PT | SWITCHGEAR | PR4C1AC71P21N9NNNN10 | PRAGATI | - | NA | Nos. |  | Inventory | 11kV CAST RESIN CURRENT TRANSFORMER, CTR:300/1-1A, CORE 1: 10VA, CLASS: 0.5s, CORE 2:10VA, CLASS: 5P20, STR: 26.3kA/1SEC., CT SECONDARY TERMINAL ON P1 SIDE, WOUND TYPE.
13135 | 11kV CT ,CTR:50-100/1A-1A, CORE-1: 10VA CL:0.5, CORE-2: 10VA CL:5P20, STR:26.3kA/1 sec, Wound TYPE, SECONDARY TERMINALS ON: P1 SIDE | CT | SWITCHGEAR | PR4C1AH51P12X3X8NNNN | PRAGATI | - | NA | Nos. |  | Inventory | 11kV CT ,CTR:50-100/1A-1A, CORE-1: 10VA CL:0.5, CORE-2: 10VA CL:5P20, STR:26.3kA/1 sec, Wound TYPE, SECONDARY TERMINALS ON: P1 SIDE
13136 | 11kV CT ,CTR:50-100/1A-1A, CORE-1: 10VA CL:0.5, CORE-2: 10VA CL:5P20, STR:26.3kA/1 sec, Wound TYPE, SECONDARY TERMINALS ON: P2 SIDE | CT | SWITCHGEAR | PR4C1AH51P22X3X8NNNN | PRAGATI | - | NA | Nos. |  | Inventory | 11kV CT ,CTR:50-100/1A-1A, CORE-1: 10VA CL:0.5, CORE-2: 10VA CL:5P20, STR:26.3kA/1 sec, Wound TYPE, SECONDARY TERMINALS ON: P2 SIDE
13137 | 11kV CT ,CTR:120-60/1A-1A, CORE-1: 10VA CL:0.5, CORE-2: 10VA CL:5P10, STR:26.3kA/1 sec, Wound TYPE, SECONDARY TERMINALS ON: P1 SIDE | CT | SWITCHGEAR | PR4C1AH71P12X3X6NNNN | PRAGATI | - | NA | Nos. |  | Inventory | 11kV CT ,CTR:120-60/1A-1A, CORE-1: 10VA CL:0.5, CORE-2: 10VA CL:5P10, STR:26.3kA/1 sec, Wound TYPE, SECONDARY TERMINALS ON: P1 SIDE
13138 | 11kV CT ,CTR:500-1000/1-1-1-5A, CORE-1: 10VA CL:1, CORE-2: 10VA CL:5P20 ,CORE-3: NONE CL:PS ,CORE-4: NONE CL:PS , STR:26.3kA/1 sec, Wound TYPE, SECONDARY TERMINALS ON: P1 SIDE FOR CORE 1 & 2 & P2 SIDE FOR CORE3 & 4 | CT | SWITCHGEAR | PR4C1AI71P14X5X8N9N9 | PRAGATI | - | NA | Nos. |  | Inventory | 11kV CT ,CTR:500-1000/1-1-1-5A, CORE-1: 10VA CL:1, CORE-2: 10VA CL:5P20 ,CORE-3: NONE CL:PS ,CORE-4: NONE CL:PS , STR:26.3kA/1 sec, Wound TYPE, SECONDARY TERMINALS ON: P1 SIDE FOR CORE 1 & 2 & P2 SIDE FOR CORE3 & 4
13139 | 11kV, CAST RESIN CURRENT TRANSFORMER RATIO : 150/5A, CORE 1 : 15VA , CLASS : 5P10, HT, Wound TYPE, STC : 31.5kA/3SEC, CT SECONDARY TERMINAL ON P1 SIDE, WOUND TYPE. | CT | SWITCHGEAR | PR4C3AC35P21Y6NN3538 | PRAGATI | 11 | NA | Nos. |  | Inventory | 11kV, CAST RESIN CURRENT TRANSFORMER RATIO : 150/5A, CORE 1 : 15VA , CLASS : 5P10, HT, Wound TYPE, STC : 31.5kA/3SEC, CT SECONDARY TERMINAL ON P1 SIDE, WOUND TYPE.
13140 | 11kV CAST RESIN CURRENT TRANSFORMER, CTR: 400/1-1A, CORE 1: 5VA, CLASS: 0.2, CORE 2: 15VA, CLASS: 5P20, STR: 26.3kA/3 SEC, CT SECONDARY TERMINAL ON P1 SIDE, WOUND TYPE. | CT | SWITCHGEAR | PR4C3AD41P12V2Y8N571 | PRAGATI | 11 | NA | Nos. |  | Inventory | 11kV CAST RESIN CURRENT TRANSFORMER, CTR: 400/1-1A, CORE 1: 5VA, CLASS: 0.2, CORE 2: 15VA, CLASS: 5P20, STR: 26.3kA/3 SEC, CT SECONDARY TERMINAL ON P1 SIDE, WOUND TYPE.
13141 | 11kV CAST RESIN CURRENT TRANSFORMER, CTR: 400/1-1A, CORE 1: 5VA, CLASS: 0.2, CORE 2: 15VA, CLASS: 5P20, STR: 26.3kA/3 SEC, CT SECONDARY TERMINAL ON P2 SIDE, WOUND TYPE. | CT | SWITCHGEAR | PR4C3AD41P22V2Y8N571 | PRAGATI | 11 | NA | Nos. |  | Inventory | 11kV CAST RESIN CURRENT TRANSFORMER, CTR: 400/1-1A, CORE 1: 5VA, CLASS: 0.2, CORE 2: 15VA, CLASS: 5P20, STR: 26.3kA/3 SEC, CT SECONDARY TERMINAL ON P2 SIDE, WOUND TYPE.
13142 | 11kV CAST RESIN CURRENT TRANSFORMER, CTR : 400/1-1A, CORE 1: 20VA, CLASS: 0.5, CORE 2: 15VA, CLASS: 5P20, STR: 31.5KA/1 SEC, WOUND TYPE, CT SECONDARY TERMINAL ON P1 SIDE. | CT | SWITCHGEAR | PR4D1AD41P12Z3Y8NNNN | PRAGATI | - | - | Nos. |  | Inventory | 11kV CAST RESIN CURRENT TRANSFORMER, CTR : 400/1-1A, CORE 1: 20VA, CLASS: 0.5, CORE 2: 15VA, CLASS: 5P20, STR: 31.5KA/1 SEC, WOUND TYPE, CT SECONDARY TERMINAL ON P1 SIDE.
13143 | 11kV CAST RESIN CURRENT TRANSFORMER, CTR : 400/1-1-1A, CORE 1: 10VA, CLASS: 5P20, CORE 2: 10VA, CLASS: 0.5, CORE 3: 10VA, CLASS: 0.5, STR: 31.5KA/1 SEC, WOUND TYPE, CT SECONDARY TERMINAL ON P1 SIDE. | CT | SWITCHGEAR | PR4D1AD41P13X8X3X3NN | PRAGATI | - | - | Nos. |  | Inventory | 11kV CAST RESIN CURRENT TRANSFORMER, CTR : 400/1-1-1A, CORE 1: 10VA, CLASS: 5P20, CORE 2: 10VA, CLASS: 0.5, CORE 3: 10VA, CLASS: 0.5, STR: 31.5KA/1 SEC, WOUND TYPE, CT SECONDARY TERMINAL ON P1 SIDE.
13144 | 11kV CAST RESIN CURRENT TRANSFORMER, CTR : 800/1-1-1A, CORE 1: 15VA, CLASS: 5P20, CORE 2: 15VA, CLASS: 5P20, CORE 3: 20VA, CLASS: 0.5, STR: 31.5KA/1 SEC, WOUND TYPE, CT SECONDARY TERMINAL ON P2 SIDE. | CT | SWITCHGEAR | PR4D1AE51P23Y8Y8Z3NN | PRAGATI | - | - | Nos. |  | Inventory | 11kV CAST RESIN CURRENT TRANSFORMER, CTR : 800/1-1-1A, CORE 1: 15VA, CLASS: 5P20, CORE 2: 15VA, CLASS: 5P20, CORE 3: 20VA, CLASS: 0.5, STR: 31.5KA/1 SEC, WOUND TYPE, CT SECONDARY TERMINAL ON P2 SIDE.
13145 | 11kV CAST RESIN CURRENT TRANSFORMER, CTR : 100/5-5A, CORE 1: 10VA, CLASS: 1.0, CORE 2: 10VA, CLASS: 5P10, STR: 31.5kA/3SEC,CT SECONDARY TERMINAL ON P2 SIDE, WOUND TYPE. | CT | SWITCHGEAR | PR4D3AC15P22X5X6N538 | PRAGATI | 11 | - | Nos. |  | Inventory | 11kV CAST RESIN CURRENT TRANSFORMER, CTR : 100/5-5A, CORE 1: 10VA, CLASS: 1.0, CORE 2: 10VA, CLASS: 5P10, STR: 31.5kA/3SEC,CT SECONDARY TERMINAL ON P2 SIDE, WOUND TYPE.
13146 | 11kV CAST RESIN CURRENT TRANSFORMER, CTR : 400/5-5A, CORE 1: 10VA, CLASS: 1.0, CORE 2: 10VA, CLASS: 5P10, STR: 31.5kA/3SEC, CT SECONDARY TERMINAL ON P1 SIDE, WOUND TYPE. | CT | SWITCHGEAR | PR4D3AD45P12X5X6N538 | PRAGATI | 11 | - | Nos. |  | Inventory | 11kV CAST RESIN CURRENT TRANSFORMER, CTR : 400/5-5A, CORE 1: 10VA, CLASS: 1.0, CORE 2: 10VA, CLASS: 5P10, STR: 31.5kA/3SEC, CT SECONDARY TERMINAL ON P1 SIDE, WOUND TYPE.
13147 | 6.6kV CAST RESIN CURRENT TRANSFORMER, CTR : 100/1-1A, CORE 1: 10VA, CLASS: 1.0, CORE 2: 10VA, CLASS: 5P10, STR: 40kA/1SEC, CT SECONDARY TERMINAL ON P1 SIDE, WOUND TYPE. | CT | SWITCHGEAR | PR4E1AC11P12X5X6N539 | PRAGATI | - | NA | Nos. |  | Inventory | 6.6kV CAST RESIN CURRENT TRANSFORMER, CTR : 100/1-1A, CORE 1: 10VA, CLASS: 1.0, CORE 2: 10VA, CLASS: 5P10, STR: 40kA/1SEC, CT SECONDARY TERMINAL ON P1 SIDE, WOUND TYPE.
13148 | 12kV CAST RESIN CT. CTR : 125/5-1A, CORE 1 : 5A, 15 VA CLASS 0.5, CORE 2 : 1A, CLASS PS, Vk>=100V,RCT(75C)<=3 OHM, Im<=30 mA AT Vk/2, STC:40KA FOR 1 SEC, CT SECONDARY TERMINAL ON P1 SIDE, WOUND TYPE. | CT | SWITCHGEAR | PR4E1AC25P12Y3N9NNNN | PRAGATI | - | - | Nos. |  | Inventory | 12kV CAST RESIN CT. CTR : 125/5-1A, CORE 1 : 5A, 15 VA CLASS 0.5, CORE 2 : 1A, CLASS PS, Vk>=100V,RCT(75C)<=3 OHM, Im<=30 mA AT Vk/2, STC:40KA FOR 1 SEC, CT SECONDARY TERMINAL ON P1 SIDE, WOUND TYPE.
13149 | 11kV CAST RESIN CURRENT TRANSFORMER, CTR : 400/1-1A, CORE 1: 15VA, CLASS: 0.5, CORE 2: 15VA, CLASS: 5P10, INSULATION CLASS-E,STR: 40kA/1SEC, CT SECONDARY TERMINAL ON P1 SIDE, WOUND TYPE. | CT | SWITCHGEAR | PR4E1AC51P22X3X8N458N | PRAGATI | - | NA | Nos. |  | Inventory | 11kV CAST RESIN CURRENT TRANSFORMER, CTR : 400/1-1A, CORE 1: 15VA, CLASS: 0.5, CORE 2: 15VA, CLASS: 5P10, INSULATION CLASS-E,STR: 40kA/1SEC, CT SECONDARY TERMINAL ON P1 SIDE, WOUND TYPE.
13150 | 11kV CAST RESIN CURRENT TRANSFORMER RATIO : 800/5-5A & 400/5A, CORE:1 20VA, CLASS: 0.5, CORE:2 20VA, CLASS: 5P20, CORE:3 20VA, CLASS: 5P20 WITH OVERLOAD FACTOR OF 2, STR: 40kA/1SEC, CT TYPE: WOUND TYPE CT, INSULATION LEVEL:12kV/28kV/75kV pk, CT SECONDARY TERMINAL ON P1 SIDE. | CT | SWITCHGEAR | PR4E1AE55P12Z3Z8Z8NN | PRAGATI | - | NA | Nos. |  | Inventory | 11kV CAST RESIN CURRENT TRANSFORMER RATIO : 800/5-5A & 400/5A, CORE:1 20VA, CLASS: 0.5, CORE:2 20VA, CLASS: 5P20, CORE:3 20VA, CLASS: 5P20 WITH OVERLOAD FACTOR OF 2, STR: 40kA/1SEC, CT TYPE: WOUND TYPE CT, INSULATION LEVEL:12kV/28kV/75kV pk, CT SECONDARY TERMINAL ON P1 SIDE.
13151 | 11kV CAST RESIN CURRENT TRANSFORMER, CTR : 300/1-1A, CORE 1: 15VA, CLASS: 0.5, CORE 2: 15VA, CLASS: 5P10, INSULATION CLASS-E, STR: 40kA/1SEC, CT SECONDARY TERMINAL ON P2 SIDE, WOUND TYPE. | CT | SWITCHGEAR | PR4E1AI31P12Y3Y6N351 | PRAGATI | - | NA | Nos. |  | Inventory | 11kV CAST RESIN CURRENT TRANSFORMER, CTR : 300/1-1A, CORE 1: 15VA, CLASS: 0.5, CORE 2: 15VA, CLASS: 5P10, INSULATION CLASS-E, STR: 40kA/1SEC, CT SECONDARY TERMINAL ON P2 SIDE, WOUND TYPE.
13152 | 11kV CAST RESIN CURRENT TRANSFORMER, CTR : 300/1-1A, CORE 1: 15VA, CLASS: 0.5, CORE 2: 15VA, CLASS: 5P10, INSULATION CLASS-E, STR: 40kA/1SEC, CT SECONDARY TERMINAL ON P1 SIDE, WOUND TYPE. | CT | SWITCHGEAR | PR4E1AI31P12Y3Y6N353 | PRAGATI | - | NA | Nos. |  | Inventory | 11kV CAST RESIN CURRENT TRANSFORMER, CTR : 300/1-1A, CORE 1: 15VA, CLASS: 0.5, CORE 2: 15VA, CLASS: 5P10, INSULATION CLASS-E, STR: 40kA/1SEC, CT SECONDARY TERMINAL ON P1 SIDE, WOUND TYPE.
13153 | 11kV CAST RESIN CURRENT TRANSFORMER, CTR : 200/1-1A, CORE 1: 15VA, CLASS: 0.5, CORE 2: 15VA, CLASS: 5P10, INSULATION CLASS-E, STR: 40kA/1SEC, CT SECONDARY TERMINAL ON P2 SIDE, WOUND TYPE. | CT | SWITCHGEAR | PR4E1AI31P12Y3Y6N354 | PRAGATI | - | NA | Nos. |  | Inventory | 11kV CAST RESIN CURRENT TRANSFORMER, CTR : 200/1-1A, CORE 1: 15VA, CLASS: 0.5, CORE 2: 15VA, CLASS: 5P10, INSULATION CLASS-E, STR: 40kA/1SEC, CT SECONDARY TERMINAL ON P2 SIDE, WOUND TYPE.
13154 | 11kV CAST RESIN CURRENT TRANSFORMER, CTR : 300/1-1A, CORE 1: 15VA, CLASS: 0.2S, CORE 2: 15VA, CLASS: 5P10, INSULATION CLASS-E, STR: 40kA/1SEC, CT SECONDARY TERMINAL ON P2 SIDE, WOUND TYPE. | CT | SWITCHGEAR | PR4E1AI31P22Y1Y6N355 | PRAGATI | - | NA | Nos. |  | Inventory | 11kV CAST RESIN CURRENT TRANSFORMER, CTR : 300/1-1A, CORE 1: 15VA, CLASS: 0.2S, CORE 2: 15VA, CLASS: 5P10, INSULATION CLASS-E, STR: 40kA/1SEC, CT SECONDARY TERMINAL ON P2 SIDE, WOUND TYPE.
13155 | 11kV CAST RESIN CURRENT TRANSFORMER, CTR : 350/1-1A, CORE 1: 15VA, CLASS: 0.5, CORE 2: 15VA, CLASS: 5P10, INSULATION CLASS-E,STR: 40kA/1SEC, CT SECONDARY TERMINAL ON P1 SIDE, WOUND TYPE. | CT | SWITCHGEAR | PR4E1AJ11P12Y3Y6N3549N | PRAGATI | - | NA | Nos. |  | Inventory | 11kV CAST RESIN CURRENT TRANSFORMER, CTR : 350/1-1A, CORE 1: 15VA, CLASS: 0.5, CORE 2: 15VA, CLASS: 5P10, INSULATION CLASS-E,STR: 40kA/1SEC, CT SECONDARY TERMINAL ON P1 SIDE, WOUND TYPE.
13156 | 11kV CAST RESIN CURRENT TRANSFORMER, CTR : 250/1-1A, CORE 1: 15VA, CLASS: 0.5, CORE 2: 15VA, CLASS: 5P10, INSULATION CLASS-E,STR: 40kA/1SEC, CT SECONDARY TERMINAL ON P2 SIDE, WOUND TYPE. | - | SWITCHGEAR | PR4E1AJ21P22Y3Y6N3550N | PRAGATI | - | NA | Nos. |  | Inventory | 11kV CAST RESIN CURRENT TRANSFORMER, CTR : 250/1-1A, CORE 1: 15VA, CLASS: 0.5, CORE 2: 15VA, CLASS: 5P10, INSULATION CLASS-E,STR: 40kA/1SEC, CT SECONDARY TERMINAL ON P2 SIDE, WOUND TYPE.
13157 | 11kV CAST RESIN CURRENT TRANSFORMER, CTR : 450/1-1A, CORE 1: 10VA, CLASS: 0.2S, CORE 2: PS, STR: 40kA/1 SEC, CT SECONDARY TERMINAL ON P1 SIDE, WINDOW TYPE. DIA-54mm mm | CT | SWITCHGEAR | PR4E1BD61P12X1X9NNNN | PRAGATI | _ | NA | Nos |  | Inventory | 11kV CAST RESIN CURRENT TRANSFORMER, CTR : 450/1-1A, CORE 1: 10VA, CLASS: 0.2S, CORE 2: PS, STR: 40kA/1 SEC, CT SECONDARY TERMINAL ON P1 SIDE, WINDOW TYPE. DIA-54mm mm
13158 | 11kV CAST RESIN CURRENT TRANSFORMER, CTR : 450/1-1A, CORE 1: 10VA, CLASS: 0.5, CORE 2: 10VA, CLASS: 5P10, STR: 40kA/1 SEC, CT SECONDARY TERMINAL ON P2 SIDE, WINDOW TYPE. DIA-54mm | CT | SWITCHGEAR | PR4E1BD61P22X3X6NNNN | PRAGATI | _ | NA | Nos |  | Inventory | 11kV CAST RESIN CURRENT TRANSFORMER, CTR : 450/1-1A, CORE 1: 10VA, CLASS: 0.5, CORE 2: 10VA, CLASS: 5P10, STR: 40kA/1 SEC, CT SECONDARY TERMINAL ON P2 SIDE, WINDOW TYPE. DIA-54mm
13159 | 11kV CAST RESIN CURRENT TRANSFORMER, 11kV CT ,CTR:600/1A, CORE-1: Class 'PS'. ... T. Ratio : 1/600.Vk >= 350 V,Rct @ 75°C <= 4 ohms,Ie @ Vk/2 <= 30 mA , STR:44kA/1 sec, 50HZ, Window TYPE, SECONDARY TERMINALS ON: P2 SIDE - DRG. NO - PR-6095, Window Size : 105mm x 55mm OD : 205 X 205mm, CLASS B | CT | SWITCHGEAR | PR4E1BE11P21N9NNNNNN | PRAGATI | - | NA | Nos. |  | Inventory | 11kV CAST RESIN CURRENT TRANSFORMER, 11kV CT ,CTR:600/1A, CORE-1: Class 'PS'. ... T. Ratio : 1/600.Vk >= 350 V,Rct @ 75°C <= 4 ohms,Ie @ Vk/2 <= 30 mA , STR:44kA/1 sec, 50HZ, Window TYPE, SECONDARY TERMINALS ON: P2 SIDE - DRG. NO - PR-6095, Window Size : 105mm x 55mm OD : 205 X 205mm, CLASS B
13160 | 11kV CAST RESIN CURRENT TRANSFORMER, CTR : 200/1-1A, CORE 1: 15VA, CLASS: 0.2S, CORE 2: 15VA, CLASS: 5P10, INSULATION CLASS-E,STR: 40kA/1SEC, CT SECONDARY TERMINAL ON P2 SIDE, WOUND TYPE. | CT | SWITCHGEAR | PR4E1BE41P22X3X8N459 | PRAGATI | - | NA | Nos. |  | Inventory | 11kV CAST RESIN CURRENT TRANSFORMER, CTR : 200/1-1A, CORE 1: 15VA, CLASS: 0.2S, CORE 2: 15VA, CLASS: 5P10, INSULATION CLASS-E,STR: 40kA/1SEC, CT SECONDARY TERMINAL ON P2 SIDE, WOUND TYPE.
13161 | 11kV CAST RESIN CURRENT TRANSFORMER, CTR : 200/1-1A, CORE 1: 15VA, CLASS: 0.5, CORE 2: 15VA, CLASS: 5P10, INSULATION CLASS-E,STR: 40kA/1SEC, CT SECONDARY TERMINAL ON P2 SIDE, WOUND TYPE. | CT | SWITCHGEAR | PR4E1BE41P22X3X8N460 | PRAGATI | - | NA | Nos. |  | Inventory | 11kV CAST RESIN CURRENT TRANSFORMER, CTR : 200/1-1A, CORE 1: 15VA, CLASS: 0.5, CORE 2: 15VA, CLASS: 5P10, INSULATION CLASS-E,STR: 40kA/1SEC, CT SECONDARY TERMINAL ON P2 SIDE, WOUND TYPE.
13162 | 11kV CAST RESIN CURRENT TRANSFORMER, CTR : 100/1-1A, CORE 1: 15VA, CLASS: 0.5, CORE 2: 15VA, CLASS: 5P10, INSULATION CLASS-E,STR: 40kA/1SEC, CT SECONDARY TERMINAL ON P2 SIDE, WOUND TYPE. | CT | SWITCHGEAR | PR4E1BE41P22X3X8N461 | PRAGATI | - | NA | Nos. |  | Inventory | 11kV CAST RESIN CURRENT TRANSFORMER, CTR : 100/1-1A, CORE 1: 15VA, CLASS: 0.5, CORE 2: 15VA, CLASS: 5P10, INSULATION CLASS-E,STR: 40kA/1SEC, CT SECONDARY TERMINAL ON P2 SIDE, WOUND TYPE.
13163 | 11kV CAST RESIN CURRENT TRANSFORMER, CTR : 1600/1-1-1A, CORE 1: 10VA, CLASS: 0.2, CORE 2: 10VA, CLASS: 5P20, CORE 3: CLASS: PS, VK>=150 V, RCT<=6 OHM, I0<=30mA at VK/2@1600/1A, STR: 40kA/1 SEC, CT SECONDARY TERMINAL ON P1 SIDE, WINDOW TYPE. | CT | SWITCHGEAR | PR4E1BF91P13X2X8N9NN | PRAGATI | - | NA | Nos. |  | Inventory | 11kV CAST RESIN CURRENT TRANSFORMER, CTR : 1600/1-1-1A, CORE 1: 10VA, CLASS: 0.2, CORE 2: 10VA, CLASS: 5P20, CORE 3: CLASS: PS, VK>=150 V, RCT<=6 OHM, I0<=30mA at VK/2@1600/1A, STR: 40kA/1 SEC, CT SECONDARY TERMINAL ON P1 SIDE, WINDOW TYPE.
13164 | 11kV CAST RESIN CURRENT TRANSFORMER, CTR : 100/1-1A, CORE 1: 10VA, CLASS: 1.0, CORE 2: CLASS:PS, STR:18.4 kA/1SEC, WOUND TYPE CT, CT SECONDARY TERMINAL ON P2 SIDE. | CT | SWITCHGEAR | PR4F1AC11P22X5N9NNNN | PRAGATI | - | - | Nos. |  | Inventory | 11kV CAST RESIN CURRENT TRANSFORMER, CTR : 100/1-1A, CORE 1: 10VA, CLASS: 1.0, CORE 2: CLASS:PS, STR:18.4 kA/1SEC, WOUND TYPE CT, CT SECONDARY TERMINAL ON P2 SIDE.
13165 | 11kV CAST RESIN CURRENT TRANSFORMER, CTR : 100/5-5A, CORE 1: 10VA, CLASS: 1.0, CORE 2: 15VA, CLASS: 5P20, STR:18.3kA/1SEC, WOUND TYPE CT, CT SECONDARY TERMINAL ON P1 SIDE. | CT | SWITCHGEAR | PR4F1AC15P12X5Y8NNNN | PRAGATI | - | - | Nos. |  | Inventory | 11kV CAST RESIN CURRENT TRANSFORMER, CTR : 100/5-5A, CORE 1: 10VA, CLASS: 1.0, CORE 2: 15VA, CLASS: 5P20, STR:18.3kA/1SEC, WOUND TYPE CT, CT SECONDARY TERMINAL ON P1 SIDE.
13166 | 11kV CAST RESIN CURRENT TRANSFORMER, CTR : 100/5-5A, CORE 1: 10VA, CLASS: 1.0, CORE 2: 15VA, CLASS: 5P20, STR:18.3kA/1SEC, WOUND TYPE CT, CT SECONDARY TERMINAL ON P2 SIDE. | CT | SWITCHGEAR | PR4F1AC15P22X5Y8NNNN | PRAGATI | - | - | Nos. |  | Inventory | 11kV CAST RESIN CURRENT TRANSFORMER, CTR : 100/5-5A, CORE 1: 10VA, CLASS: 1.0, CORE 2: 15VA, CLASS: 5P20, STR:18.3kA/1SEC, WOUND TYPE CT, CT SECONDARY TERMINAL ON P2 SIDE.
13167 | 11kV CAST RESIN CURRENT TRANSFORMER, CTR : 200/1-1A, CORE 1: 15VA, CLASS: 1.0, CORE 2: 15VA, CLASS: 5P10, STR:18.4 kA/1SEC, WOUND TYPE CT, CT SECONDARY TERMINAL ON P1 SIDE. | CT | SWITCHGEAR | PR4F1AC51P12Y5Y6NNNN | PRAGATI | - | - | Nos. |  | Inventory | 11kV CAST RESIN CURRENT TRANSFORMER, CTR : 200/1-1A, CORE 1: 15VA, CLASS: 1.0, CORE 2: 15VA, CLASS: 5P10, STR:18.4 kA/1SEC, WOUND TYPE CT, CT SECONDARY TERMINAL ON P1 SIDE.
13168 | 22kV CAST RESIN CURRENT TRANSFORMER, CTR: 50/5-5A, CORE 1: 15VA, CLASS: 0.5, CORE 2: 15VA, CLASS: 5 P 20,STR: 25kA/1 SEC, CT SECONDARY TERMINAL ON P2 SIDE, WOUND TYPE. | CT | SWITCHGEAR | PR5B1AA95P22Y3Y8N002 | PRAGATI | - | NA | Nos. |  | Inventory | 22kV CAST RESIN CURRENT TRANSFORMER, CTR: 50/5-5A, CORE 1: 15VA, CLASS: 0.5, CORE 2: 15VA, CLASS: 5 P 20,STR: 25kA/1 SEC, CT SECONDARY TERMINAL ON P2 SIDE, WOUND TYPE.
13169 | 22kV CAST RESIN CURRENT TRANSFORMER RATIO : 60/1-1A, CORE 1: 15VA, CLASS: 0.5, CORE 2: 20VA, CLASS: 5 P20, STR: 25kA/1SEC, CT TYPE: WOUND TYPE CT, CT SECONDARY TERMINAL ON P1 SIDE. | CT | SWITCHGEAR | PR5B1AB21P12Y3Z8NNNN | PRAGATI | 22 | NA | Nos. |  | Inventory | 22kV CAST RESIN CURRENT TRANSFORMER RATIO : 60/1-1A, CORE 1: 15VA, CLASS: 0.5, CORE 2: 20VA, CLASS: 5 P20, STR: 25kA/1SEC, CT TYPE: WOUND TYPE CT, CT SECONDARY TERMINAL ON P1 SIDE.
13170 | 6.6kV CAST RESIN CURRENT TRANSFORMER RATIO : 500/1A, CORE 1: 10VA, CLASS: 5P20, STR: 25kA/1SEC, CT TYPE: WOUND TYPE CT, CT SECONDARY TERMINAL ON P2 SIDE. | CT | SWITCHGEAR | PR5B1AC11P12Z3Y83435 | PRAGATI | 22 | NA | Nos. |  | Inventory | 6.6kV CAST RESIN CURRENT TRANSFORMER RATIO : 500/1A, CORE 1: 10VA, CLASS: 5P20, STR: 25kA/1SEC, CT TYPE: WOUND TYPE CT, CT SECONDARY TERMINAL ON P2 SIDE.
13171 | 22kV CAST RESIN CURRENT TRANSFORMER RATIO : 100/1-1A, CORE 1: 20VA, CLASS: 0.5, CORE 2: 15VA, CLASS: 5 P20, STR: 25kA/1SEC, CT TYPE: WOUND TYPE CT, CT SECONDARY TERMINAL ON P1 SIDE. | CT | SWITCHGEAR | PR5B1AC11P12Z3Y8NNNN | PRAGATI | 22 | NA | Nos. |  | Inventory | 22kV CAST RESIN CURRENT TRANSFORMER RATIO : 100/1-1A, CORE 1: 20VA, CLASS: 0.5, CORE 2: 15VA, CLASS: 5 P20, STR: 25kA/1SEC, CT TYPE: WOUND TYPE CT, CT SECONDARY TERMINAL ON P1 SIDE.
13172 | 24kV CAST RESIN CURRENT TRANSFORMER RATIO : 100/1-1-1A, CORE 1: 20VA, CLASS: 0.5, CORE 2: 20VA, CLASS: 0.5, CORE 3: 15VA, CLASS: 5P20, STR: 25kA/1SEC, WOUND TYPE CT, CT SECONDARY TERMINAL ON P1 SIDE. | CT | SWITCHGEAR | PR5B1AC11P13Z3Z3Y8NN | PRAGATI | 22 | NA | Nos. |  | Inventory | 24kV CAST RESIN CURRENT TRANSFORMER RATIO : 100/1-1-1A, CORE 1: 20VA, CLASS: 0.5, CORE 2: 20VA, CLASS: 0.5, CORE 3: 15VA, CLASS: 5P20, STR: 25kA/1SEC, WOUND TYPE CT, CT SECONDARY TERMINAL ON P1 SIDE.
13173 | 33 kV CAST RESIN CURRENT TRANSFORMER RATIO : 110/1-1-1A, CORE:1 15VA, CLASS: 0.5, CORE:2 15VA , CLASS: 5P10,CORE:2 15VA , CLASS: 0.5,CT TYPE: WOUND TYPE CT, CT SECONDARY TERMINAL ON P2 SIDE. STC :26.3KA/ 3SEC . | CT | SWITCHGEAR | PR5B1AC15P22Y4Y7YN99 | PRAGATI | - | - | Nos. |  | Inventory | 33 kV CAST RESIN CURRENT TRANSFORMER RATIO : 110/1-1-1A, CORE:1 15VA, CLASS: 0.5, CORE:2 15VA , CLASS: 5P10,CORE:2 15VA , CLASS: 0.5,CT TYPE: WOUND TYPE CT, CT SECONDARY TERMINAL ON P2 SIDE. STC :26.3KA/ 3SEC .
13174 | 33 kV CAST RESIN CURRENT TRANSFORMER RATIO : 350/1-1-1A, CORE:1 15VA, CLASS: 0.5, CORE:2 15VA , CLASS: 5P10,CORE:2 15VA , CLASS: 0.5,CT TYPE: WOUND TYPE CT, CT SECONDARY TERMINAL ON P2 SIDE. STC :26.3KA/ 3SEC . | CT | SWITCHGEAR | PR5B1AC15P22Y4Y7YNNN | PRAGATI | - | - | Nos. |  | Inventory | 33 kV CAST RESIN CURRENT TRANSFORMER RATIO : 350/1-1-1A, CORE:1 15VA, CLASS: 0.5, CORE:2 15VA , CLASS: 5P10,CORE:2 15VA , CLASS: 0.5,CT TYPE: WOUND TYPE CT, CT SECONDARY TERMINAL ON P2 SIDE. STC :26.3KA/ 3SEC .
13175 | 22kV CAST RESIN CURRENT TRANSFORMER RATIO : 120/1-1-1A, CORE 1: 20VA, CLASS: 0.5, CORE 2: 20VA, CLASS: 0.5,CORE 3: 15VA,CLASS :5P20, STR: 25kA/1SEC, CT TYPE: WOUND TYPE CT, CT SECONDARY TERMINAL ON P1 SIDE. | CT | SWITCHGEAR | PR5B1AC21P132323Y8NN | PRAGATI | 22 | NA | Nos. |  | Inventory | 22kV CAST RESIN CURRENT TRANSFORMER RATIO : 120/1-1-1A, CORE 1: 20VA, CLASS: 0.5, CORE 2: 20VA, CLASS: 0.5,CORE 3: 15VA,CLASS :5P20, STR: 25kA/1SEC, CT TYPE: WOUND TYPE CT, CT SECONDARY TERMINAL ON P1 SIDE.
13176 | 20kV CAST RESIN CURRENT TRANSFORMER RATIO : 200/1-1A, CORE:1 20VA, CLASS: 0.5, CORE:2 20VA, CLASS: 5 P 20, STR: 25kA/1SEC, CT TYPE: WOUND TYPE CT, INSULATION CLASS: B, CT SECONDARY TERMINAL ON P1 SIDE. | CT | SWITCHGEAR | PR5B1AC51P12Z3Z8NNNN | PRAGATI | 20 | NA | Nos. |  | Inventory | 20kV CAST RESIN CURRENT TRANSFORMER RATIO : 200/1-1A, CORE:1 20VA, CLASS: 0.5, CORE:2 20VA, CLASS: 5 P 20, STR: 25kA/1SEC, CT TYPE: WOUND TYPE CT, INSULATION CLASS: B, CT SECONDARY TERMINAL ON P1 SIDE.
13177 | 20kV CAST RESIN CURRENT TRANSFORMER RATIO : 400/1-1-1A, CORE:1 10VA, CLASS: 0.2, CORE:2 20VA, CLASS: 0.5, CORE:3 15VA, CLASS: 5P20, STR: 25kA/1SEC, CT TYPE: WOUND, INSULATION CLASS-B, CT SECONDARY TERMINAL ON P2 SIDE. | CT | SWITCHGEAR | PR5B1AD41P23X2Z3Y8NN | PRAGATI | 20 | NA | Nos. |  | Inventory | 20kV CAST RESIN CURRENT TRANSFORMER RATIO : 400/1-1-1A, CORE:1 10VA, CLASS: 0.2, CORE:2 20VA, CLASS: 0.5, CORE:3 15VA, CLASS: 5P20, STR: 25kA/1SEC, CT TYPE: WOUND, INSULATION CLASS-B, CT SECONDARY TERMINAL ON P2 SIDE.
13178 | 22kV CAST RESIN CURRENT TRANSFORMER, CTR: 400/5-5A, CORE 1: 30VA, CLASS: 0.5, CORE 2: 15VA, CLASS: 5 P 20,STR: 25kA/1 SEC, CT SECONDARY TERMINAL ON P2 SIDE, WOUND TYPE. | CT | SWITCHGEAR | PR5B1AD45P12Z3Y8NN04 | PRAGATI | - | NA | Nos. |  | Inventory | 22kV CAST RESIN CURRENT TRANSFORMER, CTR: 400/5-5A, CORE 1: 30VA, CLASS: 0.5, CORE 2: 15VA, CLASS: 5 P 20,STR: 25kA/1 SEC, CT SECONDARY TERMINAL ON P2 SIDE, WOUND TYPE.
13179 | 22kV CAST RESIN CURRENT TRANSFORMER, CTR: 600/1-1A, CORE 1: 15VA, CLASS: 0.5, CORE 2: 15VA, CLASS: 5 P 20,STR: 25kA/1 SEC, CT SECONDARY TERMINAL ON P2 SIDE, WOUND TYPE. | CT | SWITCHGEAR | PR5B1AE11P22Y3Y8N003 | PRAGATI | - | NA | Nos. |  | Inventory | 22kV CAST RESIN CURRENT TRANSFORMER, CTR: 600/1-1A, CORE 1: 15VA, CLASS: 0.5, CORE 2: 15VA, CLASS: 5 P 20,STR: 25kA/1 SEC, CT SECONDARY TERMINAL ON P2 SIDE, WOUND TYPE.
13180 | 22kV CAST RESIN CURRENT TRANSFORMER RATIO : 600/1-1-1A, CORE 1: 15VA, CLASS: 5P20, CORE 2: 20VA, CLASS: 0.5,CORE 3: 20VA,CLASS :0.5, STR: 25kA/1SEC, CT TYPE: WOUND TYPE CT, CT SECONDARY TERMINAL ON P2 SIDE. | CT | SWITCHGEAR | PR5B1AE11P23Y823Z3NN | PRAGATI | 22 | NA | Nos. |  | Inventory | 22kV CAST RESIN CURRENT TRANSFORMER RATIO : 600/1-1-1A, CORE 1: 15VA, CLASS: 5P20, CORE 2: 20VA, CLASS: 0.5,CORE 3: 20VA,CLASS :0.5, STR: 25kA/1SEC, CT TYPE: WOUND TYPE CT, CT SECONDARY TERMINAL ON P2 SIDE.
13181 | 22kV CAST RESIN CURRENT TRANSFORMER, CTR: 750/5-5-5A, CORE 1: 30VA, CLASS: 0.5, CORE 2: 15VA, CLASS: 5 P 20, CORE 3: 15VA, CLASS: PS, VK>= 80V, Rct @ 75°C<=1 Ohms, Ie @ Vk/2 <= 90mA, STR: 25kA/1 SEC, CT SECONDARY TERMINAL ON P1 SIDE, WOUND TYPE. | CT | SWITCHGEAR | PR5B1AE45P13Y3Y8Y901 | PRAGATI | - | NA | Nos. |  | Inventory | 22kV CAST RESIN CURRENT TRANSFORMER, CTR: 750/5-5-5A, CORE 1: 30VA, CLASS: 0.5, CORE 2: 15VA, CLASS: 5 P 20, CORE 3: 15VA, CLASS: PS, VK>= 80V, Rct @ 75°C<=1 Ohms, Ie @ Vk/2 <= 90mA, STR: 25kA/1 SEC, CT SECONDARY TERMINAL ON P1 SIDE, WOUND TYPE.
13182 | 15kV CAST RESIN CURRENT TRANSFORMER RATIO : 25-50/1-1A, CORE 1: 10VA CLASS: 0.5, CORE 2: 10VA CLASS: 5P20,STR: 25kA/1SEC, CT TYPE: WOUND TYPE CT, CT SECONDARY TERMINAL ON P2 SIDE. | CT | SWITCHGEAR | PR5B1AH11P22X3X8NNNN | PRAGATI | 22 | NA | Nos. |  | Inventory | 15kV CAST RESIN CURRENT TRANSFORMER RATIO : 25-50/1-1A, CORE 1: 10VA CLASS: 0.5, CORE 2: 10VA CLASS: 5P20,STR: 25kA/1SEC, CT TYPE: WOUND TYPE CT, CT SECONDARY TERMINAL ON P2 SIDE.
13183 | 22kV CAST RESIN CURRENT TRANSFORMER RATIO : 75-150/1-1-1A, CORE:1 15VA CLASS: 1.0, CORE:2 15VA, CLASS: 5 P 10, CORE:3 15VA, CLASS: PS ,,Rct @ 75°C <= 5 ohms, Ie @ Vk/2 <= 30 mA. Vk >= 200 V (At 75/1 A) STR:25kA/1SEC , STR:25kA/1SEC, CT TYPE: WOUND TYPE CT, INSULATION CLASS: B, CT SECONDARY TERMINAL ON P1 SIDE. | CT | SWITCHGEAR | PR5B1AH61P13Y5Y6Y9NN | PRAGATI | 22 | NA | Nos. |  | Inventory | 22kV CAST RESIN CURRENT TRANSFORMER RATIO : 75-150/1-1-1A, CORE:1 15VA CLASS: 1.0, CORE:2 15VA, CLASS: 5 P 10, CORE:3 15VA, CLASS: PS ,,Rct @ 75°C <= 5 ohms, Ie @ Vk/2 <= 30 mA. Vk >= 200 V (At 75/1 A) STR:25kA/1SEC , STR:25kA/1SEC, CT TYPE: WOUND TYPE CT, INSULATION CLASS: B, CT SECONDARY TERMINAL ON P1 SIDE.
13184 | 22kV CAST RESIN CURRENT TRANSFORMER RATIO : 300-600/1-1A, CORE 1: 5VA CLASS: 0.5, CORE 2: 5VA CLASS: 5P20,STR: 25kA/1SEC, CT TYPE: WOUND TYPE CT, CT SECONDARY TERMINAL ON P1 SIDE. | CT | SWITCHGEAR | PR5B1AI41P12V3V8NNNN | PRAGATI | - | - | Nos. |  | Inventory | 22kV CAST RESIN CURRENT TRANSFORMER RATIO : 300-600/1-1A, CORE 1: 5VA CLASS: 0.5, CORE 2: 5VA CLASS: 5P20,STR: 25kA/1SEC, CT TYPE: WOUND TYPE CT, CT SECONDARY TERMINAL ON P1 SIDE.
13185 | 22 kV CAST RESIN CURRENT TRANSFORMER RATIO : 300-600/1-1A, CORE 1: 10 VA CLASS: 0.5, CORE 2: 10 VA CLASS: 5P20,STR: 25kA/1SEC, CT TYPE: WOUND TYPE CT, CT SECONDARY TERMINAL ON P1 SIDE. | CT | SWITCHGEAR | PR5B1AI41P12X3X8NNNN | PRAGATI | - | - | Nos. |  | Inventory | 22 kV CAST RESIN CURRENT TRANSFORMER RATIO : 300-600/1-1A, CORE 1: 10 VA CLASS: 0.5, CORE 2: 10 VA CLASS: 5P20,STR: 25kA/1SEC, CT TYPE: WOUND TYPE CT, CT SECONDARY TERMINAL ON P1 SIDE.
13186 | 22kV CAST RESIN CURRENT TRANSFORMER RATIO : 300-600/1-1A, CORE 1: 5VA CLASS: 0.5, CORE 2: 5VA CLASS: 5P20,STR: 25kA/1SEC, CT TYPE: WOUND TYPE CT, CT SECONDARY TERMINAL ON P2 SIDE. | CT | SWITCHGEAR | PR5B1AI41P22V3V8NNNN | PRAGATI | - | - | Nos. |  | Inventory | 22kV CAST RESIN CURRENT TRANSFORMER RATIO : 300-600/1-1A, CORE 1: 5VA CLASS: 0.5, CORE 2: 5VA CLASS: 5P20,STR: 25kA/1SEC, CT TYPE: WOUND TYPE CT, CT SECONDARY TERMINAL ON P2 SIDE.
13187 | 22 kV CAST RESIN CURRENT TRANSFORMER RATIO : 300-600/1-1A, CORE 1: 10 VA CLASS: 0.5, CORE 2: 10 VA CLASS: 5P20,STR: 25kA/1SEC, CT TYPE: WOUND TYPE CT, CT SECONDARY TERMINAL ON P2 SIDE. | CT | SWITCHGEAR | PR5B1AI41P22X3X8NNNN | PRAGATI | - | - | Nos. |  | Inventory | 22 kV CAST RESIN CURRENT TRANSFORMER RATIO : 300-600/1-1A, CORE 1: 10 VA CLASS: 0.5, CORE 2: 10 VA CLASS: 5P20,STR: 25kA/1SEC, CT TYPE: WOUND TYPE CT, CT SECONDARY TERMINAL ON P2 SIDE.
13188 | 22kV CAST RESIN CURRENT TRANSFORMER RATIO : 300-600/1-1A, CORE 1: 10VA CLASS: 0.5, CORE 2: 10VA CLASS: 5P20,STR: 25kA/1SEC, CT TYPE: WOUND TYPE CT, CT SECONDARY TERMINAL ON P2 SIDE. | CT | SWITCHGEAR | PR5B1AI41P22Y3Y8NNNN | PRAGATI | - | - | Nos. |  | Inventory | 22kV CAST RESIN CURRENT TRANSFORMER RATIO : 300-600/1-1A, CORE 1: 10VA CLASS: 0.5, CORE 2: 10VA CLASS: 5P20,STR: 25kA/1SEC, CT TYPE: WOUND TYPE CT, CT SECONDARY TERMINAL ON P2 SIDE.
13189 | 22kV CAST RESIN CURRENT TRANSFORMER RATIO : 600-1200/1-1A, CORE 1: 5VA CLASS: 0.5, CORE 1: 5VA CLASS: 5P20,STR: 25kA/1SEC, CT TYPE: WOUND TYPE CT, CT SECONDARY TERMINAL ON P1 SIDE. | CT | SWITCHGEAR | PR5B1AI81P12V3V8NNNN | PRAGATI | - | - | Nos. |  | Inventory | 22kV CAST RESIN CURRENT TRANSFORMER RATIO : 600-1200/1-1A, CORE 1: 5VA CLASS: 0.5, CORE 1: 5VA CLASS: 5P20,STR: 25kA/1SEC, CT TYPE: WOUND TYPE CT, CT SECONDARY TERMINAL ON P1 SIDE.
13190 | 22kV CAST RESIN CURRENT TRANSFORMER RATIO : 600-1200/1-1A, CORE 1: 10VA CLASS: 0.5, CORE 2: 10VA CLASS: 5P20,STR: 25kA/1SEC, CT TYPE: WOUND TYPE CT, CT SECONDARY TERMINAL ON P1 SIDE. | CT | SWITCHGEAR | PR5B1AI81P12X3X8NNNN | PRAGATI | - | - | Nos. |  | Inventory | 22kV CAST RESIN CURRENT TRANSFORMER RATIO : 600-1200/1-1A, CORE 1: 10VA CLASS: 0.5, CORE 2: 10VA CLASS: 5P20,STR: 25kA/1SEC, CT TYPE: WOUND TYPE CT, CT SECONDARY TERMINAL ON P1 SIDE.
13191 | 22kV CAST RESIN CURRENT TRANSFORMER RATIO : 600-1200/1-1A, CORE 1: 10VA CLASS: 0.5, CORE 2: 10VA CLASS: 5P20,STR: 25kA/1SEC, CT TYPE: WOUND TYPE CT, CT SECONDARY TERMINAL ON P1 SIDE. | CT | SWITCHGEAR | PR5B1AI81P12Y3Y8NNNN | PRAGATI | - | - | Nos. |  | Inventory | 22kV CAST RESIN CURRENT TRANSFORMER RATIO : 600-1200/1-1A, CORE 1: 10VA CLASS: 0.5, CORE 2: 10VA CLASS: 5P20,STR: 25kA/1SEC, CT TYPE: WOUND TYPE CT, CT SECONDARY TERMINAL ON P1 SIDE.
13192 | 22kV CAST RESIN CURRENT TRANSFORMER, CTR : 250-650/1-1A, CORE 1: 10VA, CLASS: 0.5, CORE 2: 15VA, CLASS: 5P20, STR: 25kA/1 SEC, CT SECONDARY TERMINAL ON P1 SIDE, WOUND TYPE. | CT | SWITCHGEAR | PR5B1AK21P12X3Y8NNNN | PRAGATI | - | NA | Nos. |  | Inventory | 22kV CAST RESIN CURRENT TRANSFORMER, CTR : 250-650/1-1A, CORE 1: 10VA, CLASS: 0.5, CORE 2: 15VA, CLASS: 5P20, STR: 25kA/1 SEC, CT SECONDARY TERMINAL ON P1 SIDE, WOUND TYPE.
13193 | 22kV CAST RESIN CURRENT TRANSFORMER, CTR : 600-800/1-1A, CORE 1: 10VA, CLASS: 0.5, CORE 2: 20VA, CLASS: 5P20, STR: 25kA/1 SEC, CT SECONDARY TERMINAL ON P2 SIDE, WOUND TYPE.22kV CAST RESIN CURRENT TRANSFORMER, CTR : 600-800/1-1A, CORE 1: 10VA, CLASS: 0.5, CORE 2: 20VA, CLASS: 5P20, STR: 25kA/1 SEC, CT SECONDARY TERMINAL ON P2 SIDE, WOUND TYPE. | CT | SWITCHGEAR | PR5B1AK21P22X3Z8NNNN | PRAGATI | - | - | Nos |  | Inventory | 22kV CAST RESIN CURRENT TRANSFORMER, CTR : 600-800/1-1A, CORE 1: 10VA, CLASS: 0.5, CORE 2: 20VA, CLASS: 5P20, STR: 25kA/1 SEC, CT SECONDARY TERMINAL ON P2 SIDE, WOUND TYPE.22kV CAST RESIN CURRENT TRANSFORMER, CTR : 600-800/1-1A, CORE 1: 10VA, CLASS: 0.5, CORE 2: 20VA, CLASS: 5P20, STR: 25kA/1 SEC, CT SECONDARY TERMINAL ON P2 SIDE, WOUND TYPE.
13194 | 22kV CAST RESIN CURRENT TRANSFORMER, CTR : 250-650/1-1A, CORE 1: 15VA, CLASS: 5P20, CORE 2: 15VA, CLASS: 5P20, STR: 25kA/1 SEC, CT SECONDARY TERMINAL ON P2 SIDE, WOUND TYPE. | CT | SWITCHGEAR | PR5B1AK21P22Y8Y8NNNN | PRAGATI | - | NA | Nos. |  | Inventory | 22kV CAST RESIN CURRENT TRANSFORMER, CTR : 250-650/1-1A, CORE 1: 15VA, CLASS: 5P20, CORE 2: 15VA, CLASS: 5P20, STR: 25kA/1 SEC, CT SECONDARY TERMINAL ON P2 SIDE, WOUND TYPE.
13195 | 22kV CAST RESIN CURRENT TRANSFORMER RATIO : 120/1-1A, CORE 1: 10VA, CLASS: 1 , CORE 2: 10VA, CLASS: 5 P 10, STR: 25kA/1SEC,CT TYPE: WOUND TYPE CT, SEC .TERMINAL ON P1 SIDE | CT | SWITCHGEAR | PR5B1BI11P12X587NN435 | PRAGATI | - | - | Nos. |  | Inventory | 22kV CAST RESIN CURRENT TRANSFORMER RATIO : 120/1-1A, CORE 1: 10VA, CLASS: 1 , CORE 2: 10VA, CLASS: 5 P 10, STR: 25kA/1SEC,CT TYPE: WOUND TYPE CT, SEC .TERMINAL ON P1 SIDE
13196 | 22kV CAST RESIN CURRENT TRANSFORMER RATIO : 50/1-1A, CORE 1: 10VA, CLASS: 1 , CORE 2: 10VA, CLASS: 5 P 10, STR: 25kA/1SEC,CT TYPE: WOUND TYPE CT, SEC .TERMINAL ON P2 SIDE | CONTROL TRANSFORMER | SWITCHGEAR | PR5B1BI11P12X5X6NN435 | PRAGATI | - | - | Nos. |  | Inventory | 22kV CAST RESIN CURRENT TRANSFORMER RATIO : 50/1-1A, CORE 1: 10VA, CLASS: 1 , CORE 2: 10VA, CLASS: 5 P 10, STR: 25kA/1SEC,CT TYPE: WOUND TYPE CT, SEC .TERMINAL ON P2 SIDE
13197 | 22kV CAST RESIN CURRENT TRANSFORMER RATIO : 50-150-300/1-1A, CORE 1: 10VA, CLASS: 1 , CORE 2: 10VA, CLASS: 5 P 10, STR: 25kA/1SEC,CT TYPE: WOUND TYPE CT | CONTROL TRANSFORMER | SWITCHGEAR | PR5B1BI11P12X5X6NNN1 | PRAGATI | - | - | Nos. |  | Inventory | 22kV CAST RESIN CURRENT TRANSFORMER RATIO : 50-150-300/1-1A, CORE 1: 10VA, CLASS: 1 , CORE 2: 10VA, CLASS: 5 P 10, STR: 25kA/1SEC,CT TYPE: WOUND TYPE CT
13198 | 22kV CAST RESIN CURRENT TRANSFORMER, CTR : 3000-4000/1-1-1A, CORE 1: 10VA, CLASS: 0.5, CORE 2: 10VA, CLASS: 0.5,CORE 3: 20VA, CLASS: 5P20 STR: 25kA/1 SEC, CT SECONDARY TERMINAL ON P2 SIDE, WINDOW TYPE. | CT | SWITCHGEAR | PR5B1BK31P23X3X3Z8NN | PRAGATI | - | - | Nos. |  | Inventory | 22kV CAST RESIN CURRENT TRANSFORMER, CTR : 3000-4000/1-1-1A, CORE 1: 10VA, CLASS: 0.5, CORE 2: 10VA, CLASS: 0.5,CORE 3: 20VA, CLASS: 5P20 STR: 25kA/1 SEC, CT SECONDARY TERMINAL ON P2 SIDE, WINDOW TYPE.
13199 | 22kV CAST RESIN CURRENT TRANSFORMER, CTR : 2200-2800/1-1A, CORE 1: 10VA, CLASS: 0.5, CORE 2: 20VA, CLASS: 5P20 STR: 25kA/1 SEC, CT SECONDARY TERMINAL ON P2 SIDE, WINDOW TYPE. | CT | SWITCHGEAR | PR5B1BK41P22X3Z8NNNN | PRAGATI | - | - | Nos. |  | Inventory | 22kV CAST RESIN CURRENT TRANSFORMER, CTR : 2200-2800/1-1A, CORE 1: 10VA, CLASS: 0.5, CORE 2: 20VA, CLASS: 5P20 STR: 25kA/1 SEC, CT SECONDARY TERMINAL ON P2 SIDE, WINDOW TYPE.
13200 | 22kV CAST RESIN CURRENT TRANSFORMER, CTR : 2200-2800/1-1-1A, CORE 1: 10VA, CLASS: 0.5, CORE 2: 10VA, CLASS: 0.5,CORE 3: 20VA, CLASS: 5P20 STR: 25kA/1 SEC, CT SECONDARY TERMINAL ON P2 SIDE, WINDOW TYPE. | CT | SWITCHGEAR | PR5B1BK41P23X3X3Z8NN | PRAGATI | - | - | Nos. |  | Inventory | 22kV CAST RESIN CURRENT TRANSFORMER, CTR : 2200-2800/1-1-1A, CORE 1: 10VA, CLASS: 0.5, CORE 2: 10VA, CLASS: 0.5,CORE 3: 20VA, CLASS: 5P20 STR: 25kA/1 SEC, CT SECONDARY TERMINAL ON P2 SIDE, WINDOW TYPE.
13201 | 22kV CAST RESIN CURRENT TRANSFORMER, CTR : 100/1-1A, CORE 1: 10VA, CLASS: 1.0, CORE 2: 10VA, CLASS: 5P10, STR:21kA/3 SEC, CT SECONDARY TERMINAL ON P1 SIDE, WOUND TYPE. | CT | SWITCHGEAR | PR5B3AC11P12X5X6NNNN- | PRAGATI | 22 | NA | Nos. |  | Inventory | 22kV CAST RESIN CURRENT TRANSFORMER, CTR : 100/1-1A, CORE 1: 10VA, CLASS: 1.0, CORE 2: 10VA, CLASS: 5P10, STR:21kA/3 SEC, CT SECONDARY TERMINAL ON P1 SIDE, WOUND TYPE.
13202 | 22KV CAST RESIN CURRENT TRANSFORMER, CTR : 50/5-5A, CORE 1: 15VA, CLASS: 0.5, CORE 2: 15VA, CLASS: 5P20, STR: 26.3kA/1 SEC, CT SECONDARY TERMINAL ON P2 SIDE, WOUND TYPE. | CT | SWITCHGEAR | PR5C1AA95P22Y3Y8NNNN | PRAGATI | - | - | Nos. |  | Inventory | 22KV CAST RESIN CURRENT TRANSFORMER, CTR : 50/5-5A, CORE 1: 15VA, CLASS: 0.5, CORE 2: 15VA, CLASS: 5P20, STR: 26.3kA/1 SEC, CT SECONDARY TERMINAL ON P2 SIDE, WOUND TYPE.
13203 | 22kV CAST RESIN CURRENT TRANSFORMER RATIO : 50/5-5A, CORE 1: 15VA, CLASS: 0.5S, CORE 2: 15VA, CLASS: 5P20, STR: 26.3kA/1SEC, CT TYPE: WOUND TYPE CT, CT SECONDARY TERMINAL ON P2 SIDE. | CT | SWITCHGEAR | PR5C1AA95P22Y4Y8N508 | PRAGATI | 22 | - | Nos. |  | Inventory | 22kV CAST RESIN CURRENT TRANSFORMER RATIO : 50/5-5A, CORE 1: 15VA, CLASS: 0.5S, CORE 2: 15VA, CLASS: 5P20, STR: 26.3kA/1SEC, CT TYPE: WOUND TYPE CT, CT SECONDARY TERMINAL ON P2 SIDE.
13204 | 22kV CAST RESIN CURRENT TRANSFORMER RATIO : 100/5-5A, CORE 1: 15VA, CLASS: 0.5S, CORE 2: 15VA, CLASS: 5P20, STR: 26.3kA/1SEC, CT TYPE: WOUND TYPE CT, CT SECONDARY TERMINAL ON P1 SIDE. | CT | SWITCHGEAR | PR5C1AC15P12Y4Y8N508 | PRAGATI | 22 | NA | Nos. |  | Inventory | 22kV CAST RESIN CURRENT TRANSFORMER RATIO : 100/5-5A, CORE 1: 15VA, CLASS: 0.5S, CORE 2: 15VA, CLASS: 5P20, STR: 26.3kA/1SEC, CT TYPE: WOUND TYPE CT, CT SECONDARY TERMINAL ON P1 SIDE.
13205 | 22kV CT ,CTR:250/5A-5A, CORE-1: 15VA CL:1, CORE-2: 15VA CL:5P10, STR:26.3kA/1 sec, Wound TYPE, SECONDARY TERMINALS ON: P1 SIDE | CT | SWITCHGEAR | PR5C1AC75P12Y5Y6NNNN | PRAGATI | - | - | Nos. |  | Inventory | 22kV CT ,CTR:250/5A-5A, CORE-1: 15VA CL:1, CORE-2: 15VA CL:5P10, STR:26.3kA/1 sec, Wound TYPE, SECONDARY TERMINALS ON: P1 SIDE
13206 | 22KV CAST RESIN CURRENT TRANSFORMER, CTR : 400/5-5A, CORE 1: 15VA, CLASS: 0.5, CORE 2: 15VA, CLASS: 5P20, STR: 26.3kA/1 SEC, CT SECONDARY TERMINAL ON P2 SIDE, WOUND TYPE. | CT | SWITCHGEAR | PR5C1AD45P22Y3Y8NNNN | PRAGATI | - | - | Nos. |  | Inventory | 22KV CAST RESIN CURRENT TRANSFORMER, CTR : 400/5-5A, CORE 1: 15VA, CLASS: 0.5, CORE 2: 15VA, CLASS: 5P20, STR: 26.3kA/1 SEC, CT SECONDARY TERMINAL ON P2 SIDE, WOUND TYPE.
13207 | 22kV CT ,CTR:100-150/5A-5A, CORE-1: 10VA CL:0.5, CORE-2: 10VA CL:5P10, STR:26.3kA/1 sec, Wound TYPE, SECONDARY TERMINALS ON: P1 SIDE | CT | SWITCHGEAR | PR5C1AH75P12X3X6NNNN | PRAGATI | - | - | Nos. |  | Inventory | 22kV CT ,CTR:100-150/5A-5A, CORE-1: 10VA CL:0.5, CORE-2: 10VA CL:5P10, STR:26.3kA/1 sec, Wound TYPE, SECONDARY TERMINALS ON: P1 SIDE
13208 | 22kV CAST RESIN CURRENT TRANSFORMER, CTR : 1250/1-1A,CORE 1: 15VA, CLASS: 0.2S, CORE 2: 15VA, CLASS: 5P20,STR: 26.3kA/1 SEC, CT SECONDARY TERMINAL ON P2 SIDE, WINDOW TYPE | CT | SWITCHGEAR | PR5C1BF51P22Y1Y8NNNN | PRAGATI | - | NA | Nos. |  | Inventory | 22kV CAST RESIN CURRENT TRANSFORMER, CTR : 1250/1-1A,CORE 1: 15VA, CLASS: 0.2S, CORE 2: 15VA, CLASS: 5P20,STR: 26.3kA/1 SEC, CT SECONDARY TERMINAL ON P2 SIDE, WINDOW TYPE
13209 | 22kV CAST RESIN CURRENT TRANSFORMER, CTR : 2500/1-1A, CORE 1: 15VA, CLASS: 0.2S, CORE 2: 15VA, CLASS: 5P20,STR: 26.3kA/1 SEC, CT SECONDARY TERMINAL ON P2 SIDE, WINDOW TYPE. | CT | SWITCHGEAR | PR5C1BG61P22Y1Y8NNNN | PRAGATI | - | NA | Nos. |  | Inventory | 22kV CAST RESIN CURRENT TRANSFORMER, CTR : 2500/1-1A, CORE 1: 15VA, CLASS: 0.2S, CORE 2: 15VA, CLASS: 5P20,STR: 26.3kA/1 SEC, CT SECONDARY TERMINAL ON P2 SIDE, WINDOW TYPE.
13210 | 22KV CT, CTR:50/5A-5A, CORE-1: 10VA CL:0.5s, CORE - 2: 10VA CL:5P15, STR:31.5KA/1 SEC, WOUND TYPE, SECONDARY TERMINALS ON: P1 SIDE | CT | SWITCHGEAR | PR5D1AA95P12X4X7NNNN | PRAGATI | _ | NA | Nos |  | Inventory | 22KV CT, CTR:50/5A-5A, CORE-1: 10VA CL:0.5s, CORE - 2: 10VA CL:5P15, STR:31.5KA/1 SEC, WOUND TYPE, SECONDARY TERMINALS ON: P1 SIDE
13211 | 22kV CAST RESIN CURRENT TRANSFORMER, CTR : 75/1-1A, CORE 1: 10VA, CLASS: 0.5, CORE 2: 10VA, CLASS: 5P20, STR: 31.5kA/1 SEC, CT SECONDARY TERMINAL ON P2 SIDE, WOUND TYPE. | CT | SWITCHGEAR | PR5D1AB51P22X3X8NNNN | PRAGATI | - | - | Nos. |  | Inventory | 22kV CAST RESIN CURRENT TRANSFORMER, CTR : 75/1-1A, CORE 1: 10VA, CLASS: 0.5, CORE 2: 10VA, CLASS: 5P20, STR: 31.5kA/1 SEC, CT SECONDARY TERMINAL ON P2 SIDE, WOUND TYPE.
13212 | 22kV CAST RESIN CURRENT TRANSFORMER, CTR : 150/1-1A, CORE 1: 10VA, CLASS: 0.5, CORE 2: 10VA, CLASS: 5P20, STR: 31.5kA/1 SEC, CT SECONDARY TERMINAL ON P1 SIDE, WOUND TYPE. | CT | SWITCHGEAR | PR5D1AC31P12X3X8NNNN | PRAGATI | - | - | Nos. |  | Inventory | 22kV CAST RESIN CURRENT TRANSFORMER, CTR : 150/1-1A, CORE 1: 10VA, CLASS: 0.5, CORE 2: 10VA, CLASS: 5P20, STR: 31.5kA/1 SEC, CT SECONDARY TERMINAL ON P1 SIDE, WOUND TYPE.
13213 | 20kV CAST RESIN CURRENT TRANSFORMER RATIO : 10/1-1A, CORE:1 15VA, CLASS: 0.5, CORE:2 10VA, CLASS: 5P20, STR: 8kA/1SEC, CT TYPE: WOUND, INSULATION CLASS-B, CT SECONDARY TERMINAL ON P2 SIDE. | CT | SWITCHGEAR | PR5N1AA11P22Y3Z8NNNN | PRAGATI | - | - | Nos. |  | Inventory | 20kV CAST RESIN CURRENT TRANSFORMER RATIO : 10/1-1A, CORE:1 15VA, CLASS: 0.5, CORE:2 10VA, CLASS: 5P20, STR: 8kA/1SEC, CT TYPE: WOUND, INSULATION CLASS-B, CT SECONDARY TERMINAL ON P2 SIDE.
13214 | 22kV CAST RESIN CURRENT TRANSFORMER RATIO : 25-50/1-1A, CORE 1: 5VA CLASS: 0.5, CORE 1: 5VA CLASS: 5P20,STR: 8kA/1SEC, CT TYPE: WOUND TYPE CT, CT SECONDARY TERMINAL ON P2 SIDE. | CT | SWITCHGEAR | PR5N1AH11P22V3V8NNNN | PRAGATI | - | - | Nos. |  | Inventory | 22kV CAST RESIN CURRENT TRANSFORMER RATIO : 25-50/1-1A, CORE 1: 5VA CLASS: 0.5, CORE 1: 5VA CLASS: 5P20,STR: 8kA/1SEC, CT TYPE: WOUND TYPE CT, CT SECONDARY TERMINAL ON P2 SIDE.
13215 | 33kV CAST RESIN CURRENT TRANSFORMER RATIO : 600-400/5-5A, CORE 1: 15VA, CLASS: 0.5, CORE 2: 15VA, CLASS: 5 P 20, STR: 31.5kA/1SEC, CT TYPE: WOUND TYPE CT, CT SECONDARY TERMINAL ON P1 SIDE | CT | SWITCHGEAR | PR67D1AL15P12Y1Y8NNNN | PRAGATI | - | - | Nos. |  | Inventory | 33kV CAST RESIN CURRENT TRANSFORMER RATIO : 600-400/5-5A, CORE 1: 15VA, CLASS: 0.5, CORE 2: 15VA, CLASS: 5 P 20, STR: 31.5kA/1SEC, CT TYPE: WOUND TYPE CT, CT SECONDARY TERMINAL ON P1 SIDE
13216 | 33kV CAST RESIN CURRENT TRANSFORMER RATIO :30-50/5-5A, CORE 1: 15VA, CLASS: 0.5, CORE 2: 15VA, CLASS: 5 P 20, STR: 18.4kA/1SEC, CT TYPE: WOUND TYPE CT, CT SECONDARY TERMINAL ON P2 SIDE | CT | SWITCHGEAR | PR67D1AL25P22Y1Y8NNNN | PRAGATI | - | - | Nos. |  | Inventory | 33kV CAST RESIN CURRENT TRANSFORMER RATIO :30-50/5-5A, CORE 1: 15VA, CLASS: 0.5, CORE 2: 15VA, CLASS: 5 P 20, STR: 18.4kA/1SEC, CT TYPE: WOUND TYPE CT, CT SECONDARY TERMINAL ON P2 SIDE
13217 | 33kV CAST RESIN CURRENT TRANSFORMER, CTR : 50/1-1A, CORE 1: 5VA, CLASS: 0.5, CORE 2: 5VA, CLASS: 5P20, STR:31.5KA/1SEC, CT SECONDARY TERMINAL ON P2 SIDE, WOUND TYPE. | CT | SWITCHGEAR | PR6B1A989P22110N639 | PRAGATI | - | NA | Nos. |  | Inventory | 33kV CAST RESIN CURRENT TRANSFORMER, CTR : 50/1-1A, CORE 1: 5VA, CLASS: 0.5, CORE 2: 5VA, CLASS: 5P20, STR:31.5KA/1SEC, CT SECONDARY TERMINAL ON P2 SIDE, WOUND TYPE.
13218 | 33kV CAST RESIN CURRENT TRANSFORMER, CTR :100/1-1A, CORE 1: 10VA, CLASS: 1.0, CORE 2: 10VA, CLASS: 5P20, STR 25KA/1SEC, WOUND TYPE, CT SECONDARY TERMINALS ON P1 SIDE. | CT | SWITCHGEAR | PR6B1A989P22V2110524 | PRAGATI | - | NA | Nos. |  | Inventory | 33kV CAST RESIN CURRENT TRANSFORMER, CTR :100/1-1A, CORE 1: 10VA, CLASS: 1.0, CORE 2: 10VA, CLASS: 5P20, STR 25KA/1SEC, WOUND TYPE, CT SECONDARY TERMINALS ON P1 SIDE.
13219 | 33kV CAST RESIN CURRENT TRANSFORMER RATIO : 150/1-1A, CORE 1: 5VA, CLASS: 0.2S, CORE 2: 5VA, CLASS: 5P20, STR: 25KA / 1 SEC CT TYPE: WOUND TYPE CT, CT SECONDARY TERMINAL ON P1 SIDE. | CT | SWITCHGEAR | PR6B1A989P22V2110N001 | PRAGATI | - | NA | Nos. |  | Inventory | 33kV CAST RESIN CURRENT TRANSFORMER RATIO : 150/1-1A, CORE 1: 5VA, CLASS: 0.2S, CORE 2: 5VA, CLASS: 5P20, STR: 25KA / 1 SEC CT TYPE: WOUND TYPE CT, CT SECONDARY TERMINAL ON P1 SIDE.
13220 | 33kV CAST RESIN CURRENT TRANSFORMER RATIO: 25/1-1A, CORE 1: 5VA, CLASS: 0.2S, CORE 2: 5VA, CLASS: 5P20, STR: WILL VARRY DUE TO LOWER CT RATIO. CT TYPE: WOUND TYPE CT, CT SECONDARY TERMINAL ON P2 SIDE. | CT | SWITCHGEAR | PR6B1A989P22V2110N002 | PRAGATI | - | NA | Nos. |  | Inventory | 33kV CAST RESIN CURRENT TRANSFORMER RATIO: 25/1-1A, CORE 1: 5VA, CLASS: 0.2S, CORE 2: 5VA, CLASS: 5P20, STR: WILL VARRY DUE TO LOWER CT RATIO. CT TYPE: WOUND TYPE CT, CT SECONDARY TERMINAL ON P2 SIDE.
13221 | 33kV CAST RESIN CURRENT TRANSFORMER RATIO: 350/1-1-1A, CORE 1: 5VA, CLASS: 0.2S, CORE 2: 5VA, CLASS: 0.2S, CORE 3: 5VA, CLASS: 5P20, STR: 25kA/1 SEC, CT TYPE: WOUND TYPE CT, CT SECONDARY TERMINAL ON P2 SIDE. | CT | SWITCHGEAR | PR6B1A989P22V2110N003 | PRAGATI | - | NA | Nos. |  | Inventory | 33kV CAST RESIN CURRENT TRANSFORMER RATIO: 350/1-1-1A, CORE 1: 5VA, CLASS: 0.2S, CORE 2: 5VA, CLASS: 0.2S, CORE 3: 5VA, CLASS: 5P20, STR: 25kA/1 SEC, CT TYPE: WOUND TYPE CT, CT SECONDARY TERMINAL ON P2 SIDE.
13222 | 33kV CAST RESIN CURRENT TRANSFORMER RATIO: 350/1A, CORE 1: CLASS: PS, Vk>= 800V, Rct = 5 ohms, Ie @ Vk/2 <= 30 mA, STR: 25kA/1 SEC, CT TYPE: WOUND TYPE CT, CT SECONDARY TERMINAL ON P2 SIDE. | CT | SWITCHGEAR | PR6B1A989P22V2110N004 | PRAGATI | - | NA | Nos. |  | Inventory | 33kV CAST RESIN CURRENT TRANSFORMER RATIO: 350/1A, CORE 1: CLASS: PS, Vk>= 800V, Rct = 5 ohms, Ie @ Vk/2 <= 30 mA, STR: 25kA/1 SEC, CT TYPE: WOUND TYPE CT, CT SECONDARY TERMINAL ON P2 SIDE.
13223 | 11kV CAST RESIN CURRENT TRANSFORMER, CTR : 300/1-1A, CORE 1: 30VA, CLASS:0.5, CORE 2 : CLASS: PS,VK>=300V, Imag<=30mA, RCT<=4 ohm, STR:26.3kA/3 SEC, CT SECONDARY TERMINAL ON P2 SIDE, WOUND TYPE. | CT | SWITCHGEAR | PR6B1A989P22V2110N005 | PRAGATI | - | NA | Nos. |  | Inventory | 11kV CAST RESIN CURRENT TRANSFORMER, CTR : 300/1-1A, CORE 1: 30VA, CLASS:0.5, CORE 2 : CLASS: PS,VK>=300V, Imag<=30mA, RCT<=4 ohm, STR:26.3kA/3 SEC, CT SECONDARY TERMINAL ON P2 SIDE, WOUND TYPE.
13224 | 33kV CAST RESIN CURRENT TRANSFORMER RATIO : 150/1-1A,CORE 1: 15VA, CLASS: 0.2S, CORE 2: 15VA, CLASS: 5P20, STR: 25kA/1SEC, CT TYPE: WOUND TYPE CT, CT SECONDARY TERMINAL ON P1 SIDE. | CT | SWITCHGEAR | PR6B1A989P22V2110N007 | PRAGATI | - | NA | Nos. |  | Inventory | 33kV CAST RESIN CURRENT TRANSFORMER RATIO : 150/1-1A,CORE 1: 10VA, CLASS: 0.2S, CORE 2: 10VA, CLASS: 5P20, STR: 25kA/1SEC, CT TYPE: WOUND TYPE CT, CT SECONDARY TERMINAL ON P1 SIDE.
13225 | 33kV CAST RESIN CURRENT TRANSFORMER RATIO : 300/1-1A, CORE 1: 15VA, CLASS: 0.2S, CORE 2: 15VA, CLASS: 5P20, STR: 25kA/1SEC, CT TYPE: WOUND TYPE CT, CT SECONDARY TERMINAL ON P2 SIDE. | CT | SWITCHGEAR | PR6B1A989P22V2110N008 | PRAGATI | - | NA | Nos. |  | Inventory | 33kV CAST RESIN CURRENT TRANSFORMER RATIO : 300/1-1A, CORE 1: 15VA, CLASS: 0.2S, CORE 2: 15VA, CLASS: 5P20, STR: 25kA/1SEC, CT TYPE: WOUND TYPE CT, CT SECONDARY TERMINAL ON P2 SIDE.
13226 | 33kV CAST RESIN CURRENT TRANSFORMER RATIO : 550/1-1-1-1A, CORE 1: 15VA, CLASS: 0.2S, CORE 2: 15VA, CLASS: 5P20, CORE 3: CLASS: PS,Vk >= 300 V, Rct @ 75°C <= 6.5 ohms, Ie @ Vk/2 <= 30 mA., CORE 4: CLASS: PS,Vk >= 300 V, Rct @ 75°C <= 6.5 ohms, Ie @ Vk/2 <= 30 mA. STR: 25kA/1SEC, CT TYPE: WOUND TYPE CT, CT SECONDARY TERMINAL ON P2 SIDE. | CT | SWITCHGEAR | PR6B1A989P22V2110N009 | PRAGATI | - | NA | Nos. |  | Inventory | 33kV CAST RESIN CURRENT TRANSFORMER RATIO : 550/1-1-1-1A, CORE 1: 10VA, CLASS: 0.2S, CORE 2: 10VA, CLASS: 5P20, CORE 3: CLASS: PS,Vk >= 300 V, Rct @ 75°C <= 6.5 ohms, Ie @ Vk/2 <= 30 mA., CORE 4: CLASS: PS,Vk >= 300 V, Rct @ 75°C <= 6.5 ohms, Ie @ Vk/2 <= 30 mA. STR: 25kA/1SEC, CT TYPE: WOUND TYPE CT, CT SECONDARY TERMINAL ON P2 SIDE.
13227 | 33kV CAST RESIN CURRENT TRANSFORMER RATIO: 150/1-1A, CORE 1: 15VA, CLASS: 0.2S, CORE 2: 15VA, CLASS: 5P20, STR: 25kA/1SEC, CT TYPE: WOUND TYPE CT, CT SECONDARY TERMINAL ON P1 SIDE. | CT | SWITCHGEAR | PR6B1A989P22V2110N011 | PRAGATI | - | NA | Nos. |  | Inventory | 33kV CAST RESIN CURRENT TRANSFORMER RATIO: 150/1-1A, CORE 1: 15VA, CLASS: 0.2S, CORE 2: 15VA, CLASS: 5P20, STR: 25kA/1SEC, CT TYPE: WOUND TYPE CT, CT SECONDARY TERMINAL ON P1 SIDE.
13228 | 33kV CAST RESIN CURRENT TRANSFORMER RATIO: 75/1-1A, CORE 1: 15VA, CLASS: 0.2S, CORE 2: 15VA, CLASS: 5P20, STR: 25kA/1SEC, CT TYPE: WOUND TYPE CT, CT SECONDARY TERMINAL ON P1 SIDE. | CT | SWITCHGEAR | PR6B1A989P22V2110N012 | PRAGATI | - | NA | Nos. |  | Inventory | 33kV CAST RESIN CURRENT TRANSFORMER RATIO: 75/1-1A, CORE 1: 15VA, CLASS: 0.2S, CORE 2: 15VA, CLASS: 5P20, STR: 25kA/1SEC, CT TYPE: WOUND TYPE CT, CT SECONDARY TERMINAL ON P1 SIDE.
13229 | 11kV CAST RESIN CURRENT TRANSFORMER, CTR : 80/1-1A, CORE 1: 15VA, CLASS: 0.2S, CORE 2:15VA, CLASS:5P20, STR: 26.3kA/1 SEC, CT SECONDARY TERMINAL ON P1 SIDE, WOUND TYPE. | CT | SWITCHGEAR | PR6B1A989P22V2110N013 | PRAGATI | - | NA | Nos. |  | Inventory | 11kV CAST RESIN CURRENT TRANSFORMER, CTR : 80/1-1A, CORE 1: 15VA, CLASS: 0.2S, CORE 2:15VA, CLASS:5P20, STR: 26.3kA/1 SEC, CT SECONDARY TERMINAL ON P1 SIDE, WOUND TYPE.
13230 | 11kV CAST RESIN CURRENT TRANSFORMER, CTR: 150-250/5-5A, CORE 1: 15VA, CLASS: 1, CORE 2: 15VA, CLASS: 5P10, STR: 26.3kA/1 SEC, CT SECONDARY TERMINAL ON P1 SIDE, WOUND TYPE. | CT | SWITCHGEAR | PR6B1A989P22V2110N050 | PRAGATI | - | NA | Nos. |  | Inventory | 11kV CAST RESIN CURRENT TRANSFORMER, CTR: 150-250/5-5A, CORE 1: 15VA, CLASS: 1, CORE 2: 15VA, CLASS: 5P10, STR: 26.3kA/1 SEC, CT SECONDARY TERMINAL ON P1 SIDE, WOUND TYPE.
13231 | 11kV CAST RESIN CURRENT TRANSFORMER, CTR: 50-100/5-5A, CORE 1: 15VA, CLASS: 1, CORE 2: 15VA, CLASS: 5P10, STR: 26.3kA/1 SEC, CT SECONDARY TERMINAL ON P2 SIDE, WOUND TYPE. | CT | SWITCHGEAR | PR6B1A989P22V2110N051 | PRAGATI | - | NA | Nos. |  | Inventory | 11kV CAST RESIN CURRENT TRANSFORMER, CTR: 50-100/5-5A, CORE 1: 15VA, CLASS: 1, CORE 2: 15VA, CLASS: 5P10, STR: 26.3kA/1 SEC, CT SECONDARY TERMINAL ON P2 SIDE, WOUND TYPE.
13232 | 33kV CAST RESIN CURRENT TRANSFORMER RATIO : 75/1-1A, CORE 1: 15VA, CLASS: 0.2S, CORE 2: 15VA, CLASS: 5P20, STR: 25kA/1SEC, CT TYPE: WOUND TYPE CT, CT SECONDARY TERMINAL ON P1 SIDE. | CT | SWITCHGEAR | PR6B1A989P22V2110N070 | PRAGATI | - | NA | Nos. |  | Inventory | 33kV CAST RESIN CURRENT TRANSFORMER RATIO : 75/1-1A, CORE 1: 15VA, CLASS: 0.2S, CORE 2: 15VA, CLASS: 5P20, STR: 25kA/1SEC, CT TYPE: WOUND TYPE CT, CT SECONDARY TERMINAL ON P1 SIDE.
13233 | 33kV CAST RESIN CURRENT TRANSFORMER, CTR : 75/5-5A, CORE 1: 15VA, CLASS: 1.0, CORE 2: 15VA, CLASS: 5P20, STR: 25kA/1 SEC, CT SECONDARY TERMINAL ON P2 SIDE, WOUND TYPE. | CT | SWITCHGEAR | PR6B1A989P22V2110N076 | PRAGATI | - | NA | Nos. |  | Inventory | 33kV CAST RESIN CURRENT TRANSFORMER, CTR : 75/5-5A, CORE 1: 15VA, CLASS: 1.0, CORE 2: 15VA, CLASS: 5P20, STR: 25kA/1 SEC, CT SECONDARY TERMINAL ON P2 SIDE, WOUND TYPE.
13234 | 33kV CAST RESIN CURRENT TRANSFORMER RATIO :1400/1-1-1A, CORE 1: 5VA, CLASS: 0.2S, CORE 2: 10VA, CLASS: 5P20, CORE 3: PS VK>=500V, RCT<=3 OHM, Imag<= 30 mA @Vk/2, STR: 25kA/1SEC, CT TYPE: WOUND TYPE CT, CT SECONDARY TERMINAL ON P2 SIDE. | CT | SWITCHGEAR | PR6B1A989P22V2110N102 | PRAGATI | - | NA | Nos. |  | Inventory | 33kV CAST RESIN CURRENT TRANSFORMER RATIO :1400/1-1-1A, CORE 1: 5VA, CLASS: 0.2S, CORE 2: 10VA, CLASS: 5P20, CORE 3: PS VK>=500V, RCT<=3 OHM, Imag<= 30 mA @Vk/2, STR: 25kA/1SEC, CT TYPE: WOUND TYPE CT, CT SECONDARY TERMINAL ON P2 SIDE.
13235 | 15kV CAST RESIN CURRENT TRANSFORMER, CTR :200/1-1A, CORE 1: 5VA, CLASS: 0.5, CORE 2: 5VA, CLASS: 5P20,STR: 26.3kA/3 SEC, CT SECONDARY TERMINAL ON P1 SIDE, WOUND TYPE. | CT | SWITCHGEAR | PR6B1A989P22V2110N110 | PRAGATI | - | NA | Nos. |  | Inventory | 15kV CAST RESIN CURRENT TRANSFORMER, CTR :200/1-1A, CORE 1: 5VA, CLASS: 0.5, CORE 2: 5VA, CLASS: 5P20,STR: 26.3kA/3 SEC, CT SECONDARY TERMINAL ON P1 SIDE, WOUND TYPE.
13236 | 11kV CAST RESIN CURRENT TRANSFORMER, CTR: 150/5-5A, CORE 1: 10VA, CLASS: 1, CORE 2: 10VA, CLASS: 5 P 10, STR: 25kA/1 SEC, CT SECONDARY TERMINAL ON P1 SIDE, WOUND TYPE. | CT | SWITCHGEAR | PR6B1A989P22V2110N111 | PRAGATI | - | NA | Nos. |  | Inventory | 11kV CAST RESIN CURRENT TRANSFORMER, CTR: 150/5-5A, CORE 1: 10VA, CLASS: 1, CORE 2: 10VA, CLASS: 5 P 10, STR: 25kA/1 SEC, CT SECONDARY TERMINAL ON P1 SIDE, WOUND TYPE.
13237 | 22kV CAST RESIN CURRENT TRANSFORMER, CTR: 200-400/5-5A, CORE 1: 20VA, CLASS: 0.5, CORE 2: 15VA, CLASS: 5P10, STR: 25kA/1SEC, CT SECONDARY TERMINAL ON P1 SIDE, WOUND TYPE. | CT | SWITCHGEAR | PR6B1A989P22V2110N117 | PRAGATI | - | NA | Nos. |  | Inventory | 22kV CAST RESIN CURRENT TRANSFORMER, CTR: 200-400/5-5A, CORE 1: 20VA, CLASS: 0.5, CORE 2: 15VA, CLASS: 5P10, STR: 25kA/1SEC, CT SECONDARY TERMINAL ON P1 SIDE, WOUND TYPE.
13238 | 22kV CAST RESIN CURRENT TRANSFORMER, CTR: 200-400/5-5A, CORE 1: 20VA, CLASS: 0.5, CORE 2: 15VA, CLASS: 5P10, STR: 25kA/1SEC, CT SECONDARY TERMINAL ON P2 SIDE, WOUND TYPE. | CT | SWITCHGEAR | PR6B1A989P22V2110N118 | PRAGATI | - | NA | Nos. |  | Inventory | 22kV CAST RESIN CURRENT TRANSFORMER, CTR: 200-400/5-5A, CORE 1: 20VA, CLASS: 0.5, CORE 2: 15VA, CLASS: 5P10, STR: 25kA/1SEC, CT SECONDARY TERMINAL ON P2 SIDE, WOUND TYPE.
13239 | 22kV CAST RESIN CURRENT TRANSFORMER, CTR: 125-200/5-5A, CORE 1: 15VA, CLASS: 0.5, CORE 2: 15VA, CLASS: 5P10, STR: 25kA/1SEC, CT SECONDARY TERMINAL ON P2 SIDE, WOUND TYPE. | CT | SWITCHGEAR | PR6B1A989P22V2110N119 | PRAGATI | - | NA | Nos. |  | Inventory | 22kV CAST RESIN CURRENT TRANSFORMER, CTR: 125-200/5-5A, CORE 1: 15VA, CLASS: 0.5, CORE 2: 15VA, CLASS: 5P10, STR: 25kA/1SEC, CT SECONDARY TERMINAL ON P2 SIDE, WOUND TYPE.
13240 | 11kV CAST RESIN CURRENT TRANSFORMER, CTR: 75/5-5A, CORE 1: 10VA, CLASS: 1, CORE 2: 10VA, CLASS: 5 P 10, STR: 25kA/1 SEC, CT SECONDARY TERMINAL ON P2 SIDE, WOUND TYPE. | CT | SWITCHGEAR | PR6B1A989P22V2110N120 | PRAGATI | - | NA | Nos. |  | Inventory | 11kV CAST RESIN CURRENT TRANSFORMER, CTR: 75/5-5A, CORE 1: 10VA, CLASS: 1, CORE 2: 10VA, CLASS: 5 P 10, STR: 25kA/1 SEC, CT SECONDARY TERMINAL ON P2 SIDE, WOUND TYPE.
13241 | 33kV CAST RESIN CURRENT TRANSFORMER RATIO : 150/1-1A, CORE 1: 5VA, CLASS: 0.5, CORE 2: CLASS: PS, Vk>= 400V, Rct @ 75°C<= 5 ohms, Ie @ Vk/2<= 30 Ma, STR: 25kA/1 SEC, CT TYPE: WOUND TYPE CT, CT SECONDARY TERMINAL ON P2 SIDE. | CT | SWITCHGEAR | PR6B1A989P22V2110N129 | PRAGATI | - | NA | Nos. |  | Inventory | 33kV CAST RESIN CURRENT TRANSFORMER RATIO : 150/1-1A, CORE 1: 5VA, CLASS: 0.5, CORE 2: CLASS: PS, Vk>= 400V, Rct @ 75°C<= 5 ohms, Ie @ Vk/2<= 30 Ma, STR: 25kA/1 SEC, CT TYPE: WOUND TYPE CT, CT SECONDARY TERMINAL ON P2 SIDE.
13242 | 33kV CAST RESIN CURRENT TRANSFORMER, CTR : 300/1-1-1A, CORE 1: 5VA, CLASS: 0.2S, CORE 2: 5VA, CLASS: 5P20, CORE 3: 5VA, CLASS: 5P20, STR:25KA/1SEC, CT SECONDARY TERMINAL ON P2 SIDE, WOUND TYPE. | CT | SWITCHGEAR | PR6B1A989P22V2110N133 | PRAGATI | - | NA | Nos. |  | Inventory | 33kV CAST RESIN CURRENT TRANSFORMER, CTR : 300/1-1-1A, CORE 1: 5VA, CLASS: 0.2S, CORE 2: 5VA, CLASS: 5P20, CORE 3: 5VA, CLASS: 5P20, STR:25KA/1SEC, CT SECONDARY TERMINAL ON P2 SIDE, WOUND TYPE.
13243 | 11kV CAST RESIN CURRENT TRANSFORMER, CTR : 100-200/5-5A, CORE 1: 5VA, CLASS: 0.2S, CORE 2: 5VA, CLASS: 5P20, STR:26.3KA/1SEC, CT SECONDARY TERMINAL ON P2 SIDE, WOUND TYPE. | CT | SWITCHGEAR | PR6B1A989P22V2110N134 | PRAGATI | - | NA | Nos. |  | Inventory | 11kV CAST RESIN CURRENT TRANSFORMER, CTR : 100-200/5-5A, CORE 1: 5VA, CLASS: 0.2S, CORE 2: 5VA, CLASS: 5P20, STR:26.3KA/1SEC, CT SECONDARY TERMINAL ON P2 SIDE, WOUND TYPE.
13244 | 11kV CAST RESIN SINGLE PHASE, CONTROL TRANSFORMER, RATIO : 11KV/230V AC, 750VA | CT | SWITCHGEAR | PR6B1A989P22V2110N137 | PRAGATI | - | NA | Nos. |  | Inventory | 11kV CAST RESIN SINGLE PHASE, CONTROL TRANSFORMER, RATIO : 11KV/230V AC, 750VA
13245 | 33kV CAST RESIN CURRENT TRANSFORMER, CTR : 150/1A, CORE 1: 5VA, CLASS: 5P20, STR:25KA/1SEC, CT SECONDARY TERMINAL ON P1 SIDE, WOUND TYPE. | CT | SWITCHGEAR | PR6B1A989P22V2110N138 | PRAGATI | - | NA | Nos. |  | Inventory | 33kV CAST RESIN CURRENT TRANSFORMER, CTR : 150/1A, CORE 1: 5VA, CLASS: 5P20, STR:25KA/1SEC, CT SECONDARY TERMINAL ON P1 SIDE, WOUND TYPE.
13246 | 33kV CAST RESIN CURRENT TRANSFORMER, CTR : 100/1-1A, CORE 1: 10VA, CLASS: 1.0, CORE 2: 10VA, CLASS: 5P20, STC : 26.3kA/1SEC CT SECONDARY TERMINAL ON P1 SIDE, WOUND TYPE. | CT | SWITCHGEAR | PR6B1A989P22V2110N162 | PRAGATI | - | NA | Nos. |  | Inventory | 33kV CAST RESIN CURRENT TRANSFORMER, CTR : 100/1-1A, CORE 1: 10VA, CLASS: 1.0, CORE 2: 10VA, CLASS: 5P20, STC : 26.3kA/1SEC CT SECONDARY TERMINAL ON P1 SIDE, WOUND TYPE.
13247 | 11kV CAST RESIN CURRENT TRANSFORMER, CTR: 50/1A-1A, CORE 1: 5VA, CLASS:0.2, CORE 2: 15VA, CLASS: 5P20, STR: 26.3kA/1 SEC, CT SECONDARY TERMINAL ON P1 SIDE, WOUND TYPE. | CT | SWITCHGEAR | PR6B1A989P22V2110N163 | PRAGATI | - | NA | Nos. |  | Inventory | 11kV CAST RESIN CURRENT TRANSFORMER, CTR: 50/1A-1A, CORE 1: 5VA, CLASS:0.2, CORE 2: 15VA, CLASS: 5P20, STR: 26.3kA/1 SEC, CT SECONDARY TERMINAL ON P1 SIDE, WOUND TYPE.
13248 | 11kV CAST RESIN TWO PHASE, CONTROL TRANSFORMER, RATIO : 11KV/230V AC, 750VA | CT | SWITCHGEAR | PR6B1A989P22V2110N200 | PRAGATI | - | NA | Nos. |  | Inventory | 11kV CAST RESIN TWO PHASE, CONTROL TRANSFORMER, RATIO : 11KV/230V AC, 750VA
13249 | 11KV CAST RESIN CURRENT TRANSFORMER, CTR : 50/1-1-1A, CORE 1: 10VA, CLASS: 0.2S, CORE 2: 10VA, CLASS: 0.2S, CORE 3: 10VA, CLASS: 5P20, STR: 25kA/1 SEC, CT SECONDARY TERMINAL ON P2 SIDE, WOUND TYPE. | CT | SWITCHGEAR | PR6B1A989P22V2110N201 | PRAGATI | - | NA | Nos. |  | Inventory | 11KV CAST RESIN CURRENT TRANSFORMER, CTR : 50/1-1-1A, CORE 1: 10VA, CLASS: 0.2S, CORE 2: 10VA, CLASS: 0.2S, CORE 3: 10VA, CLASS: 5P20, STR: 25kA/1 SEC, CT SECONDARY TERMINAL ON P2 SIDE, WOUND TYPE.
13250 | 11KV CAST RESIN CURRENT TRANSFORMER, CTR : 50/1A, CORE 1: 10VA, CLASS: 0.2S, STR: 25kA/1 SEC, CT SECONDARY TERMINAL ON P1 SIDE, WOUND TYPE. | CT | SWITCHGEAR | PR6B1A989P22V2110N204 | PRAGATI | - | NA | Nos. |  | Inventory | 11KV CAST RESIN CURRENT TRANSFORMER, CTR : 50/1A, CORE 1: 10VA, CLASS: 0.2S, STR: 25kA/1 SEC, CT SECONDARY TERMINAL ON P1 SIDE, WOUND TYPE.
13251 | 11kV CAST RESIN CURRENT TRANSFORMER, CTR : 150-75 / 5A-5A, CORE 1: 15VA, CLASS: 1, CORE 2: 15VA, CLASS: 5P20 STR: 26.3kA/1 SEC, CT SECONDARY TERMINAL ON P2 SIDE, WOUND TYPE. | CT | SWITCHGEAR | PR6B1A989P22V2110N222 | PRAGATI | - | NA | Nos. |  | Inventory | 11kV CAST RESIN CURRENT TRANSFORMER, CTR : 150-75 / 5A-5A, CORE 1: 15VA, CLASS: 1, CORE 2: 15VA, CLASS: 5P20 STR: 26.3kA/1 SEC, CT SECONDARY TERMINAL ON P2 SIDE, WOUND TYPE.
13252 | 33kV CAST RESIN CURRENT TRANSFORMER, CTR : 200/1-1-1A, CORE 1: 10VA, CLASS: 0.2S, CORE 2: 10VA, CLASS: 5P20, CORE 3: CLASS: PS, VK>=100V, Rct =5 Ohms, Ie=30mA, STR: 25kA/1 SEC, CT SECONDARY TERMINAL ON P1 SIDE, WOUND TYPE, INSULATION CLASS : F | CT | SWITCHGEAR | PR6B1A989P22V2110N223 | PRAGATI | - | NA | Nos. |  | Inventory | 33kV CAST RESIN CURRENT TRANSFORMER, CTR : 200/1-1-1A, CORE 1: 10VA, CLASS: 0.2S, CORE 2: 10VA, CLASS: 5P20, CORE 3: CLASS: PS, VK>=100V, Rct =5 Ohms, Ie=30mA, STR: 25kA/1 SEC, CT SECONDARY TERMINAL ON P1 SIDE, WOUND TYPE, INSULATION CLASS : F
13253 | 11kV CAST RESIN CURRENT TRANSFORMER, CTR : 350/1-1-1A, CORE 1: 10VA, CLASS: 0.5S, CORE 2: 10VA, CLASS: 5P20, CORE 3: CLASS: PS, Vk>=300V, RCT<=3OHM,I0<=30mA at VK/2, STR: 40kA/1 SEC, CT SECONDARY TERMINAL ON P1 SIDE, WOUND TYPE | CT | SWITCHGEAR | PR6B1A989P22V2110N224 | PRAGATI | - | NA | Nos. |  | Inventory | 11kV CAST RESIN CURRENT TRANSFORMER, CTR : 350/1-1-1A, CORE 1: 10VA, CLASS: 0.5S, CORE 2: 10VA, CLASS: 5P20, CORE 3: CLASS: PS, Vk>=300V, RCT<=3OHM,I0<=30mA at VK/2, STR: 40kA/1 SEC, CT SECONDARY TERMINAL ON P1 SIDE, WOUND TYPE
13254 | 33kV CAST RESIN CURRENT TRANSFORMER, CTR : 200/1-1-1A, CORE 1: 10VA, CLASS: 0.2S, CORE 2: 10VA, CLASS: 5P20, CORE 3: CLASS: PS, VK>=300V, Rct =5 Ohms, Ie=30mA, STR: 25kA/1 SEC, CT SECONDARY TERMINAL ON P1 SIDE, WOUND TYPE, INSULATION CLASS : F | CT | SWITCHGEAR | PR6B1A989P22V2110N225 | PRAGATI | - | NA | Nos. |  | Inventory | 33kV CAST RESIN CURRENT TRANSFORMER, CTR : 200/1-1-1A, CORE 1: 10VA, CLASS: 0.2S, CORE 2: 10VA, CLASS: 5P20, CORE 3: CLASS: PS, VK>=300V, Rct =5 Ohms, Ie=30mA, STR: 25kA/1 SEC, CT SECONDARY TERMINAL ON P1 SIDE, WOUND TYPE, INSULATION CLASS : F
13255 | 33kV CAST RESIN CURRENT TRANSFORMER RATIO : 120/1-1A, CORE:1 10VA, CLASS: 0.2S, CORE:2 10VA, CLASS: 5P20, STR: 25kA/3SEC, INSULATION CLASS-F CT TYPE: WOUND TYPE CT, CT SECONDARY TERMINAL ON P1 SIDE........ | CT | SWITCHGEAR | PR6B1A989P22V2110N233A | PRAGATI | - | NA | Nos. |  | Inventory | 33kV CAST RESIN CURRENT TRANSFORMER RATIO : 120/1-1A, CORE:1 10VA, CLASS: 0.2S, CORE:2 10VA, CLASS: 5P20, STR: 25kA/3SEC, INSULATION CLASS-F CT TYPE: WOUND TYPE CT, CT SECONDARY TERMINAL ON P1 SIDE........
13256 | 33kV CAST RESIN CURRENT TRANSFORMER RATIO : 120/1-1A, CORE:1 10VA, CLASS: 0.2S, CORE:2 10VA, CLASS: 5P20, STR: 25kA/3SEC, INSULATION CLASS-F CT TYPE: WOUND TYPE CT, CT SECONDARY TERMINAL ON P2 SIDE........ | CT | SWITCHGEAR | PR6B1A989P22V2110N233B | PRAGATI | - | NA | Nos. |  | Inventory | 33kV CAST RESIN CURRENT TRANSFORMER RATIO : 120/1-1A, CORE:1 10VA, CLASS: 0.2S, CORE:2 10VA, CLASS: 5P20, STR: 25kA/3SEC, INSULATION CLASS-F CT TYPE: WOUND TYPE CT, CT SECONDARY TERMINAL ON P2 SIDE........
13257 | 33kV CAST RESIN CURRENT TRANSFORMER RATIO : 360/1-1A, CORE:1 10VA, CLASS: 0.2S, CORE:2 10VA, CLASS: 0.2S, STR: 25kA/3SEC, INSULATION CLASS-F CT TYPE: WOUND TYPE CT, CT SECONDARY TERMINAL ON P2 SIDE. | CT | SWITCHGEAR | PR6B1A989P22V2110N234 | PRAGATI | - | NA | Nos. |  | Inventory | 33kV CAST RESIN CURRENT TRANSFORMER RATIO : 360/1-1A, CORE:1 10VA, CLASS: 0.2S, CORE:2 10VA, CLASS: 0.2S, STR: 25kA/3SEC, INSULATION CLASS-F CT TYPE: WOUND TYPE CT, CT SECONDARY TERMINAL ON P2 SIDE.
13258 | 33kV CAST RESIN CURRENT TRANSFORMER RATIO : 360/1-1-1A, CORE:1 10VA, CLASS: 5P20, CORE:2 CLASS: PS, VK>=500V, RCT:4OHM , Imag: 30mA@VK/4, CORE:3 CLASS: PS, VK>=500V, RCT:4OHM , Imag: 30mA@VK/4, STR: 25kA/3SEC, INSULATION CLASS-F, CT TYPE: WOUND TYPE CT, CT SECONDARY TERMINAL ON P2 SIDE. | CT | SWITCHGEAR | PR6B1A989P22V2110N235 | PRAGATI | - | NA | Nos. |  | Inventory | 33kV CAST RESIN CURRENT TRANSFORMER RATIO : 360/1-1-1A, CORE:1 10VA, CLASS: 5P20, CORE:2 CLASS: PS, VK>=500V, RCT:4OHM , Imag: 30mA@VK/4, CORE:3 CLASS: PS, VK>=500V, RCT:4OHM , Imag: 30mA@VK/4, STR: 25kA/3SEC, INSULATION CLASS-F, CT TYPE: WOUND TYPE CT, CT SECONDARY TERMINAL ON P2 SIDE.
13259 | 33kV CAST RESIN CURRENT TRANSFORMER, CTR :100/1-1A, CORE 1: 10VA, CLASS: 1.0, CORE 2: 10VA, CLASS: 5P20, STR 25KA/1SEC, WOUND TYPE, CT SECONDARY TERMINALS ON P2 SIDE. | CT | SWITCHGEAR | PR6B1A989P22V2110N236 | PRAGATI | - | NA | Nos. |  | Inventory | 33kV CAST RESIN CURRENT TRANSFORMER, CTR :100/1-1A, CORE 1: 10VA, CLASS: 1.0, CORE 2: 10VA, CLASS: 5P20, STR 25KA/1SEC, WOUND TYPE, CT SECONDARY TERMINALS ON P2 SIDE.
13260 | 33kV CAST RESIN CURRENT TRANSFORMER, CTR :40/1-1-1A, CORE 1: 10VA, CLASS: 1.0, CORE 2: 10VA, CLASS: 5P20, CORE 3: CLASS : PS, VK>=100 V, RCT<=0.5 OHM, I0<=100 mA at VK/2, STR:- 25KA/1SEC, WOUND TYPE, CT SECONDARY TERMINALS ON P2 SIDE. | CT | SWITCHGEAR | PR6B1A989P22V2110N237 | PRAGATI | - | NA | Nos. |  | Inventory | 33kV CAST RESIN CURRENT TRANSFORMER, CTR :40/1-1-1A, CORE 1: 10VA, CLASS: 1.0, CORE 2: 10VA, CLASS: 5P20, CORE 3: CLASS : PS, VK>=100 V, RCT<=0.5 OHM, I0<=100 mA at VK/2, STR:- 25KA/1SEC, WOUND TYPE, CT SECONDARY TERMINALS ON P2 SIDE.
13261 | "6.6kV CAST RESIN CURRENT TRANSFORMER, CTR : 300/1-1A, CORE 1: 10VA, CLASS: 0.2, CORE 2: 15VA, CLASS :5P20, STR: 40kA/1 SEC, CT SECONDARY TERMINAL ON P2 SIDE, WOUND TYPE. " | CT | SWITCHGEAR | PR6B1A989P22V2110N300 | PRAGATI | - | NA | Nos. |  | Inventory | "6.6kV CAST RESIN CURRENT TRANSFORMER, CTR : 300/1-1A, CORE 1: 10VA, CLASS: 0.2, CORE 2: 10VA, CLASS :5P20, STR: 40kA/1 SEC, CT SECONDARY TERMINAL ON P2 SIDE, WOUND TYPE. "
13262 | 33kV CAST RESIN CURRENT TRANSFORMER RATIO : 40/1-1A, CORE:1 5VA, CLASS: 0.5S, CORE:2 5VA, CLASS: 5P20, STR: 25kA/1SEC, CT TYPE: WOUND TYPE CT, INSULATION CLASS: B, CT SECONDARY TERMINAL ON P1 SIDE. | CT | SWITCHGEAR | PR6B1A989P22V2110N400 | PRAGATI | - | NA | Nos. |  | Inventory | 33kV CAST RESIN CURRENT TRANSFORMER RATIO : 40/1-1A, CORE:1 5VA, CLASS: 0.5S, CORE:2 5VA, CLASS: 5P20, STR: 25kA/1SEC, CT TYPE: WOUND TYPE CT, INSULATION CLASS: B, CT SECONDARY TERMINAL ON P1 SIDE.
13263 | 33kV CAST RESIN CURRENT TRANSFORMER RATIO : 25/1-1A, CORE:1 5VA, CLASS: 0.5S, CORE:2 5VA, CLASS: 5P20, STR: 25kA/1SEC, CT TYPE: WOUND TYPE CT, INSULATION CLASS: B, CT SECONDARY TERMINAL ON P1 SIDE. | CT | SWITCHGEAR | PR6B1A989P22V2110N401 | PRAGATI | - | NA | Nos. |  | Inventory | 33kV CAST RESIN CURRENT TRANSFORMER RATIO : 25/1-1A, CORE:1 5VA, CLASS: 0.5S, CORE:2 5VA, CLASS: 5P20, STR: 25kA/1SEC, CT TYPE: WOUND TYPE CT, INSULATION CLASS: B, CT SECONDARY TERMINAL ON P1 SIDE.
13264 | 33kV CAST RESIN CURRENT TRANSFORMER RATIO :1400/1-1-1A, CORE 1: 5VA, CLASS: 0.2S, CORE 2: 5VA, CLASS: 5P20, CORE 3: PS VK>=500V, RCT<=3 OHM, Imag<= 30 mA @Vk/2, STR: 25kA/1SEC, CT TYPE: WOUND TYPE CT, CT SECONDARY TERMINAL ON P2 SIDE. | CT | SWITCHGEAR | PR6B1A989P22V2110N444 | PRAGATI | - | NA | Nos. |  | Inventory | 33kV CAST RESIN CURRENT TRANSFORMER RATIO :1400/1-1-1A, CORE 1: 5VA, CLASS: 0.2S, CORE 2: 5VA, CLASS: 5P20, CORE 3: PS VK>=500V, RCT<=3 OHM, Imag<= 30 mA @Vk/2, STR: 25kA/1SEC, CT TYPE: WOUND TYPE CT, CT SECONDARY TERMINAL ON P2 SIDE.
13265 | 33kV CAST RESIN CURRENT TRANSFORMER RATIO: 75/1-1A, CORE 1: 15VA, CLASS: 0.2, CORE 2: 15VA, CLASS: 5P20, STR: 25kA/1SEC, CT TYPE: WOUND TYPE CT, CT SECONDARY TERMINAL ON P1 SIDE. | CT | SWITCHGEAR | PR6B1A989P22V2110N446 | PRAGATI | - | NA | Nos. |  | Inventory | 33kV CAST RESIN CURRENT TRANSFORMER RATIO: 75/1-1A, CORE 1: 15VA, CLASS: 0.2, CORE 2: 15VA, CLASS: 5P20, STR: 25kA/1SEC, CT TYPE: WOUND TYPE CT, CT SECONDARY TERMINAL ON P1 SIDE.
13266 | 33kV CAST RESIN CURRENT TRANSFORMER RATIO: 175/1-1A, CORE 1: 15VA, CLASS: 0.2, CORE 2: 15VA, CLASS: 5P20, STR: 25kA/1SEC, CT TYPE: WOUND TYPE CT, CT SECONDARY TERMINAL ON P1 SIDE. | CT | SWITCHGEAR | PR6B1A989P22V2110N447 | PRAGATI | - | NA | Nos. |  | Inventory | 33kV CAST RESIN CURRENT TRANSFORMER RATIO: 175/1-1A, CORE 1: 15VA, CLASS: 0.2, CORE 2: 15VA, CLASS: 5P20, STR: 25kA/1SEC, CT TYPE: WOUND TYPE CT, CT SECONDARY TERMINAL ON P1 SIDE.
13267 | 33kV CAST RESIN CURRENT TRANSFORMER RATIO: 100/1-1A, CORE 1: 15VA, CLASS: 0.2, CORE 2: 15VA, CLASS: 5P20, STR: 25kA/1SEC, CT TYPE: WOUND TYPE CT, CT SECONDARY TERMINAL ON P1 SIDE. | CT | SWITCHGEAR | PR6B1A989P22V2110N448 | PRAGATI | - | NA | Nos. |  | Inventory | 33kV CAST RESIN CURRENT TRANSFORMER RATIO: 100/1-1A, CORE 1: 15VA, CLASS: 0.2, CORE 2: 15VA, CLASS: 5P20, STR: 25kA/1SEC, CT TYPE: WOUND TYPE CT, CT SECONDARY TERMINAL ON P1 SIDE.
13268 | 33kV CAST RESIN CURRENT TRANSFORMER RATIO: 25/1-1A, CORE 1: 15VA, CLASS: 0.2, CORE 2: 15VA, CLASS: 5P20, STR: 25kA/1SEC, CT TYPE: WOUND TYPE CT, CT SECONDARY TERMINAL ON P1 SIDE. | CT | SWITCHGEAR | PR6B1A989P22V2110N449 | PRAGATI | - | NA | Nos. |  | Inventory | 33kV CAST RESIN CURRENT TRANSFORMER RATIO: 25/1-1A, CORE 1: 15VA, CLASS: 0.2, CORE 2: 15VA, CLASS: 5P20, STR: 25kA/1SEC, CT TYPE: WOUND TYPE CT, CT SECONDARY TERMINAL ON P1 SIDE.
13269 | 33kV CAST RESIN CURRENT TRANSFORMER RATIO: 150/1-1A, CORE 1: 15VA, CLASS: 0.2, CORE 2: 15VA, CLASS: 5P20, STR: 25kA/1SEC, CT TYPE: WOUND TYPE CT, CT SECONDARY TERMINAL ON P1 SIDE. | CT | SWITCHGEAR | PR6B1A989P22V2110N450 | PRAGATI | - | NA | Nos. |  | Inventory | 33kV CAST RESIN CURRENT TRANSFORMER RATIO: 150/1-1A, CORE 1: 15VA, CLASS: 0.2, CORE 2: 15VA, CLASS: 5P20, STR: 25kA/1SEC, CT TYPE: WOUND TYPE CT, CT SECONDARY TERMINAL ON P1 SIDE.
13270 | 33kV CAST RESIN CURRENT TRANSFORMER, CTR: 20/1-1A, CORE 1: 5VA, CLASS: 0.5, CORE 2: 5VA, CLASS: 5P20, STR:25KA/1SEC, CT SECONDARY TERMINAL ON P1 SIDE, WOUND TYPE. | CT | SWITCHGEAR | PR6B1A989P22V2110N520 | PRAGATI | - | NA | Nos. |  | Inventory | 33kV CAST RESIN CURRENT TRANSFORMER, CTR: 20/1-1A, CORE 1: 5VA, CLASS: 0.5, CORE 2: 5VA, CLASS: 5P20, STR:25KA/1SEC, CT SECONDARY TERMINAL ON P1 SIDE, WOUND TYPE.
13271 | 33kV CAST RESIN CURRENT TRANSFORMER RATIO :1400/1A, CORE 1: 5VA, CLASS: 5P20, TYPE: WOUND TYPE CT, CT SECONDARY TERMINAL ON P2 SIDE. | CT | SWITCHGEAR | PR6B1A989P22V2110N546 | PRAGATI | - | NA | Nos. |  | Inventory | 33kV CAST RESIN CURRENT TRANSFORMER RATIO :1400/1A, CORE 1: 5VA, CLASS: 5P20, TYPE: WOUND TYPE CT, CT SECONDARY TERMINAL ON P2 SIDE.
13272 | 33kV CAST RESIN CURRENT TRANSFORMER, CTR : 50/5-5A, CORE 1: 10VA, CLASS: 1.0, CORE 2: 10VA, CLASS: 5P10, STR:25KA/1SEC, CT SECONDARY TERMINAL ON P1 SIDE, WOUND TYPE. | CT | SWITCHGEAR | PR6B1A989P22V2110N553 | PRAGATI | - | NA | Nos. |  | Inventory | 33kV CAST RESIN CURRENT TRANSFORMER, CTR : 50/5-5A, CORE 1: 10VA, CLASS: 1.0, CORE 2: 10VA, CLASS: 5P10, STR:25KA/1SEC, CT SECONDARY TERMINAL ON P1 SIDE, WOUND TYPE.
13273 | 33kV CAST RESIN CURRENT TRANSFORMER RATIO : 600-400/5-5A, CORE 1: 15VA, CLASS: 0.5, CORE 2: 15VA, CLASS: 5 P 20, STR: 31.5kA/1SEC, CT TYPE: WOUND TYPE CT, CT SECONDARY TERMINAL ON P1 SIDE. | CT | SWITCHGEAR | PR6B1A989P22V2110N554 | PRAGATI | - | NA | Nos. |  | Inventory | 33kV CAST RESIN CURRENT TRANSFORMER RATIO : 600-400/5-5A, CORE 1: 15VA, CLASS: 0.5, CORE 2: 15VA, CLASS: 5 P 20, STR: 31.5kA/1SEC, CT TYPE: WOUND TYPE CT, CT SECONDARY TERMINAL ON P1 SIDE.
13274 | 6.6kV CAST RESIN CURRENT TRANSFORMER, CTR : 800/1-1-1A, CORE 1: 10VA, CLASS: 0.2S, CORE 2: 10VA, CLASS: 5P20, CORE 3: CLASS: PS, VK>=400 V, I0<=30 mA at VK/2 , STR: 40kA/1 SEC, CT SECONDARY TERMINAL ON P1 SIDE, WOUND TYPE. | CT | SWITCHGEAR | PR6B1A989P22V2110N555 | PRAGATI | - | - | Nos. |  | Inventory | 6.6kV CAST RESIN CURRENT TRANSFORMER, CTR : 800/1-1-1A, CORE 1: 10VA, CLASS: 0.2S, CORE 2: 10VA, CLASS: 5P20, CORE 3: CLASS: PS, VK>=400 V, I0<=30 mA at VK/2 , STR: 40kA/1 SEC, CT SECONDARY TERMINAL ON P1 SIDE, WOUND TYPE.
13275 | 6.6kV CAST RESIN CURRENT TRANSFORMER RATIO : 800/1A, CORE:1 5VA, CLASS: 0.2S, STC: 40kA/1SEC, CT TYPE: WOUND TYPE, CT SECONDARY TERMINAL ON P1 SIDE. (WITH SEALING ARRANGEMENT) | CT | SWITCHGEAR | PR6B1A989P22V2110N556 | PRAGATI | - | - | Nos. |  | Inventory | 6.6kV CAST RESIN CURRENT TRANSFORMER RATIO : 800/1A, CORE:1 5VA, CLASS: 0.2S, STC: 40kA/1SEC, CT TYPE: WOUND TYPE, CT SECONDARY TERMINAL ON P1 SIDE. (WITH SEALING ARRANGEMENT)
13276 | 33kV CAST RESIN CURRENT TRANSFORMER, CTR : 75/1-1A, CORE 1: 5VA, CLASS: 0.2S, CORE 2: 5VA, CLASS: 5P20, STR:25KA/1SEC, CT SECONDARY TERMINAL ON P2 SIDE, WOUND TYPE. | CT | SWITCHGEAR | PR6B1A989P22V2110N631 | PRAGATI | - | NA | Nos. |  | Inventory | 33kV CAST RESIN CURRENT TRANSFORMER, CTR : 75/1-1A, CORE 1: 5VA, CLASS: 0.2S, CORE 2: 5VA, CLASS: 5P20, STR:25KA/1SEC, CT SECONDARY TERMINAL ON P2 SIDE, WOUND TYPE.
13277 | 33kV CAST RESIN CURRENT TRANSFORMER, CTR : 200/1-1A, CORE 1: 5VA, CLASS: 0.2S, CORE 2: 5VA, CLASS: 5P20, STR:25KA/1SEC, CT SECONDARY TERMINAL ON P2 SIDE, WOUND TYPE. | CT | SWITCHGEAR | PR6B1A989P22V2110N638 | PRAGATI | - | NA | Nos. |  | Inventory | 33kV CAST RESIN CURRENT TRANSFORMER, CTR : 200/1-1A, CORE 1: 5VA, CLASS: 0.2S, CORE 2: 5VA, CLASS: 5P20, STR:25KA/1SEC, CT SECONDARY TERMINAL ON P2 SIDE, WOUND TYPE.
13278 | 33kV CAST RESIN CURRENT TRANSFORMER, CTR : 200/1-1A, CORE 1: 5VA, CLASS: 0.2S, CORE 2: 5VA, CLASS: 5P20, STR:31.5KA/1SEC, CT SECONDARY TERMINAL ON P2 SIDE, WOUND TYPE. | CT | SWITCHGEAR | PR6B1A989P22V2110N639 | PRAGATI | - | NA | Nos. |  | Inventory | 33kV CAST RESIN CURRENT TRANSFORMER, CTR : 200/1-1A, CORE 1: 5VA, CLASS: 0.2S, CORE 2: 5VA, CLASS: 5P20, STR:31.5KA/1SEC, CT SECONDARY TERMINAL ON P2 SIDE, WOUND TYPE.
13279 | 33kV CAST RESIN CURRENT TRANSFORMER, CTR : 300/5-5A, CORE 1: 5VA, CLASS: 0.2, CORE 2: 5VA, CLASS: 5P20, STR:25KA/1SEC, CT SECONDARY TERMINAL ON P2 SIDE, WOUND TYPE. | CT | SWITCHGEAR | PR6B1A989P22V2110N6401 | PRAGATI | - | NA | Nos. |  | Inventory | 33kV CAST RESIN CURRENT TRANSFORMER, CTR : 300/5-5A, CORE 1: 5VA, CLASS: 0.2, CORE 2: 5VA, CLASS: 5P20, STR:25KA/1SEC, CT SECONDARY TERMINAL ON P2 SIDE, WOUND TYPE.
13280 | 33kV CAST RESIN CURRENT TRANSFORMER RATIO :300/1-1A, CORE 1: 5VA, CLASS: 0.2S, CORE 2: 5VA, CLASS: 5P20, STR: 25kA/1SEC, CT TYPE: WOUND TYPE CT, CT SECONDARY TERMINAL ON P1 SIDE. | CT | SWITCHGEAR | PR6B1A989P22V2110N658 | PRAGATI | - | NA | Nos. |  | Inventory | 33kV CAST RESIN CURRENT TRANSFORMER RATIO :300/1-1A, CORE 1: 5VA, CLASS: 0.2S, CORE 2: 5VA, CLASS: 5P20, STR: 25kA/1SEC, CT TYPE: WOUND TYPE CT, CT SECONDARY TERMINAL ON P1 SIDE.
13281 | 33kV CAST RESIN CURRENT TRANSFORMER, CTR: 50/1-1A, CORE 1: 10VA, CLASS: 0.2S, CORE 2: 10VA, CLASS: 5P10, STR: 25kA/1SEC., CT SECONDARY TERMINAL ON P1 SIDE, WOUND TYPE. | CT | SWITCHGEAR | PR6B1A989P22V2110N764 | PRAGATI | - | NA | Nos. |  | Inventory | 33kV CAST RESIN CURRENT TRANSFORMER, CTR: 50/1-1A, CORE 1: 10VA, CLASS: 0.2S, CORE 2: 10VA, CLASS: 5P10, STR: 25kA/1SEC., CT SECONDARY TERMINAL ON P1 SIDE, WOUND TYPE.
13282 | 11kV CAST RESIN CURRENT TRANSFORMER, CTR : 125/5-5-1A, CORE 1: 15VA, CLASS: 0.5, CORE 2: 15VA, CLASS: 5P10, CORE 3: 15VA, CLASS: 5P20,STR: 25kA/1 SEC, CT SECONDARY TERMINAL ON P1 SIDE, WOUND TYPE. | CT | SWITCHGEAR | PR6B1A989P22V2110N785 | PRAGATI | - | NA | Nos. |  | Inventory | 11kV CAST RESIN CURRENT TRANSFORMER, CTR : 125/5-5-1A, CORE 1: 15VA, CLASS: 0.5, CORE 2: 15VA, CLASS: 5P10, CORE 3: 15VA, CLASS: 5P20,STR: 25kA/1 SEC, CT SECONDARY TERMINAL ON P1 SIDE, WOUND TYPE.
13283 | 11kV CAST RESIN CURRENT TRANSFORMER, CTR : 600/1-1-1A, CORE 1: 10VA, CLASS: 0.5S, CORE 2: 10VA, CLASS: 5P20, CORE 3: CLASS: PS, Vk>=350V, RCT<=4 OHM, I0<=30mA at VK/2, STR: 40kA/1 SEC, CT SECONDARY TERMINAL ON P1 SIDE, WOUND TYPE | CT | SWITCHGEAR | PR6B1A989P22V2110N851 | PRAGATI | - | NA | Nos. |  | Inventory | 11kV CAST RESIN CURRENT TRANSFORMER, CTR : 600/1-1-1A, CORE 1: 10VA, CLASS: 0.5S, CORE 2: 10VA, CLASS: 5P20, CORE 3: CLASS: PS, Vk>=350V, RCT<=4 OHM, I0<=30mA at VK/2, STR: 40kA/1 SEC, CT SECONDARY TERMINAL ON P1 SIDE, WOUND TYPE
13284 | 11kV CAST RESIN CURRENT TRANSFORMER, CTR : 600/1-1-1A, CORE 1: 10VA, CLASS: 0.5S, CORE 2: 10VA, CLASS: 5P20, CORE 3: CLASS: PS, Vk>=350V, RCT<=4 OHM, I0<=30mA at VK/2, STR: 40kA/1 SEC, CT SECONDARY TERMINAL ON P2 SIDE, WOUND TYPE | CT | SWITCHGEAR | PR6B1A989P22V2110N852 | PRAGATI | - | NA | Nos. |  | Inventory | 11kV CAST RESIN CURRENT TRANSFORMER, CTR : 600/1-1-1A, CORE 1: 10VA, CLASS: 0.5S, CORE 2: 10VA, CLASS: 5P20, CORE 3: CLASS: PS, Vk>=350V, RCT<=4 OHM, I0<=30mA at VK/2, STR: 40kA/1 SEC, CT SECONDARY TERMINAL ON P2 SIDE, WOUND TYPE
13285 | 33kV CAST RESIN CURRENT TRANSFORMER, CTR : 50/1-1A, CORE 1: 10VA, CLASS: 1.0, CORE 2: 10VA, CLASS: 5P20, STR:25kA/1 SEC, CT SECONDARY TERMINAL ON P2 SIDE, WOUND TYPE. | - | SWITCHGEAR | PR6B1A989P22V2110N866 | PRAGATI | - | NA | Nos. |  | Inventory | 33kV CAST RESIN CURRENT TRANSFORMER, CTR : 50/1-1A, CORE 1: 10VA, CLASS: 1.0, CORE 2: 10VA, CLASS: 5P20, STR:25kA/1 SEC, CT SECONDARY TERMINAL ON P2 SIDE, WOUND TYPE.
13286 | 33kV CAST RESIN CURRENT TRANSFORMER RATIO :600/1-1A, CORE 1: 5VA, CLASS: 0.2S, CORE 2: 5VA, CLASS: 5P20, STR: 25kA/1SEC, CT TYPE: WOUND TYPE CT, CT SECONDARY TERMINAL ON P1 SIDE. | CT | SWITCHGEAR | PR6B1A989P22V2110N963 | PRAGATI | - | NA | Nos. |  | Inventory | 33kV CAST RESIN CURRENT TRANSFORMER RATIO :600/1-1A, CORE 1: 5VA, CLASS: 0.2S, CORE 2: 5VA, CLASS: 5P20, STR: 25kA/1SEC, CT TYPE: WOUND TYPE CT, CT SECONDARY TERMINAL ON P1 SIDE.
13287 | 6.6kV CAST RESIN CURRENT TRANSFORMER, CTR : 800/1-1-1-1A, CORE 1: 10VA, CLASS: 0.2S, CORE 2: 10VA, CLASS: 5P20, CORE 3: CLASS: PS, VK>=400 V, I0<=30 mA at VK/2 , CORE 4: CLASS: PS, VK>=400 V, I0<=30 mA at VK/2 ,STR: 40kA/1 SEC, CT SECONDARY TERMINAL ON P1 SIDE, WOUND TYPE. | - | SWITCHGEAR | PR6B1A989P22V278790N555 | PRAGATI | - | NA | Nos. |  | Inventory | 6.6kV CAST RESIN CURRENT TRANSFORMER, CTR : 800/1-1-1-1A, CORE 1: 10VA, CLASS: 0.2S, CORE 2: 10VA, CLASS: 5P20, CORE 3: CLASS: PS, VK>=400 V, I0<=30 mA at VK/2 , CORE 4: CLASS: PS, VK>=400 V, I0<=30 mA at VK/2 ,STR: 40kA/1 SEC, CT SECONDARY TERMINAL ON P1 SIDE, WOUND TYPE.
13288 | 33kV CAST RESIN CURRENT TRANSFORMER, CTR : 25/1-1A, CORE 1: 5VA, CLASS: 0.2S, CORE 2: 5VA, CLASS: 5P20, STR: 25kA/1 SEC, CT SECONDARY TERMINAL ON P2 SIDE, WOUND TYPE, INSULATION CLASS-F. | CT | SWITCHGEAR | PR6B1AA11873982110N91N | PRAGATI | - | NA | Nos. |  | Inventory | 33kV CAST RESIN CURRENT TRANSFORMER, CTR : 25/1-1A, CORE 1: 5VA, CLASS: 0.2S, CORE 2: 5VA, CLASS: 5P20, STR: 25kA/1 SEC, CT SECONDARY TERMINAL ON P2 SIDE, WOUND TYPE, INSULATION CLASS-F.
13289 | 33kV CAST RESIN CURRENT TRANSFORMER, CTR : 125/1-1A, CORE 1: 5VA, CLASS: 0.2S, CORE 2: 5VA, CLASS: 5P20, STR: 25kA/1 SEC, CT SECONDARY TERMINAL ON P1 SIDE, WOUND TYPE, INSULATION CLASS-F. | CT | SWITCHGEAR | PR6B1AA11873V2110N91N | PRAGATI | - | NA | Nos. |  | Inventory | 33kV CAST RESIN CURRENT TRANSFORMER, CTR : 125/1-1A, CORE 1: 5VA, CLASS: 0.2S, CORE 2: 5VA, CLASS: 5P20, STR: 25kA/1 SEC, CT SECONDARY TERMINAL ON P1 SIDE, WOUND TYPE, INSULATION CLASS-F.
13290 | 33kV CAST RESIN CURRENT TRANSFORMER, CTR : 125/1-1A, CORE 1: 5VA, CLASS: 0.2S, CORE 2: 5VA, CLASS: 5P20, STR: 25kA/1 SEC, CT SECONDARY TERMINAL ON P2 SIDE, WOUND TYPE, INSULATION CLASS-F. | CT | SWITCHGEAR | PR6B1AA11873V2110N91N-P2 | PRAGATI | - | NA | Nos. |  | Inventory | 33kV CAST RESIN CURRENT TRANSFORMER, CTR : 125/1-1A, CORE 1: 5VA, CLASS: 0.2S, CORE 2: 5VA, CLASS: 5P20, STR: 25kA/1 SEC, CT SECONDARY TERMINAL ON P2 SIDE, WOUND TYPE, INSULATION CLASS-F.
13291 | 33kV CAST RESIN CURRENT TRANSFORMER, CTR : 400/1-1A, CORE 1: 5VA, CLASS: 0.2S, CORE 2: 5VA, CLASS: 5P20, STR: 25kA/1 SEC, CT SECONDARY TERMINAL ON P1 SIDE, WOUND TYPE, INSULATION CLASS-F. | CT | SWITCHGEAR | PR6B1AA11873V2154N91N | PRAGATI | - | NA | Nos. |  | Inventory | 33kV CAST RESIN CURRENT TRANSFORMER, CTR : 400/1-1A, CORE 1: 5VA, CLASS: 0.2S, CORE 2: 5VA, CLASS: 5P20, STR: 25kA/1 SEC, CT SECONDARY TERMINAL ON P1 SIDE, WOUND TYPE, INSULATION CLASS-F.
13292 | 33kV CAST RESIN CURRENT TRANSFORMER, CTR : 200/1-1A, CORE 1: 5VA, CLASS: 0.2S, CORE 2: 5VA, CLASS: 5P20, STR: 25kA/1 SEC, CT SECONDARY TERMINAL ON P1 SIDE, WOUND TYPE, INSULATION CLASS-F. | CT | SWITCHGEAR | PR6B1AA11873V2310N91N | PRAGATI | - | NA | Nos. |  | Inventory | 33kV CAST RESIN CURRENT TRANSFORMER, CTR : 200/1-1A, CORE 1: 5VA, CLASS: 0.2S, CORE 2: 5VA, CLASS: 5P20, STR: 25kA/1 SEC, CT SECONDARY TERMINAL ON P1 SIDE, WOUND TYPE, INSULATION CLASS-F.
13293 | 33kV CAST RESIN CURRENT TRANSFORMER, CTR : 400/1-1-1-1A, CORE 1: 5VA, CLASS: 0.2S, CORE 2: 5VA, CLASS: 5P20, CORE 3 : CLASS: PS, VK>=100 V, RCT<=3.5 OHM, I0<=30mA at VK/2@400/1A,CORE 4 : CLASS: PS, VK>=100 V, RCT<=3.5 OHM, I0<=30mA at VK/2@400/1A, STR: 25kA/1 SEC, CT SECONDARY TERMINAL ON P2 SIDE, WOUND TYPE, INSULATION CLASS-F. | CT | SWITCHGEAR | PR6B1AA11873V9110N91N | PRAGATI | - | NA | Nos. |  | Inventory | 33kV CAST RESIN CURRENT TRANSFORMER, CTR : 400/1-1-1-1A, CORE 1: 5VA, CLASS: 0.2S, CORE 2: 5VA, CLASS: 5P20, CORE 3 : CLASS: PS, VK>=100 V, RCT<=3.5 OHM, I0<=30mA at VK/2@400/1A,CORE 4 : CLASS: PS, VK>=100 V, RCT<=3.5 OHM, I0<=30mA at VK/2@400/1A, STR: 25kA/1 SEC, CT SECONDARY TERMINAL ON P2 SIDE, WOUND TYPE, INSULATION CLASS-F.
13294 | 33kV CAST RESIN CURRENT TRANSFORMER, CTR : 500-1000/1-1-1-1A, CORE 1: 5VA, CLASS: 0.2S, CORE 2: 5VA, CLASS: 5P20, CORE 3 : CLASS: PS, VK>=100 V, RCT<=4 OHM, I0<=30mA at VK/2@500/1A & VK>=100 V, RCT<=4 OHM, I0<=30mA at VK/2@1000/1A: CORE 4 : CLASS: PS, VK>=100 V, RCT<=4 OHM, I0<=30mA at VK/2@500/1A & VK>=100 V, RCT<=4 OHM, I0<=30mA at VK/2@1000/1A, STR: 25kA/1 SEC, CT SECONDARY TERMINAL ON P2 SIDE, WOUND TYPE, INSULATION CLASS-F. | CT | SWITCHGEAR | PR6B1AA11873V9680N91N | PRAGATI | - | NA | Nos. |  | Inventory | 33kV CAST RESIN CURRENT TRANSFORMER, CTR : 500-1000/1-1-1-1A, CORE 1: 5VA, CLASS: 0.2S, CORE 2: 5VA, CLASS: 5P20, CORE 3 : CLASS: PS, VK>=100 V, RCT<=4 OHM, I0<=30mA at VK/2@500/1A & VK>=100 V, RCT<=4 OHM, I0<=30mA at VK/2@1000/1A: CORE 4 : CLASS: PS, VK>=100 V, RCT<=4 OHM, I0<=30mA at VK/2@500/1A & VK>=100 V, RCT<=4 OHM, I0<=30mA at VK/2@1000/1A, STR: 25kA/1 SEC, CT SECONDARY TERMINAL ON P2 SIDE, WOUND TYPE, INSULATION CLASS-F.
13295 | 33kV CAST RESIN CURRENT TRANSFORMER, CTR: 50/1-1A, CORE 1: 15VA, CLASS: 0.5, CORE 2: 15VA, CLASS: 5P20, STR: 25kA/1SEC., CT SECONDARY TERMINAL ON P2 SIDE, WOUND TYPE. | CT | SWITCHGEAR | PR6B1AA11P22V2110N764 | PRAGATI | - | NA | Nos. |  | Inventory | 33kV CAST RESIN CURRENT TRANSFORMER, CTR: 50/1-1A, CORE 1: 15VA, CLASS: 0.5, CORE 2: 15VA, CLASS: 5P20, STR: 25kA/1SEC., CT SECONDARY TERMINAL ON P2 SIDE, WOUND TYPE.
13296 | 33kV CAST RESIN CURRENT TRANSFORMER, CTR : 50/1-1A, CORE 1: 15VA, CLASS: 0.5, CORE 2: 15VA, CLASS: 5P20, STR:25KA/1SEC,CT SECONDARY TERMINAL ON P2 SIDE, WOUND TYPE, | CT | SWITCHGEAR | PR6B1AA11P22V2110N910 | PRAGATI | - | NA | Nos. |  | Inventory | 33kV CAST RESIN CURRENT TRANSFORMER, CTR : 50/1-1A, CORE 1: 15VA, CLASS: 0.5, CORE 2: 15VA, CLASS: 5P20, STR:25KA/1SEC,CT SECONDARY TERMINAL ON P2 SIDE, WOUND TYPE,
13297 | 33kV CAST RESIN CURRENT TRANSFORMER, CTR : 100-200/1-1A, CORE 1: 15VA, CLASS: 0.5, CORE 2: 15VA, CLASS: 5P20, STR:25KA/1SEC,CT SECONDARY TERMINAL ON P1 SIDE, WOUND TYPE, | CT | SWITCHGEAR | PR6B1AA11P22V2110NNNN | PRAGATI | - | NA | Nos. |  | Inventory | 33kV CAST RESIN CURRENT TRANSFORMER, CTR : 100-200/1-1A, CORE 1: 15VA, CLASS: 0.5, CORE 2: 15VA, CLASS: 5P20, STR:25KA/1SEC,CT SECONDARY TERMINAL ON P1 SIDE, WOUND TYPE,
13298 | 11kV CAST RESIN CURRENT TRANSFORMER, CTR: 100/5A-5A, CORE 1: 10VA, CLASS: 1.0, CORE 2: 10VA, CLASS: 5P10, STR: 26.3kA/1SEC., CT SECONDARY TERMINAL ON P1 SIDE, WOUND TYPE. | CT | SWITCHGEAR | PR6B1AA11P22V2187678 | PRAGATI | - | NA | Nos. |  | Inventory | 11kV CAST RESIN CURRENT TRANSFORMER, CTR: 100/5A-5A, CORE 1: 10VA, CLASS: 1.0, CORE 2: 10VA, CLASS: 5P10, STR: 26.3kA/1SEC., CT SECONDARY TERMINAL ON P1 SIDE, WOUND TYPE.
13299 | 22kV CAST RESIN CURRENT TRANSFORMER, CTR: 200/5-5A, CORE 1: 10VA, CLASS: 1.0, CORE 2: 10VA, CLASS: 5P10, STR: 26.3kA/1SEC., CT SECONDARY TERMINAL ON P1 SIDE, WOUND TYPE. | CT | SWITCHGEAR | PR6B1AA11P22V21876N78 | PRAGATI | - | NA | Nos. |  | Inventory | 22kV CAST RESIN CURRENT TRANSFORMER, CTR: 200/5-5A, CORE 1: 10VA, CLASS: 1.0, CORE 2: 10VA, CLASS: 5P10, STR: 26.3kA/1SEC., CT SECONDARY TERMINAL ON P1 SIDE, WOUND TYPE.
13300 | 22kV CAST RESIN CURRENT TRANSFORMER, CTR: 100/5-5A, CORE 1: 10VA, CLASS: 1.0, CORE 2: 10VA, CLASS: 5P10, STR: 26.3kA/1SEC., CT SECONDARY TERMINAL ON P2 SIDE, WOUND TYPE. | CT | SWITCHGEAR | PR6B1AA11P22V26576N78 | PRAGATI | - | NA | Nos. |  | Inventory | 22kV CAST RESIN CURRENT TRANSFORMER, CTR: 100/5-5A, CORE 1: 10VA, CLASS: 1.0, CORE 2: 10VA, CLASS: 5P10, STR: 26.3kA/1SEC., CT SECONDARY TERMINAL ON P2 SIDE, WOUND TYPE.
13301 | 33kV CAST RESIN CURRENT TRANSFORMER RATIO : 400/1A, CORE:1 -5VA, CLASS: 0.2S, CT TYPE: WOUND TYPE CT, CT SECONDARY TERMINAL ON P2 SIDE. STC-25kA/1SEC | CT | SWITCHGEAR | PR6B1AA11P23V21101110 | PRAGATI | - | NA | Nos. |  | Inventory | 33kV CAST RESIN CURRENT TRANSFORMER RATIO : 400/1A, CORE:1 -5VA, CLASS: 0.2S, CT TYPE: WOUND TYPE CT, CT SECONDARY TERMINAL ON P2 SIDE. STC-25kA/1SEC
13302 | 11kV CAST RESIN CURRENT TRANSFORMER, CTR: 1200/1A, CORE 1: 10VA, CLASS: 0.2, STR:40KA/1SEC, WINDOW TYPE CT, CT SECONDARY TERMINAL ON P1 SIDE, WITH SEALABLE TERMINAL. NABL TYPE TESTED : RATIO TEST & ACCURACY TEST | CT | SWITCHGEAR | PR6B1AA11P23V211097678 | PRAGATI | - | NA | Nos. |  | Inventory | 11kV CAST RESIN CURRENT TRANSFORMER, CTR: 1200/1A, CORE 1: 10VA, CLASS: 0.2, STR:40KA/1SEC, WINDOW TYPE CT, CT SECONDARY TERMINAL ON P1 SIDE, WITH SEALABLE TERMINAL. NABL TYPE TESTED : RATIO TEST & ACCURACY TEST
13303 | 33kV CAST RESIN CURRENT TRANSFORMER RATIO : 220/1-1A, CORE:1 -5VA, CLASS: 0.5, CORE:2-5VA, CLASS: 5P20, STR: 25kA/1SEC, CT TYPE: WOUND TYPE CT, CT SECONDARY TERMINAL ON P1 SIDE. | CT | SWITCHGEAR | PR6B1AA11P23V21109910 | PRAGATI | - | NA | Nos. |  | Inventory | 33kV CAST RESIN CURRENT TRANSFORMER RATIO : 220/1-1A, CORE:1 -5VA, CLASS: 0.5, CORE:2-5VA, CLASS: 5P20, STR: 25kA/1SEC, CT TYPE: WOUND TYPE CT, CT SECONDARY TERMINAL ON P1 SIDE.
13304 | 33kV CAST RESIN CURRENT TRANSFORMER RATIO : 200/1-1A, CORE:1 -5VA, CLASS: 0.5, CORE:2-5VA, CLASS: 5P20, STR: 25kA/1SEC, CT TYPE: WOUND TYPE CT, CT SECONDARY TERMINAL ON P1 SIDE. | CT | SWITCHGEAR | PR6B1AA11P23V2110N910 | PRAGATI | - | NA | Nos. |  | Inventory | 33kV CAST RESIN CURRENT TRANSFORMER RATIO : 200/1-1A, CORE:1 -5VA, CLASS: 0.5, CORE:2-5VA, CLASS: 5P20, STR: 25kA/1SEC, CT TYPE: WOUND TYPE CT, CT SECONDARY TERMINAL ON P1 SIDE.
13305 | 11kV CAST RESIN CURRENT TRANSFORMER, CTR: 1200/1-1A, CORE 1: 10VA, CLASS: 0.2, CORE 2: 10VA, CLASS: 5P20, STR:40KA/1SEC, WINDOW TYPE CT, CT SECONDARY TERMINAL ON P1 SIDE, WITH SEALABLE TERMINAL. | CT | SWITCHGEAR | PR6B1AA11P23V987101110 | PRAGATI | - | NA | Nos. |  | Inventory | 11kV CAST RESIN CURRENT TRANSFORMER, CTR: 1200/1-1A, CORE 1: 10VA, CLASS: 0.2, CORE 2: 10VA, CLASS: 5P20, STR:40KA/1SEC, WINDOW TYPE CT, CT SECONDARY TERMINAL ON P1 SIDE, WITH SEALABLE TERMINAL.
13306 | 11kV CAST RESIN CURRENT TRANSFORMER, CTR : 65/1-1A, CORE 1: 5VA, CLASS: 0.5, CORE 2: 5VA, CLASS: 5P20, STR: 25kA/1 SEC, CT SECONDARY TERMINAL ON P1 SIDE, Wound TYPE. | CT | SWITCHGEAR | PR6B1AA11P33V10N9101 | PRAGATI | - | NA | Nos. |  | Inventory | 11kV CAST RESIN CURRENT TRANSFORMER, CTR : 65/1-1A, CORE 1: 5VA, CLASS: 0.5, CORE 2: 5VA, CLASS: 5P20, STR: 25kA/1 SEC, CT SECONDARY TERMINAL ON P1 SIDE, Wound TYPE.
13307 | 33kV CAST RESIN CURRENT TRANSFORMER RATIO : 200/1-1-1A, CORE:1 -5VA, CLASS: 0.5, CORE:2- CLASS: PS, Vk>= 500V, RCT<=5 Ohms, Imag 30mA @ Vk/2, CORE :3- 5VA CLASS : 5P20 STR: 25kA/1SEC, CT TYPE: WOUND TYPE CT, CT SECONDARY TERMINAL ON P1 SIDE. | CT | SWITCHGEAR | PR6B1AA11P33V2110N910 | PRAGATI | - | NA | Nos. |  | Inventory | 33kV CAST RESIN CURRENT TRANSFORMER RATIO : 200/1-1-1A, CORE:1 -5VA, CLASS: 0.5, CORE:2- CLASS: PS, Vk>= 500V, RCT<=5 Ohms, Imag 30mA @ Vk/2, CORE :3- 5VA CLASS : 5P20 STR: 25kA/1SEC, CT TYPE: WOUND TYPE CT, CT SECONDARY TERMINAL ON P1 SIDE.
13308 | 33kV CAST RESIN CURRENT TRANSFORMER RATIO : 150/5-5A, CORE:1 10VA, CLASS: 0.5S, CORE:2 10VA, CLASS: 5P20, STR: 25kA/1SEC CT TYPE: WOUND TYPE CT, CT SECONDARY TERMINAL ON P1 SIDE. | CT | SWITCHGEAR | PR6B1AA11P33V2110N9101 | PRAGATI | - | NA | Nos. |  | Inventory | 33kV CAST RESIN CURRENT TRANSFORMER RATIO : 150/5-5A, CORE:1 10VA, CLASS: 0.5S, CORE:2 10VA, CLASS: 5P20, STR: 25kA/1SEC CT TYPE: WOUND TYPE CT, CT SECONDARY TERMINAL ON P1 SIDE.
13309 | 33kV CAST RESIN CURRENT TRANSFORMER RATIO : 50/5-5-5A, CORE:10VA, CLASS: 0.5S, CORE:2 10VA, CLASS: 5P20, CORE:3 CLASS: PS VK>=10 V, RCT<=0.5 OHM, I0<=100 mA at VK/2, STR:25kA/1SECCT TYPE: WOUND TYPE CT, CT SECONDARY TERMINAL ON P2 SIDE. | CT | SWITCHGEAR | PR6B1AA11P33V2110N915 | PRAGATI | - | NA | Nos. |  | Inventory | 33kV CAST RESIN CURRENT TRANSFORMER RATIO : 50/5-5-5A, CORE:10VA, CLASS: 0.5S, CORE:2 10VA, CLASS: 5P20, CORE:3 CLASS: PS VK>=10 V, RCT<=0.5 OHM, I0<=100 mA at VK/2, STR:25kA/1SECCT TYPE: WOUND TYPE CT, CT SECONDARY TERMINAL ON P2 SIDE.
13310 | 33kV CAST RESIN CURRENT TRANSFORMER RATIO : 400/1-1A, CORE:1 -5VA, CLASS: 0.2S, CORE:2- 5VA, CLASS: 5P20, STR: 25kA/1SEC, CT TYPE: WOUND TYPE CT, CT SECONDARY TERMINAL ON P2 SIDE. | CT | SWITCHGEAR | PR6B1AA11P33V2110N9191 | PRAGATI | - | NA | Nos. |  | Inventory | 33kV CAST RESIN CURRENT TRANSFORMER RATIO : 400/1-1A, CORE:1 -5VA, CLASS: 0.2S, CORE:2- 5VA, CLASS: 5P20, STR: 25kA/1SEC, CT TYPE: WOUND TYPE CT, CT SECONDARY TERMINAL ON P2 SIDE.
13311 | 33kV CAST RESIN CURRENT TRANSFORMER RATIO : 550/1-1A, CORE:1 -5VA, CLASS: 0.2S, CORE:2- 5VA, CLASS: 5P20, STR: 25kA/1SEC, CT TYPE: WOUND TYPE CT, CT SECONDARY TERMINAL ON P2 SIDE. | CT | SWITCHGEAR | PR6B1AA11P33V2110N91N | PRAGATI | - | NA | Nos. |  | Inventory | 33kV CAST RESIN CURRENT TRANSFORMER RATIO : 550/1-1A, CORE:1 -5VA, CLASS: 0.2S, CORE:2- 5VA, CLASS: 5P20, STR: 25kA/1SEC, CT TYPE: WOUND TYPE CT, CT SECONDARY TERMINAL ON P2 SIDE.
13312 | 33kV CAST RESIN CURRENT TRANSFORMER RATIO : 220/1-1-1A, CORE:1 -5VA, CLASS: 0.5, CORE:2- CLASS: PS, Vk>= 500V, RCT<=5 Ohms, Imag 30mA @ Vk/2, CORE :3- 5VA CLASS : 5P20 STR: 25kA/1SEC, CT TYPE: WOUND TYPE CT, CT SECONDARY TERMINAL ON P1 SIDE. | CT | SWITCHGEAR | PR6B1AA11P33V21119910 | PRAGATI | - | NA | Nos. |  | Inventory | 33kV CAST RESIN CURRENT TRANSFORMER RATIO : 220/1-1-1A, CORE:1 -5VA, CLASS: 0.5, CORE:2- CLASS: PS, Vk>= 500V, RCT<=5 Ohms, Imag 30mA @ Vk/2, CORE :3- 5VA CLASS : 5P20 STR: 25kA/1SEC, CT TYPE: WOUND TYPE CT, CT SECONDARY TERMINAL ON P1 SIDE.
13313 | 11kV CAST RESIN CURRENT TRANSFORMER, CTR : 20/1-1A, CORE 1: 5VA, CLASS: 0.5, CORE 2: 5VA, CLASS: 5P20, STR: 25kA/1 SEC, CT SECONDARY TERMINAL ON P2 SIDE, wound TYPE. | CT | SWITCHGEAR | PR6B1AA11P44V1549101 | PRAGATI | - | NA | Nos. |  | Inventory | 11kV CAST RESIN CURRENT TRANSFORMER, CTR : 20/1-1A, CORE 1: 5VA, CLASS: 0.5, CORE 2: 5VA, CLASS: 5P20, STR: 25kA/1 SEC, CT SECONDARY TERMINAL ON P2 SIDE, wound TYPE.
13314 | 11kV CAST RESIN CURRENT TRANSFORMER, CTR : 1600/1-1-1-1A,CORE 1: 5VA, CLASS: 0.2, CORE 2: 5VA, CLASS: 5P20, CORE 3: CLASS: PS,CORE 4: CLASS: PS, CORE 3 & 4 : Vk 300V & Rct <=8 ohms @75degIm @Vk/4 = 30mA, STR: 25kA/1 SEC, CT SECONDARY TERMINAL ON P2 SIDE, WINDOW TYPE. | CT | SWITCHGEAR | PR6B1AA11P4541549101 | PRAGATI | - | NA | Nos. |  | Inventory | 11kV CAST RESIN CURRENT TRANSFORMER, CTR : 1600/1-1-1-1A,CORE 1: 5VA, CLASS: 0.2, CORE 2: 5VA, CLASS: 5P20, CORE 3: CLASS: PS,CORE 4: CLASS: PS, CORE 3 & 4 : Vk 300V & Rct <=8 ohms @75degIm @Vk/4 = 30mA, STR: 25kA/1 SEC, CT SECONDARY TERMINAL ON P2 SIDE, WINDOW TYPE.
13315 | 17.5kV CAST RESIN CURRENT TRANSFORMER, CTR : 100-200-300/1-1-1A, CORE 1: 5VA, CLASS: 0.2, CORE 2: 5VA, CLASS: 5P15, CORE 3: 5VA, CLASS: 0.5 STR: 31.5kA/1 SEC, CT SECONDARY TERMINAL ON P1 SIDE, WOUND TYPE, BIL: 17.5KV/38KV/95KVP | CT | SWITCHGEAR | PR6B1AA31P21Y3N10011 | PRAGATI | _ | NA | Nos |  | Inventory | 17.5kV CAST RESIN CURRENT TRANSFORMER, CTR : 100-200-300/1-1-1A, CORE 1: 5VA, CLASS: 0.2, CORE 2: 5VA, CLASS: 5P15, CORE 3: 5VA, CLASS: 0.5 STR: 31.5kA/1 SEC, CT SECONDARY TERMINAL ON P1 SIDE, WOUND TYPE, BIL: 17.5KV/38KV/95KVP
13316 | 33kV CAST RESIN CURRENT TRANSFORMER, CTR: 30-50/5-5A, CORE 1: 15VA, CLASS: 0.5, CORE 2: 15VA, CLASS: 5P20, STR: 31.5KA/1SEC,CT SECONDARY TERMINAL ON P2 SIDE, WOUND TYPE. | CT | SWITCHGEAR | PR6B1AA31P21Y3N3344 | PRAGATI | _ | NA | Nos |  | Inventory | 33kV CAST RESIN CURRENT TRANSFORMER, CTR: 30-50/5-5A, CORE 1: 15VA, CLASS: 0.5, CORE 2: 15VA, CLASS: 5P20, STR: 31.5KA/1SEC,CT SECONDARY TERMINAL ON P2 SIDE, WOUND TYPE.
13317 | 33kV CAST RESIN CURRENT TRANSFORMER RATIO : 200/1-1A, CORE:1 -15VA, CLASS: 0.2, CORE:2- 15VA CLASS: 5P20, STR: 25kA/1SEC, CT TYPE: WOUND TYPE CT, CT SECONDARY TERMINAL ON P1 SIDE. | CT | SWITCHGEAR | PR6B1AA31P21Y3NNN3343 | PRAGATI | _ | NA | Nos |  | Inventory | 33kV CAST RESIN CURRENT TRANSFORMER RATIO : 200/1-1A, CORE:1 -15VA, CLASS: 0.2, CORE:2- 15VA CLASS: 5P20, STR: 25kA/1SEC, CT TYPE: WOUND TYPE CT, CT SECONDARY TERMINAL ON P1 SIDE.
13318 | 33kV CAST RESIN CURRENT TRANSFORMER RATIO : 20/1-1A, CORE:1 -10VA, CLASS: 0.5, CORE:2- 10VA, CLASS: 5P20, STR: 25kA/1SEC, CT TYPE: WOUND TYPE CT, CT SECONDARY TERMINAL ON P2 SIDE. | CT | SWITCHGEAR | PR6B1AA31P21Y3NNN3344 | PRAGATI | _ | NA | Nos |  | Inventory | 33kV CAST RESIN CURRENT TRANSFORMER RATIO : 20/1-1A, CORE:1 -10VA, CLASS: 0.5, CORE:2- 10VA, CLASS: 5P20, STR: 25kA/1SEC, CT TYPE: WOUND TYPE CT, CT SECONDARY TERMINAL ON P2 SIDE.
13319 | 33KV CT, CTR:20/1A, CORE-1: 15VA CL:0.5, STR:1000CF, WOUND TYPE, SECONDARY TERMINALS ON: P2 SIDE | CT | SWITCHGEAR | PR6B1AA31P21Y3NNNNNN | PRAGATI | _ | NA | Nos |  | Inventory | 33KV CT, CTR:20/1A, CORE-1: 15VA CL:0.5, STR:1000CF, WOUND TYPE, SECONDARY TERMINALS ON: P2 SIDE
13320 | 33kV CAST RESIN CURRENT TRANSFORMER, CTR : 20/1-1A, CORE 1: 5 VA, CLASS: 0.2, CORE 2: 5 VA, CLASS: 5P20, STR: 25kA/1 SEC, CT SECONDARY TERMINAL ON P2 SIDE, WOUND TYPE CT | CT | SWITCHGEAR | PR6B1AA31P22V2V8NNNN | PRAGATI | - | - | Nos. |  | Inventory | 33kV CAST RESIN CURRENT TRANSFORMER, CTR : 20/1-1A, CORE 1: 5 VA, CLASS: 0.2, CORE 2: 5 VA, CLASS: 5P20, STR: 25kA/1 SEC, CT SECONDARY TERMINAL ON P2 SIDE, WOUND TYPE CT
13321 | 33kV CT, CTR:20/1A-1A, CORE-1: 7.5VA CL:0.5, CORE-2: 7.5VA CL:5P20, STR:25kA/1 sec, Wound TYPE, SECONDARY TERMINALS ON: P2 SIDE | CT | SWITCHGEAR | PR6B1AA31P22W3W8NNNN | PRAGATI | - | NA | Nos. |  | Inventory | 33kV CT, CTR:20/1A-1A, CORE-1: 7.5VA CL:0.5, CORE-2: 7.5VA CL:5P20, STR:25kA/1 sec, Wound TYPE, SECONDARY TERMINALS ON: P2 SIDE
13322 | 33kV CAST RESIN CURRENT TRANSFORMER RATIO : 1000/1-1-1A, CORE:1 -15VA, CLASS: 0.2S, CORE:2- 15VA,CLASS: 5P20, CORE:3- CLASS: PS, VK>=500V, RCT<=7 OHM, I0<=30mA at VK/2@1000/1 A,STR: 25kA/1SEC, CT TYPE: WOUND TYPE CT, CT SECONDARY TERMINAL ON P2 SIDE. | CT | SWITCHGEAR | PR6B1AA41P12V3V689NN | PRAGATI | - | NA | Nos. |  | Inventory | 33kV CAST RESIN CURRENT TRANSFORMER RATIO : 1000/1-1-1A, CORE:1 -15VA, CLASS: 0.2S, CORE:2- 15VA,CLASS: 5P20, CORE:3- CLASS: PS, VK>=150 V, RCT<=7 OHM, I0<=30mA at VK/2@1000/1 A,STR: 25kA/1SEC, CT TYPE: WOUND TYPE CT, CT SECONDARY TERMINAL ON P2 SIDE.
13323 | 33kV CT, CTR:25/1A-1A, CORE-1: 5VA CL:0.5, CORE-2: 5VA CL:5P10, STR:25kA/1 sec, Wound TYPE, SECONDARY TERMINALS ON: P1 SIDE | CT | SWITCHGEAR | PR6B1AA41P12V3V6NNNN | PRAGATI | - | NA | Nos. |  | Inventory | 33kV CT, CTR:25/1A-1A, CORE-1: 5VA CL:0.5, CORE-2: 5VA CL:5P10, STR:25kA/1 sec, Wound TYPE, SECONDARY TERMINALS ON: P1 SIDE
13324 | 33kV CT, CTR : 200/1-1A, OUTDOOR OIL COOLED CORE 1: 15VA, CLASS: 0.2S, CORE 2: 15VA, CLASS: 0.2S, STR:25KA/1SEC, CT SECONDARY TERMINAL ON P1 SIDE, DEAD TANK TYPE | CT | SWITCHGEAR | PR6B1AA41P22V1V8N111 | PRAGATI | - | NA | Nos. |  | Inventory | 33kV CT, CTR : 200/1-1A, OUTDOOR OIL COOLED CORE 1: 15VA, CLASS: 0.2S, CORE 2: 15VA, CLASS: 0.2S, STR:25KA/1SEC, CT SECONDARY TERMINAL ON P1 SIDE, DEAD TANK TYPE
13325 | 33kV CT, CTR:25/1A-1A, CORE-1: 5VA CL:0.2S, CORE-2: 5VA CL:5P20, STR:25kA/1 sec, Wound TYPE, SECONDARY TERMINALS ON: P2 SIDE | CT | SWITCHGEAR | PR6B1AA41P22V1V8NNNN | PRAGATI | - | NA | Nos. |  | Inventory | 33kV CT, CTR:25/1A-1A, CORE-1: 5VA CL:0.2S, CORE-2: 5VA CL:5P20, STR:25kA/1 sec, Wound TYPE, SECONDARY TERMINALS ON: P2 SIDE
13326 | 33kV CAST RESIN CURRENT TRANSFORMER RATIO : 200/1-1-1A, CORE:1 -15VA, CLASS: 0.5, CORE:2- 15VA,CLASS: 5P20, CORE:3- CLASS: PS, CORE:3-Vk>=300V,RCT<= 3 OHM,Imag<= 30mA @ Vk/2 @200/1A,STR: 25kA/1SEC, CT TYPE: WOUND TYPE CT, CT SECONDARY TERMINAL ON P2 SIDE. | CT | SWITCHGEAR | PR6B1AA41P22V3V8N555 | PRAGATI | 33 | NA | Nos |  | Inventory | 33kV CAST RESIN CURRENT TRANSFORMER RATIO : 200/1-1-1A, CORE:1 -15VA, CLASS: 0.5, CORE:2- 15VA,CLASS: 5P20, CORE:3- CLASS: PS, CORE:3-Vk>=300V,RCT<= 3 OHM,Imag<= 30mA @ Vk/2 @200/1A,STR: 25kA/1SEC, CT TYPE: WOUND TYPE CT, CT SECONDARY TERMINAL ON P2 SIDE.
13327 | 33kV CAST RESIN CURRENT TRANSFORMER RATIO : 120/1-1A, CORE:1 15VA, CLASS: 0.2S, CORE:2 10VA, CLASS: 5 P 20, STR: 25kA/1SEC, CT TYPE: WOUND TYPE CT, CT SECONDARY TERMINAL ON P2 SIDE. | CT | SWITCHGEAR | PR6B1AA41P22V3V8NNN5 | PRAGATI | 33 | NA | Nos |  | Inventory | 33kV CAST RESIN CURRENT TRANSFORMER RATIO : 120/1-1A, CORE:1 15VA, CLASS: 0.2S, CORE:2 10VA, CLASS: 5 P 20, STR: 25kA/1SEC, CT TYPE: WOUND TYPE CT, CT SECONDARY TERMINAL ON P2 SIDE.
13328 | 33kV CAST RESIN CURRENT TRANSFORMER RATIO : 25/1-1A, CORE:1 15VA, CLASS: 0.5, CORE:2 15VA, CLASS: 5 P 20, STR: 25kA/1SEC, CT TYPE: WOUND TYPE CT, CT SECONDARY TERMINAL ON P2 SIDE. | CT | SWITCHGEAR | PR6B1AA41P22Y3Y8NN02 | PRAGATI | 33 | NA | Nos. |  | Inventory | 33kV CAST RESIN CURRENT TRANSFORMER RATIO : 25/1-1A, CORE:1 15VA, CLASS: 0.5, CORE:2 15VA, CLASS: 5 P 20, STR: 25kA/1SEC, CT TYPE: WOUND TYPE CT, CT SECONDARY TERMINAL ON P2 SIDE.
13329 | 33kV CAST RESIN PT RATIO: 33kV/RT3/110V/RT3, OUTDOOR OIL COOLED,CORE 1: 25VA, CLASS: 0.2, FIXED TYPE, VOLTAGE FACTOR 1.2 CONTINOUS & 1.9 FOR 8 HOURS. | CT | SWITCHGEAR | PR6B1AA45P22X3X8N110 | PRAGATI | - | - | Nos. |  | Inventory | 33kV CAST RESIN PT RATIO: 33kV/RT3/110V/RT3, OUTDOOR OIL COOLED,CORE 1: 25VA, CLASS: 0.2, FIXED TYPE, VOLTAGE FACTOR 1.2 CONTINOUS & 1.9 FOR 8 HOURS.
13330 | 33kV CAST RESIN CURRENT TRANSFORMER, CTR : 25/5-5A, CORE 1: 10VA, CLASS: 0.5, CORE 2: 10VA, CLASS: 5P20, STR: 25kA/1 SEC, CT SECONDARY TERMINAL ON P2 SIDE, WOUND TYPE. | CT | SWITCHGEAR | PR6B1AA45P22X3X8NNNN | PRAGATI | - | - | Nos. |  | Inventory | 33kV CAST RESIN CURRENT TRANSFORMER, CTR : 25/5-5A, CORE 1: 10VA, CLASS: 0.5, CORE 2: 10VA, CLASS: 5P20, STR: 25kA/1 SEC, CT SECONDARY TERMINAL ON P2 SIDE, WOUND TYPE.
13331 | 33kV CAST RESIN CURRENT TRANSFORMER, CTR : 30/1-1A, CORE 1: 5VA, CLASS: 0.5, CORE 2: 5VA, CLASS: 5P20, STR: 25kA/1 SEC, CT SECONDARY TERMINAL ON P1 SIDE, WOUND TYPE. | CT | SWITCHGEAR | PR6B1AA51P12V3V8NNNN | PRAGATI | - | - | Nos. |  | Inventory | 33kV CAST RESIN CURRENT TRANSFORMER, CTR : 30/1-1A, CORE 1: 5VA, CLASS: 0.5, CORE 2: 5VA, CLASS: 5P20, STR: 25kA/1 SEC, CT SECONDARY TERMINAL ON P1 SIDE, WOUND TYPE.
13332 | 33kV CT ,CTR:40/1A-1A, CORE-1: 15VA CL:0.2, CORE-2: 15VA CL:5P20, STR:25kA/1 sec, Wound TYPE, SECONDARY TERMINALS ON: P1 SIDE | CT | SWITCHGEAR | PR6B1AA71P12Y2Y8NNNN | PRAGATI | - | NA | Nos. |  | Inventory | 33kV CT ,CTR:40/1A-1A, CORE-1: 15VA CL:0.2, CORE-2: 15VA CL:5P20, STR:25kA/1 sec, Wound TYPE, SECONDARY TERMINALS ON: P1 SIDE
13333 | 33kV CAST RESIN CURRENT TRANSFORMER, CTR : 40/1-1A, CORE 1: 5VA, CLASS: 0.5, CORE 2: 5VA, CLASS: 5P20,STR: 25kA/1 SEC, CT SECONDARY TERMINAL ON P2 SIDE, WOUND TYPE. | CT | SWITCHGEAR | PR6B1AA71P22V3V8N580 | PRAGATI | 33 | NA | Nos. |  | Inventory | 33kV CAST RESIN CURRENT TRANSFORMER, CTR : 40/1-1A, CORE 1: 5VA, CLASS: 0.5, CORE 2: 5VA, CLASS: 5P20,STR: 25kA/1 SEC, CT SECONDARY TERMINAL ON P2 SIDE, WOUND TYPE.
13334 | 33kV CT ,CTR:50/1A, CORE-1: 10VA CL:5P20, STR:25kA/1 sec, Wound TYPE, SECONDARY TERMINALS ON: P1 SIDE | CT | SWITCHGEAR | PR6B1AA91P11X8Y8NNNN | PRAGATI | - | - | Nos. |  | Inventory | 33kV CT ,CTR:50/1A, CORE-1: 10VA CL:5P20, STR:25kA/1 sec, Wound TYPE, SECONDARY TERMINALS ON: P1 SIDE
13335 | 33kV CAST RESIN CURRENT TRANSFORMER RATIO : 50/1-1A, CORE:1 5VA, CLASS: 0.5, CORE:2 5VA, CLASS: 5 P 10, STR: 25kA/1SEC, CT TYPE: WOUND TYPE CT, CT SECONDARY TERMINAL ON P1 SIDE. | CT | SWITCHGEAR | PR6B1AA91P12V3V6NNNN | PRAGATI | - | - | Nos. |  | Inventory | 33kV CAST RESIN CURRENT TRANSFORMER RATIO : 50/1-1A, CORE:1 5VA, CLASS: 0.5, CORE:2 5VA, CLASS: 5 P 10, STR: 25kA/1SEC, CT TYPE: WOUND TYPE CT, CT SECONDARY TERMINAL ON P1 SIDE.
13336 | 33kV CT, CTR:50/1A-1A, CORE-1: 15VA CL:0.5, CORE-2: 15VA CL:5P20, STR:25kA/1 sec, Wound TYPE, INSULATION CLASS F, SECONDARY TERMINALS ON: P1 SIDE. | CT | SWITCHGEAR | PR6B1AA91P12Y3Y8NNNN | PRAGATI | - | NA | Nos. |  | Inventory | 33kV CT, CTR:50/1A-1A, CORE-1: 15VA CL:0.5, CORE-2: 15VA CL:5P20, STR:25kA/1 sec, Wound TYPE, INSULATION CLASS F, SECONDARY TERMINALS ON: P1 SIDE.
13337 | 33kV CT ,CTR:50/1A-1A, CORE-1: 20VA CL:0.5, CORE-2: 20VA CL:5P20, STR:25kA/1 sec, Wound TYPE, SECONDARY TERMINALS ON: P1 SIDE | CT | SWITCHGEAR | PR6B1AA91P12Z3Z8NNNN | PRAGATI | - | - | Nos. |  | Inventory | 33kV CT ,CTR:50/1A-1A, CORE-1: 20VA CL:0.5, CORE-2: 20VA CL:5P20, STR:25kA/1 sec, Wound TYPE, SECONDARY TERMINALS ON: P1 SIDE
13338 | 50/1-1-1 A HSV: 36 kV, IL: 36/70/170 kVp Core1 : 15 VA, Class 0.2S. Core2 : 15 VA, Class 5P20. Core3 : Class 'PS'. ... T. Ratio : 1/50. Vk >= 170 V, Rct = 5 ohms, Ie @ Vk/2 <= 30 mA. STC: 25 kA/1 Sec. Freq: 50 Hz, Insulation Class: B Secondary Terminal On : P1 Side | CT | SWITCHGEAR | PR6B1AA91P13Y1Y8N9NN | PRAGATI | 33 | - | Nos. |  | Inventory | 50/1-1-1 A HSV: 36 kV, IL: 36/70/170 kVp Core1 : 15 VA, Class 0.2S. Core2 : 15 VA, Class 5P20. Core3 : Class 'PS'. ... T. Ratio : 1/50. Vk >= 170 V, Rct = 5 ohms, Ie @ Vk/2 <= 30 mA. STC: 25 kA/1 Sec. Freq: 50 Hz, Insulation Class: B Secondary Terminal On : P1 Side
13339 | 33kV CAST RESIN CURRENT TRANSFORMER RATIO: 50/1A, CORE 1: 15VA, CLASS: 0.2, STR: 25kA/1SEC, CT TYPE: WOUND TYPE CT, INSULATION CLASS: B, CT SECONDARY TERMINAL ON P2 SIDE. | CT | SWITCHGEAR | PR6B1AA91P21Y2NNNNNN | PRAGATI | - | - | Nos. |  | Inventory | 33kV CAST RESIN CURRENT TRANSFORMER RATIO: 50/1A, CORE 1: 15VA, CLASS: 0.2, STR: 25kA/1SEC, CT TYPE: WOUND TYPE CT, INSULATION CLASS: B, CT SECONDARY TERMINAL ON P2 SIDE.
13340 | 33kV CT ,CTR:50/1A-1A, CORE-1: 5VA CL:0.5, CORE-2: 5VA CL:5P10, STR:25kA/1 sec, Wound TYPE, SECONDARY TERMINALS ON: P2 SIDE | CT | SWITCHGEAR | PR6B1AA91P22V3V6NNNN | PRAGATI | - | NA | Nos. |  | Inventory | 33kV CT ,CTR:50/1A-1A, CORE-1: 5VA CL:0.5, CORE-2: 5VA CL:5P10, STR:25kA/1 sec, Wound TYPE, SECONDARY TERMINALS ON: P2 SIDE
13341 | 33kV CT ,CTR:75/1A-1A, CORE-1: 10VA CL:0.5, CORE-2: 10VA CL:5P20, STR:25kA/1 sec, Wound TYPE, SECONDARY TERMINALS ON: P1 SIDE, TYPE-2, | CT | SWITCHGEAR | PR6B1AB51P12X3X8NNNN | PRAGATI | - | NA | Nos. |  | Inventory | 33kV CT ,CTR:75/1A-1A, CORE-1: 10VA CL:0.5, CORE-2: 10VA CL:5P20, STR:25kA/1 sec, Wound TYPE, SECONDARY TERMINALS ON: P1 SIDE, TYPE-2,
13342 | 33kV CT ,CTR:75/1A-1A, CORE-1: 15VA CL:0.2, CORE-2: 15VA CL:5P20, STR:25kA/1 sec, Wound TYPE, SECONDARY TERMINALS ON: P1 SIDE | CT | SWITCHGEAR | PR6B1AB51P12Y2Y8NNNN | PRAGATI | - | NA | Nos. |  | Inventory | 33kV CT ,CTR:75/1A-1A, CORE-1: 15VA CL:0.2, CORE-2: 15VA CL:5P20, STR:25kA/1 sec, Wound TYPE, SECONDARY TERMINALS ON: P1 SIDE
13343 | 33kV CT ,CTR:75/1A-1A, CORE-1: 15VA CL:0.5, CORE-2: 15VA CL:5P20, STR:25kA/1 sec, Wound TYPE, SECONDARY TERMINALS ON: P1 SIDE, PR2227(C), TYPE-2 | CT | SWITCHGEAR | PR6B1AB51P12Y3Y8NNNN | PRAGATI | - | NA | Nos. |  | Inventory | 33kV CT ,CTR:75/1A-1A, CORE-1: 15VA CL:0.5, CORE-2: 15VA CL:5P20, STR:25kA/1 sec, Wound TYPE, SECONDARY TERMINALS ON: P1 SIDE, PR2227(C), TYPE-2
13344 | 33kV CT ,CTR:75/1A-1A, CORE-1: 5VA CL:0.5, CORE-2: 5VA CL:5P10, STR:25kA/1 sec, Wound TYPE, SECONDARY TERMINALS ON: P2 SIDE | CT | SWITCHGEAR | PR6B1AB51P22V3V6NNNN | PRAGATI | - | NA | Nos. |  | Inventory | 33kV CT ,CTR:75/1A-1A, CORE-1: 5VA CL:0.5, CORE-2: 5VA CL:5P10, STR:25kA/1 sec, Wound TYPE, SECONDARY TERMINALS ON: P2 SIDE
13345 | 33kV CT, CTR:75/1A-1A, CORE-1: 15VA CL:0.2s, CORE-2: 15VA CL:5P20, STR:25kA/1 sec, INSULATION CLASS -F Wound TYPE, SECONDARY TERMINALS ON: P2 SIDE. | CT | SWITCHGEAR | PR6B1AB51P22V3V6NNNN-CLASS-F | PRAGATI | - | NA | Nos. |  | Inventory | 33kV CT, CTR:75/1A-1A, CORE-1: 15VA CL:0.2s, CORE-2: 15VA CL:5P20, STR:25kA/1 sec, INSULATION CLASS -F Wound TYPE, SECONDARY TERMINALS ON: P2 SIDE.
13346 | 33kV CAST RESIN CURRENT TRANSFORMER RATIO : 100/1-1A, CORE:1 5VA, CLASS: 0.2S, CORE:2 5VA, CLASS: 5 P 20, STR: 26.3kA/3SEC, CT TYPE: WOUND TYPE CT, CT SECONDARY TERMINAL ON P1 SIDE. | CT | SWITCHGEAR | PR6B1AB51P22V3V6NNNX | PRAGATI | - | NA | Nos. |  | Inventory | 33kV CAST RESIN CURRENT TRANSFORMER RATIO : 100/1-1A, CORE:1 5VA, CLASS: 0.2S, CORE:2 5VA, CLASS: 5 P 20, STR: 26.3kA/3SEC, CT TYPE: WOUND TYPE CT, CT SECONDARY TERMINAL ON P1 SIDE.
13347 | 33kV CAST RESIN CURRENT TRANSFORMER RATIO : 75/1-1A, CORE:1 5VA, CLASS: 0.2S, CORE:2 5VA, CLASS: 5 P 20, STR: 26.3kA/3SEC, CT TYPE: WOUND TYPE CT, CT SECONDARY TERMINAL ON P1 SIDE. | CT | SWITCHGEAR | PR6B1AB51P22V3V6NNNY | PRAGATI | - | NA | Nos. |  | Inventory | 33kV CAST RESIN CURRENT TRANSFORMER RATIO : 75/1-1A, CORE:1 5VA, CLASS: 0.2S, CORE:2 5VA, CLASS: 5 P 20, STR: 26.3kA/3SEC, CT TYPE: WOUND TYPE CT, CT SECONDARY TERMINAL ON P1 SIDE.
13348 | 33kV CAST RESIN CURRENT TRANSFORMER RATIO : 100/1-1A, CORE 1: CLASS: 0.2S,10VA,CORE 2: CLASS: 5P20,10VA, STR: 25kA/1SEC, CT TYPE: WOUND TYPE CT, CT SECONDARY TERMINAL ON P1 SIDE. | CT | SWITCHGEAR | PR6B1AC11P12X1X8NNNN | PRAGATI | - | - | Nos. |  | Inventory | 33kV CAST RESIN CURRENT TRANSFORMER RATIO : 100/1-1A, CORE 1: CLASS: 0.2S,10VA,CORE 2: CLASS: 5P20,10VA, STR: 25kA/1SEC, CT TYPE: WOUND TYPE CT, CT SECONDARY TERMINAL ON P1 SIDE.
13349 | 33kV CT ,CTR:100/1-1A, CORE-1: 10VA CL:0.2, CORE-2: 10VA CL:5P20, STR:25kA/1 sec, Wound TYPE, SECONDARY TERMINALS ON: P1 SIDE | CT | SWITCHGEAR | PR6B1AC11P12X2X8NNNN | PRAGATI | 33 | NA | Nos |  | Inventory | 33kV CT ,CTR:100/1-1A, CORE-1: 10VA CL:0.2, CORE-2: 10VA CL:5P20, STR:25kA/1 sec, Wound TYPE, SECONDARY TERMINALS ON: P1 SIDE
13350 | 33kV CAST RESIN CURRENT TRANSFORMER, CTR : 100/1-1A, CORE 1: 10VA, CLASS: 1.0, CORE 2: 10VA, CLASS: 5P20, STC : 25kA/1SECCT SECONDARY TERMINAL ON P1 SIDE, WOUND TYPE. | CT | SWITCHGEAR | PR6B1AC11P12X5X8N548 | PRAGATI | 33 | NA | Nos |  | Inventory | 33kV CAST RESIN CURRENT TRANSFORMER, CTR : 100/1-1A, CORE 1: 10VA, CLASS: 1.0, CORE 2: 10VA, CLASS: 5P20, STC : 25kA/1SECCT SECONDARY TERMINAL ON P1 SIDE, WOUND TYPE.
13351 | 33kV CAST RESIN CURRENT TRANSFORMER, CTR : 100/5-5 A, CORE 1: 15VA, CLASS: 0.5, CORE 2: 15VA, CLASS: 5P20, STR: 25kA/1 SEC, CT SECONDARY TERMINAL ON P1 SIDE, WOUND TYPE. | CT | SWITCHGEAR | PR6B1AC15P22Y3Y8N568 | PRAGATI | 33 | NA | Nos |  | Inventory | 33kV CAST RESIN CURRENT TRANSFORMER, CTR : 100/5-5 A, CORE 1: 15VA, CLASS: 0.5, CORE 2: 15VA, CLASS: 5P20, STR: 25kA/1 SEC, CT SECONDARY TERMINAL ON P1 SIDE, WOUND TYPE.
13352 | 33kV CT ,CTR:125/1-1A, CORE-1: 10VA CL:0.2, CORE-2: 10VA CL:5P20, STR:25kA/1 sec, Wound TYPE, SECONDARY TERMINALS ON: P1 SIDE | CT | SWITCHGEAR | PR6B1AC21P12X2X8NNNN | PRAGATI | 33 | NA | Nos |  | Inventory | 33kV CT ,CTR:125/1A-1A, CORE-1: 10VA CL:0.2, CORE-2: 10VA CL:5P20, STR:25kA/1 sec, Wound TYPE, SECONDARY TERMINALS ON: P1 SIDE
13353 | 33kV CT ,CTR:125/1A-1A, CORE-1: 10VA CL:0.2s, CORE-2: 10VA CL:5P20, STR:25kA/1 sec, Wound TYPE, SECONDARY TERMINALS ON: P2 SIDE | CT | SWITCHGEAR | PR6B1AC21P22X1X8NNNN | PRAGATI | - | NA | Nos. |  | Inventory | 33kV CT ,CTR:125/1A-1A, CORE-1: 10VA CL:0.2s, CORE-2: 10VA CL:5P20, STR:25kA/1 sec, Wound TYPE, SECONDARY TERMINALS ON: P2 SIDE
13354 | 33kV CAST RESIN CURRENT TRANSFORMER, CTR : 150/1-1 A, CORE 1: 10 VA, CLASS: 0.2, CORE 2: 10 VA, CLASS: 5P20, STR: 25kA/1 SEC, CT SECONDARY TERMINAL ON P1 SIDE, WOUND TYPE CT. | CT | SWITCHGEAR | PR6B1AC31P12X2X8NNNN | PRAGATI | - | - | Nos. |  | Inventory | 33kV CAST RESIN CURRENT TRANSFORMER, CTR : 150/1-1 A, CORE 1: 10 VA, CLASS: 0.2, CORE 2: 10 VA, CLASS: 5P20, STR: 25kA/1 SEC, CT SECONDARY TERMINAL ON P1 SIDE, WOUND TYPE CT.
13355 | 33kV CAST RESIN CURRENT TRANSFORMER RATIO : 400/1-1A, CORE:1 -10VA, CLASS: 0.5S, CORE:2- 10VA, CLASS: 5P20, STR: 25kA/1SEC, CT TYPE: WOUND TYPE CT, CT SECONDARY TERMINAL ON P1 SIDE. | CT | SWITCHGEAR | PR6B1AC31P12X4X8NNN3 | PRAGATI | - | - | Nos. |  | Inventory | 33kV CAST RESIN CURRENT TRANSFORMER RATIO : 400/1-1A, CORE:1 -10VA, CLASS: 0.5S, CORE:2- 10VA, CLASS: 5P20, STR: 25kA/1SEC, CT TYPE: WOUND TYPE CT, CT SECONDARY TERMINAL ON P1 SIDE.
13356 | 33kV CAST RESIN CURRENT TRANSFORMER RATIO : 150/1-1A, CORE:1 10VA, CLASS: 0.5S, CORE:2 10VA, CLASS: 5P20, STR: 25kA/1SEC, CT TYPE: WOUND, INSULATION CLASS-B, CT SECONDARY TERMINAL ON P1 SIDE. | CT | SWITCHGEAR | PR6B1AC31P12X4X8NNNN | PRAGATI | - | - | Nos. |  | Inventory | 33kV CAST RESIN CURRENT TRANSFORMER RATIO : 150/1-1A, CORE:1 10VA, CLASS: 0.5S, CORE:2 10VA, CLASS: 5P20, STR: 25kA/1SEC, CT TYPE: WOUND, INSULATION CLASS-B, CT SECONDARY TERMINAL ON P1 SIDE.
13357 | 33kV CT, CTR:150/1A-1A, CORE-1: 15VA CL:0.5, CORE-2: 15VA CL:5P20, STR:25kA/1 sec, Wound TYPE, SECONDARY TERMINALS ON: P1 SIDE | CT | SWITCHGEAR | PR6B1AC31P12Y3Y8NNNN | PRAGATI | - | NA | Nos. |  | Inventory | 33kV CT, CTR:150/1A-1A, CORE-1: 15VA CL:0.5, CORE-2: 15VA CL:5P20, STR:25kA/1 sec, Wound TYPE, SECONDARY TERMINALS ON: P1 SIDE
13358 | 33kV CT ,CTR:150/1-1A, CORE-1: 10VA CL:0.2S, CORE-2: 10VA CL:5P20, STR:25kA/1 sec, Wound TYPE, SECONDARY TERMINALS ON: P2 SIDE | CT | SWITCHGEAR | PR6B1AC31P22X1X8NNNN | PRAGATI | 33 | NA | Nos |  | Inventory | 33kV CT ,CTR:150/1-1A, CORE-1: 10VA CL:0.2S, CORE-2: 10VA CL:5P20, STR:25kA/1 sec, Wound TYPE, SECONDARY TERMINALS ON: P2 SIDE
13359 | 33kV CAST RESIN CURRENT TRANSFORMER, CTR : 175/1-1-1A, CORE 1: 15VA, CLASS: 0.5S, CORE 2: 15VA, CLASS: 5P20, CORE 3: 15VA, CLASS: 5P20, STR: 25kA/1 SEC, CT SECONDARY TERMINAL ON P1 SIDE, WOUND TYPE, INSULATION CLASS : B | CT | SWITCHGEAR | PR6B1AC41P13Y4Y8Y8NN | PRAGATI | 33 | NA | Nos |  | Inventory | 33kV CAST RESIN CURRENT TRANSFORMER, CTR : 175/1-1-1A, CORE 1: 15VA, CLASS: 0.5S, CORE 2: 15VA, CLASS: 5P20, CORE 3: 15VA, CLASS: 5P20, STR: 25kA/1 SEC, CT SECONDARY TERMINAL ON P1 SIDE, WOUND TYPE, INSULATION CLASS : B
13360 | 33kV CT ,CTR:200/1A-1A, CORE-1: 5VA CL:0.5, CORE-2: 5VA CL:5P20, STR:25kA/1 sec, Wound TYPE, SECONDARY TERMINALS ON: P1 SIDE | CT | SWITCHGEAR | PR6B1AC51P12V3V8NNNN | PRAGATI | - | - | Nos. |  | Inventory | 33kV CT ,CTR:200/1A-1A, CORE-1: 5VA CL:0.5, CORE-2: 5VA CL:5P20, STR:25kA/1 sec, Wound TYPE, SECONDARY TERMINALS ON: P1 SIDE
13361 | 33kV CAST RESIN CURRENT TRANSFORMER RATIO : 200/1-1A, CORE 1: 10VA, CLASS: 0.2S, CORE 2: CLASS: PS, Vk>200V, RCT 10O, Imag=30mA@VK/2, STR: 25kA/1SEC, CT TYPE: WOUND TYPE CT, CT SECONDARY TERMINAL ON P1 SIDE. | CT | SWITCHGEAR | PR6B1AC51P12X1N9NNNN | PRAGATI | - | NA | Nos. |  | Inventory | 33kV CAST RESIN CURRENT TRANSFORMER RATIO : 200/1-1A, CORE 1: 10VA, CLASS: 0.2S, CORE 2: CLASS: PS, Vk>200V, RCT 10O, Imag=30mA@VK/2, STR: 25kA/1SEC, CT TYPE: WOUND TYPE CT, CT SECONDARY TERMINAL ON P1 SIDE.
13362 | 33kV CAST RESIN CURRENT TRANSFORMER RATIO : 200/1-1A, CORE 1: 10VA, CLASS: 0.2S, CORE 2: 10VA, CLASS:5P20, STR: 25kA/1SEC, CT TYPE: WOUND TYPE CT, CT SECONDARY TERMINAL ON P1 SIDE. | CT | SWITCHGEAR | PR6B1AC51P12X1X8NNNN | PRAGATI | - | NA | Nos. |  | Inventory | 33kV CAST RESIN CURRENT TRANSFORMER RATIO : 200/1-1A, CORE 1: 10VA, CLASS: 0.2S, CORE 2: 10VA, CLASS:5P20, STR: 25kA/1SEC, CT TYPE: WOUND TYPE CT, CT SECONDARY TERMINAL ON P1 SIDE.
13363 | 33kV CT ,CTR:200/1A-1A, CORE-1: 10VA CL:0.2, CORE-2: 10VA CL:5P20, STR:25kA/1 sec, Wound TYPE, SECONDARY TERMINALS ON: P1 SIDE | CT | SWITCHGEAR | PR6B1AC51P12X2X8NNNN | PRAGATI | - | NA | Nos. |  | Inventory | 33kV CT ,CTR:200/1A-1A, CORE-1: 10VA CL:0.2, CORE-2: 10VA CL:5P20, STR:25kA/1 sec, Wound TYPE, SECONDARY TERMINALS ON: P1 SIDE
13364 | 33kV CT ,CTR:200/1A-1A, CORE-1: 10VA CL:0.5, CORE-2: 15VA CL:5P20, STR:25kA/1 sec, Wound TYPE, SECONDARY TERMINALS ON: P1 SIDE | CT | SWITCHGEAR | PR6B1AC51P12X3Y8NNNN | PRAGATI | - | - | Nos. |  | Inventory | 33kV CT ,CTR:200/1A-1A, CORE-1: 10VA CL:0.5, CORE-2: 15VA CL:5P20, STR:25kA/1 sec, Wound TYPE, SECONDARY TERMINALS ON: P1 SIDE
13365 | 33kV CAST RESIN CURRENT TRANSFORMER, CTR : 200/1-1-1A, CORE 1: 5VA, CLASS: 0.2S, CORE 2: 5VA, CLASS: 5P20, CORE 3: CLASS: PS, Vk>=180V, RCT<=7 OHM, Imag<=30mA AT VK/2,STR: 25kA/1 SEC, CT SECONDARY TERMINAL ON P1 SIDE, WOUND TYPE, INSULATION CLASS : F | CT | SWITCHGEAR | PR6B1AC51P13V1V8N9NN | PRAGATI | - | - | Nos. |  | Inventory | 33kV CAST RESIN CURRENT TRANSFORMER, CTR : 200/1-1-1A, CORE 1: 5VA, CLASS: 0.2S, CORE 2: 5VA, CLASS: 5P20, CORE 3: CLASS: PS, Vk>=180V, RCT<=7 OHM, Imag<=30mA AT VK/2,STR: 25kA/1 SEC, CT SECONDARY TERMINAL ON P1 SIDE, WOUND TYPE, INSULATION CLASS : F
13366 | 33kV CAST RESIN CURRENT TRANSFORMER RATIO : 200/1-1-1A, CORE:1 5VA, CLASS: 0.2, CORE:2 5VA, CLASS: 5 P 20, CORE 3: CLASS: PS, Vk=350V, RCT<5O, Ie MAX=30mA AT Vk/2, STR: 25kA/1SEC, CT TYPE: WOUND TYPE CT, INSULATION CLASS: B, CT SECONDARY TERMINAL ON P1 SIDE. | CT | SWITCHGEAR | PR6B1AC51P13V2V8N9NN | PRAGATI | - | - | Nos. |  | Inventory | 33kV CAST RESIN CURRENT TRANSFORMER RATIO : 200/1-1-1A, CORE:1 5VA, CLASS: 0.2, CORE:2 5VA, CLASS: 5 P 20, CORE:3 CLASS: PS, STR: 25kA/1SEC, CT TYPE: WOUND TYPE CT, INSULATION CLASS: B, CT SECONDARY TERMINAL ON P1 SIDE.
13367 | 33kV CT ,CTR:200/1A-1A-1A, CORE-1: 5VA CL:0.5, CORE-2: CL:PS, Vk>= 500V, RCT<=5 Ohms, Imag 30mA @ Vk/2,STC ,CORE-3: 5VA CL:5P20, STR:25kA/1 sec, Wound TYPE, SECONDARY TERMINALS ON: P1 SIDE | CT | SWITCHGEAR | PR6B1AC51P13V3N9V8NN | PRAGATI | - | - | Nos. |  | Inventory | 33kV CT ,CTR:200/1A-1A-1A, CORE-1: 5VA CL:0.5, CORE-2: CL:PS, Vk>= 500V, RCT<=5 Ohms, Imag 30mA @ Vk/2,STC ,CORE-3: 5VA CL:5P20, STR:25kA/1 sec, Wound TYPE, SECONDARY TERMINALS ON: P1 SIDE
13368 | 33kV CAST RESIN CURRENT TRANSFORMER RATIO : 200/1-1-1A, CORE 1: 15VA, CLASS: 0.2, CORE 2: 15VA, CLASS: 5 P 20, CORE 3: CLASS: PS, Vk=350V, RCT<5O, Ie MAX=30mA AT Vk/2, STR: 25kA/1SEC, CT TYPE: WOUND TYPE CT, INSULATION CLASS: B, CT SECONDARY TERMINAL ON P1 SIDE. | CT | SWITCHGEAR | PR6B1AC51P13Y2Y8N9NN | PRAGATI | - | - | Nos. |  | Inventory | 33kV CAST RESIN CURRENT TRANSFORMER RATIO : 200/1-1-1A, CORE 1: 15VA, CLASS: 0.2, CORE 2: 15VA, CLASS: 5 P 20, CORE 3: CLASS: PS, Vk=350V, RCT<5O, Ie MAX=30mA AT Vk/2, STR: 25kA/1SEC, CT TYPE: WOUND TYPE CT, INSULATION CLASS: B, CT SECONDARY TERMINAL ON P1 SIDE.
13369 | 33kV CAST RESIN CURRENT TRANSFORMER RATIO : 200/1-1A, CORE 1:0.2S,10VA,CORE 2: CLASS: PS, Vk>200V, RCT 10O, Imag=30mA AT VK/2, STR: 25kA/1SEC, CT TYPE: WOUND TYPE CT, CT SECONDARY TERMINAL ON P2 SIDE. | CT | SWITCHGEAR | PR6B1AC51P22X1N9NNNN | PRAGATI | 33 | NA | Nos |  | Inventory | 33kV CAST RESIN CURRENT TRANSFORMER RATIO : 200/1-1A, CORE 1:0.2S,10VA,CORE 2: CLASS: PS, Vk>200V, RCT 10O, Imag=30mA AT VK/2, STR: 25kA/1SEC, CT TYPE: WOUND TYPE CT, CT SECONDARY TERMINAL ON P2 SIDE.
13370 | 33kV CT ,CTR:220/1A-1A, CORE-1: 5VA CL:0.5, CORE-2: 5VA CL:5P20, STR:25kA/1 sec, Wound TYPE, SECONDARY TERMINALS ON: P1 SIDE | CT | SWITCHGEAR | PR6B1AC61P12V3V8NNNN | PRAGATI | - | - | Nos. |  | Inventory | 33kV CT ,CTR:220/1A-1A, CORE-1: 5VA CL:0.5, CORE-2: 5VA CL:5P20, STR:25kA/1 sec, Wound TYPE, SECONDARY TERMINALS ON: P1 SIDE
13371 | 33kV CT ,CTR:220/1A-1A-1A, CORE-1: 5VA CL:0.5, CORE-2: CL:PS, Vk>= 500V, RCT<=5 Ohms, Imag 30mA @ Vk/2,STC ,CORE-3: 5VA CL:5P20, STR:25kA/1 sec, Wound TYPE, SECONDARY TERMINALS ON: P1 SIDE | CT | SWITCHGEAR | PR6B1AC61P13V3N9V8NN | PRAGATI | - | - | Nos. |  | Inventory | 33kV CT ,CTR:220/1A-1A-1A, CORE-1: 5VA CL:0.5, CORE-2: CL:PS, Vk>= 500V, RCT<=5 Ohms, Imag 30mA @ Vk/2,STC ,CORE-3: 5VA CL:5P20, STR:25kA/1 sec, Wound TYPE, SECONDARY TERMINALS ON: P1 SIDE
13372 | 33kV CAST RESIN CURRENT TRANSFORMER, CTR : 250/1-1 A, CORE 1: 5 VA, CLASS: 0.2S, CORE 2: 5 VA, CLASS: 5P20, STR: 25kA/1 SEC, CT SECONDARY TERMINAL ON P1 SIDE, WOUND TYPE CT. | CT | SWITCHGEAR | PR6B1AC71P12V1V8NNNN | PRAGATI | - | - | Nos. |  | Inventory | 33kV CAST RESIN CURRENT TRANSFORMER, CTR : 250/1-1 A, CORE 1: 5 VA, CLASS: 0.2S, CORE 2: 5 VA, CLASS: 5P20, STR: 25kA/1 SEC, CT SECONDARY TERMINAL ON P1 SIDE, WOUND TYPE CT.
13373 | 33kV CAST RESIN CURRENT TRANSFORMER RATIO : 250/1-1A, CORE 1: 5VA, CLASS: 0.2, CORE 2 CLASS: PS, Vk >= 300 V, Rct @ 75°C <= 5 ohms, Ie @ Vk/2 <= 30 mA. , STR: 25kA/1SEC, CT TYPE: WOUND TYPE CT, CT SECONDARY TERMINAL ON P1 SIDE. | CT | SWITCHGEAR | PR6B1AC71P12V2N9NNNN | PRAGATI | - | - | Nos. |  | Inventory | 33kV CAST RESIN CURRENT TRANSFORMER RATIO : 250/1-1A, CORE 1: 5VA, CLASS: 0.2, CORE 2 CLASS: PS, Vk >= 300 V, Rct @ 75°C <= 5 ohms, Ie @ Vk/2 <= 30 mA. , STR: 25kA/1SEC, CT TYPE: WOUND TYPE CT, CT SECONDARY TERMINAL ON P1 SIDE.
13374 | 33kV CAST RESIN CURRENT TRANSFORMER RATIO : 250/1-1A, CORE 1: 5VA, CLASS: 0.2, CORE 2 CLASS: PS, Vk >= 100 V, Rct @ 75°C <= 5 ohms, Ie @ Vk/2 <= 30 mA. , STR: 25kA/1SEC, CT TYPE: WOUND TYPE CT, CT SECONDARY TERMINAL ON P1 SIDE. | CT | SWITCHGEAR | PR6B1AC71P12V2N9NNNN-100VA | PRAGATI | - | - | Nos. |  | Inventory | 33kV CAST RESIN CURRENT TRANSFORMER RATIO : 250/1-1A, CORE 1: 5VA, CLASS: 0.2, CORE 2 CLASS: PS, Vk >= 100 V, Rct @ 75°C <= 5 ohms, Ie @ Vk/2 <= 30 mA. , STR: 25kA/1SEC, CT TYPE: WOUND TYPE CT, CT SECONDARY TERMINAL ON P1 SIDE.
13375 | 33kV CT ,CTR:250/1A-1A, CORE-1: 10VA CL:0.2, CORE-2: 10VA CL:5P20, STR:25kA/1 sec, Wound TYPE, SECONDARY TERMINALS ON: P1 SIDE | CT | SWITCHGEAR | PR6B1AC71P12X2X8NNNN | PRAGATI | - | - | Nos. |  | Inventory | 33kV CT ,CTR:250/1A-1A, CORE-1: 10VA CL:0.2, CORE-2: 10VA CL:5P20, STR:25kA/1 sec, Wound TYPE, SECONDARY TERMINALS ON: P1 SIDE
13376 | 33kV CAST RESIN CURRENT TRANSFORMER, CTR : 250/1-1A, CORE 1: 10VA, CLASS: 0.5, CORE 2: 10VA, CLASS: 5P20, STR: 25kA/1 SEC, CT SECONDARY TERMINAL ON P1 SIDE, WOUND TYPE. | CT | SWITCHGEAR | PR6B1AC71P12X3X8NNNN | PRAGATI | - | - | Nos. |  | Inventory | 33kV CAST RESIN CURRENT TRANSFORMER, CTR : 250/1-1A, CORE 1: 10VA, CLASS: 0.5, CORE 2: 10VA, CLASS: 5P20, STR: 25kA/1 SEC, CT SECONDARY TERMINAL ON P1 SIDE, WOUND TYPE.
13377 | 33kV CT ,CTR:250/1A-1A, CORE-1: 15VA CL:0.5, CORE-2: 15VA CL:5P20, STR:25kA/1 sec, Wound TYPE, SECONDARY TERMINALS ON: P1 SIDE | CT | SWITCHGEAR | PR6B1AC71P12Y3Y8NNNN | PRAGATI | - | - | Nos. |  | Inventory | 33kV CT ,CTR:250/1A-1A, CORE-1: 15VA CL:0.5, CORE-2: 15VA CL:5P20, STR:25kA/1 sec, Wound TYPE, SECONDARY TERMINALS ON: P1 SIDE
13378 | 33kV CAST RESIN CURRENT TRANSFORMER, CTR: 100/1-1A, CORE 1: 5VA, CLASS: 1, CORE 2: 5VA, CLASS: 5P10, STR: 25kA/1SEC., CT SECONDARY TERMINAL ON P1 SIDE, WOUND TYPE. | PT | SWITCHGEAR | PR6B1AC71P21N9NNNN10 | PRAGATI | - | NA | Nos. |  | Inventory | 33kV CAST RESIN CURRENT TRANSFORMER, CTR: 100/1-1A, CORE 1: 5VA, CLASS: 1, CORE 2: 5VA, CLASS: 5P10, STR: 25kA/1SEC., CT SECONDARY TERMINAL ON P1 SIDE, WOUND TYPE.
13379 | 33kV CT ,CTR:250/1A, CORE-1: CLASS: PS, Vk>200V, RCT 10Ohm, Imag=30mA AT VK/2, STR:25kA/1 sec, Wound TYPE, SECONDARY TERMINALS ON: P2 SIDE | PT | SWITCHGEAR | PR6B1AC71P21N9NNNNNN | PRAGATI | - | NA | Nos. |  | Inventory | 33kV CT ,CTR:250/1A, CORE-1: CLASS: PS, Vk>200V, RCT 10Ohm, Imag=30mA AT VK/2, STR:25kA/1 sec, Wound TYPE, SECONDARY TERMINALS ON: P2 SIDE
13380 | 33kV CT ,CTR:250/1A-1A, CORE-1: 10VA CL:0.2s, CORE-2: 10VA CL:5P20, STR:25kA/1 sec, Wound TYPE, SECONDARY TERMINALS ON: P2 SIDE | PT | SWITCHGEAR | PR6B1AC71P22X1X8NNNN | PRAGATI | - | NA | Nos. |  | Inventory | 33kV CT ,CTR:250/1A-1A, CORE-1: 10VA CL:0.2s, CORE-2: 10VA CL:5P20, STR:25kA/1 sec, Wound TYPE, SECONDARY TERMINALS ON: P2 SIDE
13381 | 33KV CT, CTR:250/1A-1A, CORE-1: 15VA CL:0.2s, CORE - 2: 15VA CL:5P20, STR:25KA/1 SEC, WOUND TYPE, SECONDARY TERMINALS ON: P2 SIDE | CT | SWITCHGEAR | PR6B1AC71P22Y1Y8NNNN | PRAGATI | _ | NA | Nos |  | Inventory | 33KV CT, CTR:250/1A-1A, CORE-1: 15VA CL:0.2s, CORE - 2: 15VA CL:5P20, STR:25KA/1 SEC, WOUND TYPE, SECONDARY TERMINALS ON: P2 SIDE
13382 | 33kV CT ,CTR:250/1-1-1A, CORE-1: 10VA CL:0.2S, CORE-2: 10VA CL:5P20 ,CORE-3: CL:PS T. Ratio : 1/250.Vk >= 40(Rct+1) V, Rct @ 75°C <= 5 ohms, i.e. Vk >= 240 V Ie @ Vk/2 <= 30 mA, STR:25kA/1 sec, Wound TYPE, SECONDARY TERMINALS ON: P2 SIDE | CT | SWITCHGEAR | PR6B1AC71P23X1X8N9NN | PRAGATI | 33 | NA | Nos |  | Inventory | 33kV CT ,CTR:250/1-1-1A, CORE-1: 10VA CL:0.2, CORE-2: 10VA CL:5P20 ,CORE-3: CL:PS T. Ratio : 1/250.Vk >= 40(Rct+1) V, Rct @ 75°C <= 5 ohms, i.e. Vk >= 240 V Ie @ Vk/2 <= 30 mA, STR:25kA/1 sec, Wound TYPE, SECONDARY TERMINALS ON: P2 SIDE
13383 | 33kV CAST RESIN CURRENT TRANSFORMER RATIO : 300/1-1A, CORE:1 10VA, CLASS: 0.2S, CORE:2 CLASS: PS, Vk=300V, RCT<2O, Ie MAX=30mA AT Vk/2, STR: 25kA/1SEC, CT TYPE: WOUND TYPE CT, CT SECONDARY TERMINAL ON P1 SIDE. | CT | SWITCHGEAR | PR6B1AC91P12X1N9NNNN | PRAGATI | - | - | Nos. |  | Inventory | 33kV CAST RESIN CURRENT TRANSFORMER RATIO : 300/1-1A, CORE:1 10VA, CLASS: 0.2S, CORE:2 CLASS: PS, Vk=300V, RCT<2O, Ie MAX=30mA AT Vk/2, STR: 25kA/1SEC, CT TYPE: WOUND TYPE CT, CT SECONDARY TERMINAL ON P1 SIDE.
13384 | 33kV CAST RESIN CURRENT TRANSFORMER RATIO : 300/1-1A, CORE 1: 10VA, CLASS: 0.2S, CORE 2: 10VA, CLASS: 5 P 20, STR: 25kA/1SEC, CT TYPE: WOUND TYPE CT, CT SECONDARY TERMINAL ON P1 SIDE. | CT | SWITCHGEAR | PR6B1AC91P12X1X8NNNN | PRAGATI | - | - | Nos. |  | Inventory | 33kV CAST RESIN CURRENT TRANSFORMER RATIO : 300/1-1A, CORE 1: 10VA, CLASS: 0.2S, CORE 2: 10VA, CLASS: 5 P 20, STR: 25kA/1SEC, CT TYPE: WOUND TYPE CT, CT SECONDARY TERMINAL ON P1 SIDE.
13385 | 33kV CAST RESIN CURRENT TRANSFORMER, CTR : 300/1-1 A, CORE 1: 10 VA, CLASS: 0.2, CORE 2: 10 VA, CLASS: 5P20, STR: 25kA/1 SEC, CT SECONDARY TERMINAL ON P1 SIDE, WOUND TYPE CT. | CT | SWITCHGEAR | PR6B1AC91P12X2X8NNNN | PRAGATI | - | - | Nos. |  | Inventory | 33kV CAST RESIN CURRENT TRANSFORMER, CTR : 300/1-1 A, CORE 1: 10 VA, CLASS: 0.2, CORE 2: 10 VA, CLASS: 5P20, STR: 25kA/1 SEC, CT SECONDARY TERMINAL ON P1 SIDE, WOUND TYPE CT.
13386 | 33kV CAST RESIN CURRENT TRANSFORMER RATIO : 300/1-1A, CORE:1 15VA, CLASS: 0.5, CORE:2 15VA, CLASS: 5P20, STR: 25kA/1SEC, CT TYPE: WOUND TYPE CT, CT SECONDARY TERMINAL ON P1 SIDE. | CT | SWITCHGEAR | PR6B1AC91P12Y3Y8NN01 | PRAGATI | 33 | NA | Nos |  | Inventory | 33kV CAST RESIN CURRENT TRANSFORMER RATIO : 300/1-1A, CORE:1 15VA, CLASS: 0.5, CORE:2 15VA, CLASS: 5P20, STR: 25kA/1SEC, CT TYPE: WOUND TYPE CT, CT SECONDARY TERMINAL ON P1 SIDE.
13387 | 33kV CAST RESIN CURRENT TRANSFORMER, CTR : 300/1-1A, CORE 1: 20VA, CLASS: 0.5, CORE 2:NONE, CLASS:PS , kPV>250V,Imag=30mA@Vk/2 Rct<3ohm, STR: 25kA/1 SEC, CT SECONDARY TERMINAL ON P1 SIDE, WOUND TYPE. | CT | SWITCHGEAR | PR6B1AC91P12Z3N9NNNN | PRAGATI | - | - | Nos. |  | Inventory | 33kV CAST RESIN CURRENT TRANSFORMER, CTR : 300/1-1A, CORE 1: 20VA, CLASS: 0.5, CORE 2:NONE, CLASS:PS , kPV>250V,Imag=30mA@Vk/2 Rct<3ohm, STR: 25kA/1 SEC, CT SECONDARY TERMINAL ON P1 SIDE, WOUND TYPE.
13388 | 33kV CT ,CTR:300/1A-1A, CORE-1: 10VA CL:0.2s, CORE-2: 10VA CL:5P20, STR:25kA/1 sec, Wound TYPE, SECONDARY TERMINALS ON: P2 SIDE | PT | SWITCHGEAR | PR6B1AC91P22X1X8NNNN | PRAGATI | - | NA | Nos. |  | Inventory | 33kV CT ,CTR:300/1A-1A, CORE-1: 10VA CL:0.2s, CORE-2: 10VA CL:5P20, STR:25kA/1 sec, Wound TYPE, SECONDARY TERMINALS ON: P2 SIDE
13389 | 33kV CAST RESIN CURRENT TRANSFORMER, CTR : 300/1-1-1 A, CORE 1: 10 VA, CLASS: 0.2S, CORE 2: 10 VA, CLASS: 5P20, CORE 3 : CLASS PS, STR: 25kA/1 SEC, CT SECONDARY TERMINAL ON P2 SIDE, WOUND TYPE CT | CT | SWITCHGEAR | PR6B1AC91P23X1X8N9NN | PRAGATI | 33 | NA | Nos. |  | Inventory | 33kV CAST RESIN CURRENT TRANSFORMER, CTR : 300/1-1-1 A, CORE 1: 10 VA, CLASS: 0.2S, CORE 2: 10 VA, CLASS: 5P20, CORE 3 : CLASS PS, STR: 25kA/1 SEC, CT SECONDARY TERMINAL ON P2 SIDE, WOUND TYPE CT
13390 | 33kV CAST RESIN CURRENT TRANSFORMER RATIO : 325/1-1A, CORE:1 10VA, CLASS: 0.5, CORE:2 5P20, 10VA, STR: 25kA/1SEC, CT TYPE: WOUND TYPE CT | CT | SWITCHGEAR | PR6B1AD11P12X8X3NNNN | PRAGATI | - | - | Nos. |  | Inventory | 33kV CAST RESIN CURRENT TRANSFORMER RATIO : 325/1-1A, CORE:1 10VA, CLASS: 0.5, CORE:2 5P20, 10VA, STR: 25kA/1SEC, CT TYPE: WOUND TYPE CT
13391 | 33kV CAST RESIN CURRENT TRANSFORMER, CTR : 350/1-1A, CORE 1: 5VA, CLASS: 0.5, CORE 2: 5VA, CLASS: 5P20, STR: 25kA/1 SEC, CT SECONDARY TERMINAL ON P1 SIDE, WOUND TYPE. | CT | SWITCHGEAR | PR6B1AD21P12V3V8N580 | PRAGATI | 33 | - | Nos. |  | Inventory | 33kV CAST RESIN CURRENT TRANSFORMER, CTR : 350/1-1A, CORE 1: 5VA, CLASS: 0.5, CORE 2: 5VA, CLASS: 5P20, STR: 25kA/1 SEC, CT SECONDARY TERMINAL ON P1 SIDE, WOUND TYPE.
13392 | 33kV CAST RESIN CURRENT TRANSFORMER, CTR : 350/1-1 A, CORE 1: 10 VA, CLASS: 0.2, CORE 2: 10 VA, CLASS: 5P20, STR: 25kA/1 SEC,CT SECONDARY TERMINAL ON P1 SIDE, WOUND TYPE CT. | CT | SWITCHGEAR | PR6B1AD21P12X2X8NNNN | PRAGATI | - | - | Nos. |  | Inventory | 33kV CAST RESIN CURRENT TRANSFORMER, CTR : 350/1-1 A, CORE 1: 10 VA, CLASS: 0.2, CORE 2: 10 VA, CLASS: 5P20, STR: 25kA/1 SEC,CT SECONDARY TERMINAL ON P1 SIDE, WOUND TYPE CT.
13393 | 33kV CAST RESIN CURRENT TRANSFORMER RATIO : 350/1-1A, CORE 1: 15VA, CLASS: 0.2, CORE 2: 15VA, CLASS: 5 P 20, STR: 25kA/1SEC, CT TYPE: WOUND TYPE CT, INSULATION CLASS: B, CT SECONDARY TERMINAL ON P1 SIDE. | CT | SWITCHGEAR | PR6B1AD21P12Y2Y8NNNN | PRAGATI | - | - | Nos. |  | Inventory | 33kV CAST RESIN CURRENT TRANSFORMER RATIO : 350/1-1A, CORE 1: 15VA, CLASS: 0.2, CORE 2: 15VA, CLASS: 5 P 20, STR: 25kA/1SEC, CT TYPE: WOUND TYPE CT, INSULATION CLASS: B, CT SECONDARY TERMINAL ON P1 SIDE.
13394 | 33kV CAST RESIN CURRENT TRANSFORMER RATIO : 400/1-1A, CORE 1: 10VA, CLASS: 0.2S, CORE 2: 10VA, CLASS: 5P20, STR: 25kA/1SEC, CT TYPE: WOUND TYPE CT, CT SECONDARY TERMINAL ON P1 SIDE. | CT | SWITCHGEAR | PR6B1AD41P12X1X8NNNN | PRAGATI | 33 | NA | Nos |  | Inventory | 33kV CAST RESIN CURRENT TRANSFORMER RATIO : 400/1-1A, CORE 1: 10VA, CLASS: 0.2S, CORE 2: 10VA, CLASS: 5P20, STR: 25kA/1SEC, CT TYPE: WOUND TYPE CT, CT SECONDARY TERMINAL ON P1 SIDE.
13395 | 33kV CAST RESIN CURRENT TRANSFORMER RATIO : 400/1-1A, CORE:1 10VA, CLASS: 0.5S, CORE:2 10VA, CLASS: 5P20, STR: 25kA/1SEC, CT TYPE: WOUND, INSULATION CLASS-B, CT SECONDARY TERMINAL ON P1 SIDE. | CT | SWITCHGEAR | PR6B1AD41P12X4X8NNNN | PRAGATI | - | - | Nos. |  | Inventory | 33kV CAST RESIN CURRENT TRANSFORMER RATIO : 400/1-1A, CORE:1 10VA, CLASS: 0.5S, CORE:2 10VA, CLASS: 5P20, STR: 25kA/1SEC, CT TYPE: WOUND, INSULATION CLASS-B, CT SECONDARY TERMINAL ON P1 SIDE.
13396 | 33kV CT ,CTR:400/1A-1A, CORE-1: 5VA CL:0.2s, CORE-2: 5VA CL:5P20, STR:25kA/1 sec, Wound TYPE, SECONDARY TERMINALS ON: P2 SIDE | CT | SWITCHGEAR | PR6B1AD41P22V1V8NNNN | PRAGATI | - | - | Nos. |  | Inventory | 33kV CT ,CTR:400/1A-1A, CORE-1: 5VA CL:0.2s, CORE-2: 5VA CL:5P20, STR:25kA/1 sec, Wound TYPE, SECONDARY TERMINALS ON: P2 SIDE
13397 | 33kV CAST RESIN CURRENT TRANSFORMER RATIO : 400/1-1A, CORE 1: 10VA, CLASS: 0.2S, CORE 2: 10VA, CLASS:5P20, STR: 25kA/1SEC, CT TYPE: WOUND TYPE CT, CT SECONDARY TERMINAL ON P2 SIDE. | CT | SWITCHGEAR | PR6B1AD41P22X1X8NNNN | PRAGATI | - | NA | Nos. |  | Inventory | 33kV CAST RESIN CURRENT TRANSFORMER RATIO : 400/1-1A, CORE 1: 10VA, CLASS: 0.2S, CORE 2: 10VA, CLASS:5P20, STR: 25kA/1SEC, CT TYPE: WOUND TYPE CT, CT SECONDARY TERMINAL ON P2 SIDE.
13398 | 33kV CT ,CTR:400/1A-1A, CORE-1: 10VA CL:0.2s, CORE-2: 15VA CL:5P20, STR:25kA/1 sec, Wound TYPE, SECONDARY TERMINALS ON: P2 SIDE | CT | SWITCHGEAR | PR6B1AD41P22X1Y8N9NN | PRAGATI | 33 | NA | Nos |  | Inventory | 33kV CT ,CTR:400/1A-1A, CORE-1: 10VA CL:0.2s, CORE-2: 15VA CL:5P20, STR:25kA/1 sec, Wound TYPE, SECONDARY TERMINALS ON: P2 SIDE
13399 | TRANSFORMER, CTR : 400/5-5-5A, CORE 1: 5VA, CLASS: 0.5, CORE 2: 5VA, CLASS: 5P20, CORE 3 : PS, Vk>=300V, Rct <=10 ohm, Ie@Vk/2=30mASTR: 25kA/1SEC, CT SECONDARY TERMINAL ON P1 SIDE, WOUND TYPE.. | CT | SWITCHGEAR | PR6B1AD45P13V3V8N992 | PRAGATI | - | NA | Nos. |  | Inventory | TRANSFORMER, CTR : 400/5-5-5A, CORE 1: 5VA, CLASS: 0.5, CORE 2: 5VA, CLASS: 5P20, CORE 3 : PS, Vk>=300V, Rct <=10 ohm, Ie@Vk/2=30mASTR: 25kA/1SEC, CT SECONDARY TERMINAL ON P1 SIDE, WOUND TYPE..
13400 | 33kV CT ,CTR:500/1-1A, CORE-1: 10VA CL:0.2, CORE-2: 10VA CL:5P20, STR:25kA/1 sec, Wound TYPE, SECONDARY TERMINALS ON: P2 SIDE | CT | SWITCHGEAR | PR6B1AD81P22X2X8NNNN | PRAGATI | 33 | NA | Nos |  | Inventory | 33kV CT ,CTR:500/1-1A, CORE-1: 10VA CL:0.2, CORE-2: 10VA CL:5P20, STR:25kA/1 sec, Wound TYPE, SECONDARY TERMINALS ON: P2 SIDE
13401 | 33kV CT ,CTR:500/1-1-1A, CORE-1: 10VA CL:0.2S, CORE-2: 10VA CL:5P20 ,CORE-3: CL:PS T. Ratio : 1/500. Vk >= 40(Rct+1) V, Rct @ 75°C <= 5 ohms, i.e. Vk >= 240 V Ie @ Vk/2 <= 30 mA, STR:25kA/1 sec, Wound TYPE, SECONDARY TERMINALS ON: P2 SIDE | CT | SWITCHGEAR | PR6B1AD81P23X1X8N9NN | PRAGATI | 33 | NA | Nos |  | Inventory | 33kV CT ,CTR:500/1A-1A-1A, CORE-1: 10VA CL:0.2, CORE-2: 10VA CL:5P20 ,CORE-3: NONE CL:PS T. Ratio : 1/500. Vk >= 40(Rct+1) V, Rct @ 75°C <= 5 ohms, i.e. Vk >= 240 V Ie @ Vk/2 <= 30 mA, STR:25kA/1 sec, Wound TYPE, SECONDARY TERMINALS ON: P2 SIDE
13402 | 33kV CT ,CTR:550/1A-1A, CORE-1: 5VA CL:0.2s, CORE-2: 5VA CL:5P20, STR:25kA/1 sec, Wound TYPE, SECONDARY TERMINALS ON: P2 SIDE | CT | SWITCHGEAR | PR6B1AD91P22V1V8NNNN | PRAGATI | - | - | Nos. |  | Inventory | 33kV CT ,CTR:550/1A-1A, CORE-1: 5VA CL:0.2s, CORE-2: 5VA CL:5P20, STR:25kA/1 sec, Wound TYPE, SECONDARY TERMINALS ON: P2 SIDE
13403 | 33kV CAST RESIN CURRENT TRANSFORMER, CTR : 600/1-1A, CORE 1: 10VA, CLASS: 0.2, CORE 2: 10VA, CLASS: 0.2, STR: 25kA/1 SEC, CT SECONDARY TERMINAL ON P2 SIDE, WOUND TYPE. | CT | SWITCHGEAR | PR6B1AE11P22X2X2NNNN | PRAGATI | - | - | Nos. |  | Inventory | 33kV CAST RESIN CURRENT TRANSFORMER, CTR : 600/1-1A, CORE 1: 10VA, CLASS: 0.2, CORE 2: 10VA, CLASS: 0.2, STR: 25kA/1 SEC, CT SECONDARY TERMINAL ON P2 SIDE, WOUND TYPE.
13404 | 33kV CAST RESIN CURRENT TRANSFORMER, CTR : 600/1-1A, CORE 1: 20VA, CLASS: 0.5, CORE 2: 15VA, CLASS: 5P20, STR: 25kA/1 SEC, CT SECONDARY TERMINAL ON P2 SIDE, WOUND TYPE. | CT | SWITCHGEAR | PR6B1AE11P22Z3Y8NNNN | PRAGATI | - | - | Nos. |  | Inventory | 33kV CAST RESIN CURRENT TRANSFORMER, CTR : 600/1-1A, CORE 1: 20VA, CLASS: 0.5, CORE 2: 15VA, CLASS: 5P20, STR: 25kA/1 SEC, CT SECONDARY TERMINAL ON P2 SIDE, WOUND TYPE.
13405 | 33kV CAST RESIN CURRENT TRANSFORMER, CTR : 650/1-1-1 A, CORE 1: 10 VA, CLASS: 0.2S, CORE 2: 10 VA, CLASS: 5P20, CORE 3 : CLASS PS, STR: 25kA/1 SEC, CT SECONDARY TERMINAL ON P2 SIDE, WOUND TYPE CT | CT | SWITCHGEAR | PR6B1AE11P23X1X8N9NN | PRAGATI | - | - | Nos. |  | Inventory | 33kV CAST RESIN CURRENT TRANSFORMER, CTR : 650/1-1-1 A, CORE 1: 10 VA, CLASS: 0.2S, CORE 2: 10 VA, CLASS: 5P20, CORE 3 : CLASS PS, STR: 25kA/1 SEC, CT SECONDARY TERMINAL ON P2 SIDE, WOUND TYPE CT
13406 | 33kV CAST RESIN CURRENT TRANSFORMER RATIO : 2100/1-1-1-1A, CORE 1: CLASS: PS, Vk>= 800V, RCT<=9.5OHM, Ie<= 30mA @ Vk/2, CORE 2: 5VA, CLASS: 0.2s,,CORE 3: CLASS: PS, Vk>= 800V, RCT<=9.5OHM, Ie<= 30mA@ Vk/2, CORE 4: 15VA, CLASS: 5P20,STR:25kA/1SEC, CT TYPE:WINDOW TYPE CT, CT SECONDARY TERMINAL ON P2 SIDE. | CT | SWITCHGEAR | PR6B1AE21P12V2X8NN112 | PRAGATI | - | - | Nos. |  | Inventory | 33kV CAST RESIN CURRENT TRANSFORMER RATIO : 2100/1-1-1-1A, CORE 1: CLASS: PS, Vk>= 800V, RCT<=9.5OHM, Ie<= 30mA @ Vk/2, CORE 2: 5VA, CLASS: 0.2s,,CORE 3: CLASS: PS, Vk>= 800V, RCT<=9.5OHM, Ie<= 30mA@ Vk/2, CORE 4: 15VA, CLASS: 5P20,STR:25kA/1SEC, CT TYPE:WINDOW TYPE CT, CT SECONDARY TERMINAL ON P2 SIDE.
13407 | 33kV CAST RESIN CURRENT TRANSFORMER RATIO : 2100/1-1A,CORE 1: CLASS: PS, Vk>= 800V, RCT<=9.5OHM, Ie<= 30mA @ Vk/2, CORE 2: 15VA, CLASS: 5P20, STR:25kA/1SEC, CT TYPE: WINDOW TYPE CT, CT SECONDARY TERMINAL ON P2 SIDE. | CT | SWITCHGEAR | PR6B1AE21P12V2X8NN113 | PRAGATI | - | - | Nos. |  | Inventory | 33kV CAST RESIN CURRENT TRANSFORMER RATIO : 2100/1-1A,CORE 1: CLASS: PS, Vk>= 800V, RCT<=9.5OHM, Ie<= 30mA @ Vk/2, CORE 2: 15VA, CLASS: 5P20, STR:25kA/1SEC, CT TYPE: WINDOW TYPE CT, CT SECONDARY TERMINAL ON P2 SIDE.
13408 | 33kV CT ,CTR:650/1A-1A, CORE-1: 10VA CL:0.2, CORE-2: 10VA CL:5P20, STR:25kA/1 sec, Wound TYPE, SECONDARY TERMINALS ON: P2 SIDE | CT | SWITCHGEAR | PR6B1AE21P22X2X8NNNN | PRAGATI | - | NA | Nos. |  | Inventory | 33kV CT ,CTR:650/1A-1A, CORE-1: 10VA CL:0.2, CORE-2: 10VA CL:5P20, STR:25kA/1 sec, Wound TYPE, SECONDARY TERMINALS ON: P2 SIDE
13409 | 33kV CT, CTR:650/1A-1A, CORE-1: 15VA CL:0.2s, CORE-2: 15VA CL:5P20, STR:25kA/1 sec, Wound TYPE, SECONDARY TERMINALS ON: P2 SIDE | CT | SWITCHGEAR | PR6B1AE21P22Y1Y8NNNN | PRAGATI | - | NA | Nos. |  | Inventory | 33kV CT, CTR:650/1A-1A, CORE-1: 15VA CL:0.2s, CORE-2: 15VA CL:5P20, STR:25kA/1 sec, Wound TYPE, SECONDARY TERMINALS ON: P2 SIDE
13410 | 33kV CT ,CTR:650/1A-1A-1A-1A, CORE-1: 5VA CL:0.5, CORE-2: 5VA CL:5P20, CORE 3: CLASS: PS,Vk/2 >200V,Im<=30mA, CORE 4: CLASS:PS,VK/2 >200V, Im<=30mA,STR:25kA/3 sec, Wound TYPE, SECONDARY TERMINALS ON: P2 SIDE | CT | SWITCHGEAR | PR6B1AE21P24V3V8N9N9 | PRAGATI | - | - | Nos. |  | Inventory | 33kV CT ,CTR:650/1A-1A-1A-1A, CORE-1: 5VA CL:0.5, CORE-2: 5VA CL:5P20, CORE 3: CLASS: PS,Vk/2 >200V,Im<=30mA, CORE 4: CLASS:PS,VK/2 >200V, Im<=30mA,STR:25kA/3 sec, Wound TYPE, SECONDARY TERMINALS ON: P2 SIDE
13411 | 33kV CAST RESIN CURRENT TRANSFORMER, CTR : 700/1-1-1-1A, CORE 1: 5VA, CLASS: 0.2S, CORE 2: 5VA, CLASS: 5P20, CORE 3: CLASS: PS ,Vk>=567V, RCT<7? Im<=40mA at Vk/2, CORE 4: CLASS: PS, Vk>=567V, RCT<7? Im<=40mA at Vk/2, STR: 25kA/1 SEC, CT SECONDARY TERMINAL ON P2 SIDE, WOUND TYPE. | CT | SWITCHGEAR | PR6B1AE31P24V1V8N9N9 | PRAGATI | - | - | Nos. |  | Inventory | 33kV CAST RESIN CURRENT TRANSFORMER, CTR : 700/1-1-1-1A, CORE 1: 5VA, CLASS: 0.2S, CORE 2: 5VA, CLASS: 5P20, CORE 3: CLASS: PS ,Vk>=567V, RCT<7? Im<=40mA at Vk/2, CORE 4: CLASS: PS, Vk>=567V, RCT<7? Im<=40mA at Vk/2, STR: 25kA/1 SEC, CT SECONDARY TERMINAL ON P2 SIDE, WOUND TYPE.
13412 | 33kV CAST RESIN CURRENT TRANSFORMER, CTR : 1000/1-1-1-1A, CORE 1: 5 VA, CLASS: 0.2S, CORE 2: 15 VA, CLASS: 5P20, CORE 3: CLASS: PS Vk>=500V,Rct<=5Ohm@75degC,Ie<=30mA at Vk/2, CORE 4: CLASS: PS Vk>=500V,Rct<=5Ohm@75degC,Ie<=30mA at Vk/2, STR: 25kA/1 SEC, CT SECONDARY TERMINAL ON P2 SIDE, WOUND TYPE CT | CT | SWITCHGEAR | PR6B1AE91P24V1Y8N9N9 | PRAGATI | - | - | Nos. |  | Inventory | 33kV CAST RESIN CURRENT TRANSFORMER, CTR : 1000/1-1-1-1A, CORE 1: 5 VA, CLASS: 0.2S, CORE 2: 15 VA, CLASS: 5P20, CORE 3: CLASS: PS Vk>=500V,Rct<=5Ohm@75degC,Ie<=30mA at Vk/2, CORE 4: CLASS: PS Vk>=500V,Rct<=5Ohm@75degC,Ie<=30mA at Vk/2, STR: 25kA/1 SEC, CT SECONDARY TERMINAL ON P2 SIDE, WOUND TYPE CT
13413 | 33kV CAST RESIN CURRENT TRANSFORMER RATIO : 1000/1-1-1-1A, CORE 1: 15VA, CLASS: 0.2S, CORE 2: 15VA, CLASS: 5 P 20, CORE 3: CLASS: PS, Vk=350V, RCT<5O, Ie MAX=30mA AT Vk/2 CORE 4: CLASS: PS, Vk=350V, RCT<5O, Ie MAX=30mA AT Vk/2, STR: 25kA/1SEC, CT TYPE: WOUND TYPE CT, INSULATION CLASS: E, CT SECONDARY TERMINAL ON P2 SIDE. | CT | SWITCHGEAR | PR6B1AE91P24Y1Y8N9N9 | PRAGATI | - | - | Nos. |  | Inventory | 33kV CAST RESIN CURRENT TRANSFORMER RATIO : 1000/1-1-1-1A, CORE 1: 15VA, CLASS: 0.2S, CORE 2: 15VA, CLASS: 5 P 20, CORE 3: CLASS: PS, Vk=350V, RCT<5O, Ie MAX=30mA AT Vk/2 CORE 4: CLASS: PS, Vk=350V, RCT<5O, Ie MAX=30mA AT Vk/2, STR: 25kA/1SEC, CT TYPE: WOUND TYPE CT, INSULATION CLASS: E, CT SECONDARY TERMINAL ON P2 SIDE.
13414 | 33kV CAST RESIN CURRENT TRANSFORMER RATIO : 1200/1A, CORE 1: 10VA, CLASS: 5P20, STR: 25kA/1SEC, CT TYPE: WOUND TYPE CT, CT SECONDARY TERMINAL ON P2 SIDE. | CT | SWITCHGEAR | PR6B1AF41P21X8NNNNNN | PRAGATI | - | NA | Nos. |  | Inventory | 33kV CAST RESIN CURRENT TRANSFORMER RATIO : 1200/1A, CORE 1: 10VA, CLASS: 5P20, STR: 25kA/1SEC, CT TYPE: WOUND TYPE CT, CT SECONDARY TERMINAL ON P2 SIDE.
13415 | 33kV CAST RESIN CURRENT TRANSFORMER, CTR : 1200/1-1-1-1A, CORE 1: 15VA, CLASS: 0.2, CORE 2: 15VA, CLASS: 5P20,CORE 3: CLASS : PS,Vk = 200 V,Img = 30mA , Vk/2 , RCT = 4 OHM, CORE 4: CLASS : PS,Vk = 200 V,Img = 30mA , Vk/2 , RCT = 4 OHM,STR: 25kA/1 SEC,CT SECONDARY TERMINAL ON P2 SIDE, WOUND TYPE. | CT | SWITCHGEAR | PR6B1AF41P23Y2Y8N9NN | PRAGATI | - | - | Nos. |  | Inventory | 33kV CAST RESIN CURRENT TRANSFORMER, CTR : 1200/1-1-1-1A, CORE 1: 15VA, CLASS: 0.2, CORE 2: 15VA, CLASS: 5P20,CORE 3: CLASS : PS,Vk = 200 V,Img = 30mA , Vk/2 , RCT = 4 OHM, CORE 4: CLASS : PS,Vk = 200 V,Img = 30mA , Vk/2 , RCT = 4 OHM,STR: 25kA/1 SEC,CT SECONDARY TERMINAL ON P2 SIDE, WOUND TYPE.
13416 | 33kV CAST RESIN CURRENT TRANSFORMER RATIO : 1200/1-1-1-1A, CORE 1: 10VA, CLASS: 0.2S, CORE 2: 10VA, CLASS: PS, Vk>500V, RCT 10O, Imag=30mA@VK/2, CORE 3: PS, Vk>500V, RCT 10O, Imag=30mA@VK/2, CORE 4: PS, Vk>500V, RCT 10O, Imag=30mA@VK/2, STR: 25kA/1SEC, CT TYPE: WOUND TYPE CT, CT SECONDARY TERMINAL ON P2 SIDE. | CT | SWITCHGEAR | PR6B1AF41P24X1N9N9N9 | PRAGATI | - | - | Nos. |  | Inventory | 33kV CAST RESIN CURRENT TRANSFORMER RATIO : 1200/1-1-1-1A, CORE 1: 10VA, CLASS: 0.2S, CORE 2: 10VA, CLASS: PS, Vk>500V, RCT 10O, Imag=30mA@VK/2, CORE 3: PS, Vk>500V, RCT 10O, Imag=30mA@VK/2, CORE 4: PS, Vk>500V, RCT 10O, Imag=30mA@VK/2, STR: 25kA/1SEC, CT TYPE: WOUND TYPE CT, CT SECONDARY TERMINAL ON P2 SIDE.
13417 | 33kV CAST RESIN CURRENT TRANSFORMER, CTR : 1250/1-1A, CORE 1: 10VA, CLASS: 0.5, CORE 2: 5VA, CLASS: 5P20, STR: 25kA/1 SEC, CT SECONDARY TERMINAL ON P2 SIDE, WOUND TYPE. | CT | SWITCHGEAR | PR6B1AF51P22V3V8N580 | PRAGATI | 33 | NA | Nos |  | Inventory | 33kV CAST RESIN CURRENT TRANSFORMER, CTR : 1250/1-1A, CORE 1: 10VA, CLASS: 0.5, CORE 2: 5VA, CLASS: 5P20, STR: 25kA/1 SEC, CT SECONDARY TERMINAL ON P2 SIDE, WOUND TYPE.
13418 | 33kV CAST RESIN CURRENT TRANSFORMER RATIO : 1600/1-1A, CORE:1 10VA, CLASS: 0.2S, CORE:2 5P20, 10VA, STR: 25kA/1SEC, CT TYPE: WOUND TYPE CT | CT | SWITCHGEAR | PR6B1AF91P12X1X8NNNN | PRAGATI | - | - | Nos. |  | Inventory | 33kV CAST RESIN CURRENT TRANSFORMER RATIO : 1600/1-1A, CORE:1 10VA, CLASS: 0.2S, CORE:2 5P20, 10VA, STR: 25kA/1SEC, CT TYPE: WOUND TYPE CT
13419 | 33kV CAST RESIN CURRENT TRANSFORMER RATIO : 1600/1-1-1A, CORE:1 10VA, CLASS: 0.2S, CORE:2 5P20, 10VA, CORE:3 5P20, 10VA;STR: 25kA/1SEC, | CT | SWITCHGEAR | PR6B1AF91P13X8X1X8NN | PRAGATI | - | - | Nos. |  | Inventory | 33kV CAST RESIN CURRENT TRANSFORMER RATIO : 1600/1-1-1A, CORE:1 10VA, CLASS: 0.2S, CORE:2 5P20, 10VA, CORE:3 5P20, 10VA;STR: 25kA/1SEC,
13420 | 33kV CAST RESIN CURRENT TRANSFORMER RATIO : 1600/1A-1A-1A-1A,CORE 1: 5VA, CLASS: 0.2S, CORE 2: 5VA, CLASS: 5P20,CORE 3: PS, Vk>400V, RCT __O, Imag=30mA AT VK/2, CORE 4: PS, Vk>400V, RCT __O, Imag=30mA AT VK/2,STR: 25kA/1SEC, CT TYPE: WINDOW TYPE CT, CT SECONDARY ON P2 SIDE | CT | SWITCHGEAR | PR6B1AF91P24V1V8N9N9 | PRAGATI | - | - | Nos. |  | Inventory | 33kV CAST RESIN CURRENT TRANSFORMER RATIO : 1600/1A-1A-1A-1A,CORE 1: 5VA, CLASS: 0.2S, CORE 2: 5VA, CLASS: 5P20,CORE 3: PS, Vk>400V, RCT __O, Imag=30mA AT VK/2, CORE 4: PS, Vk>400V, RCT __O, Imag=30mA AT VK/2,STR: 25kA/1SEC, CT TYPE: WINDOW TYPE CT, CT SECONDARY ON P2 SIDE
13421 | 33kV CAST RESIN CURRENT TRANSFORMER RATIO : 1600/1-1-1-1A, CORE:1 15VA, CLASS: 0.2S, CORE:2 15VA, CLASS: 5 P 20, CORE:3 CLASS:PS Vk >250V,Image < 30mA,AT Vk/2 RCT < 5 OHMS,CORE:4 CLASS:PS Vk >250V,Image < 30mA,AT Vk/2 RCT < 5 OHMS, STR: 25kA/1SEC, CT TYPE: WOUND TYPE CT, CT SECONDARY TERMINAL ON P2 SIDE. | CT | SWITCHGEAR | PR6B1AF91P24Y1Y8N9N9 | PRAGATI | 33 | NA | Nos. |  | Inventory | 33kV CAST RESIN CURRENT TRANSFORMER RATIO : 1600/1-1-1-1A, CORE:1 15VA, CLASS: 0.2S, CORE:2 15VA, CLASS: 5 P 20, CORE:3 CLASS:PS Vk >250V,Image < 30mA,AT Vk/2 RCT < 5 OHMS,CORE:4 CLASS:PS Vk >250V,Image < 30mA,AT Vk/2 RCT < 5 OHMS, STR: 25kA/1SEC, CT TYPE: WOUND TYPE CT, CT SECONDARY TERMINAL ON P2 SIDE.
13422 | 11kV CAST RESIN CURRENT TRANSFORMER, CTR: 800-400/1-1-1A, CORE 1: 10VA, CLASS: 0.5, CORE 2: 20VA,CLASS: 5P20, CORE 3: 15VA,CLASS: 5P20,STR:25KA/3SEC, WOUND TYPE CT, CT SECONDARY TERMINAL ON P2 SIDE. .BIL: 12KV/35KV/95KVP | CT | SWITCHGEAR | PR6B1AH51P12Y3Y8NNN1 | PRAGATI | - | NA | Nos. |  | Inventory | 11kV CAST RESIN CURRENT TRANSFORMER, CTR: 800-400/1-1-1A, CORE 1: 10VA, CLASS: 0.5, CORE 2: 20VA,CLASS: 5P20, CORE 3: 15VA,CLASS: 5P20,STR:25KA/3SEC, WOUND TYPE CT, CT SECONDARY TERMINAL ON P2 SIDE. .BIL: 12KV/35KV/95KVP
13423 | 33kV CAST RESIN CURRENT TRANSFORMER RATIO : 200-400/1-1A, CORE:1 10VA, CLASS: 0.5, CORE:2 5P20, 10VA;STR: 25kA/1SEC, PR-3930(A)-TYPE 2 | CT | SWITCHGEAR | PR6B1AI21P12X8X3NNNN | PRAGATI | 33KV | - | Nos. |  | Inventory | 33kV CAST RESIN CURRENT TRANSFORMER RATIO : 200-400/1-1A, CORE:1 10VA, CLASS: 0.5, CORE:2 5P20, 10VA;STR: 25kA/1SEC, PR-3930(A)-TYPE 2
13424 | 33kV CAST RESIN CURRENT TRANSFORMER RATIO : 300-600/1-1A, CORE 1: 10VA CLASS: 0.5, CORE 2: 10VA CLASS: 5P20,STR: 25kA/1SEC, CT TYPE: WOUND TYPE CT, CT SECONDARY TERMINAL ON P1 SIDE. | CT | SWITCHGEAR | PR6B1AI41P12X3X8NNNN | PRAGATI | - | - | Nos. |  | Inventory | 33kV CAST RESIN CURRENT TRANSFORMER RATIO : 300-600/1-1A, CORE 1: 10VA CLASS: 0.5, CORE 2: 10VA CLASS: 5P20,STR: 25kA/1SEC, CT TYPE: WOUND TYPE CT, CT SECONDARY TERMINAL ON P1 SIDE.
13425 | 33kV CAST RESIN CURRENT TRANSFORMER RATIO : 300-600/1-1A, CORE 1: 5VA CLASS: 0.5, CORE 1: 5VA CLASS: 5P20,STR: 25kA/1SEC, CT TYPE: WOUND TYPE CT, CT SECONDARY TERMINAL ON P2 SIDE. | CT | SWITCHGEAR | PR6B1AI41P22V3V8NNNN | PRAGATI | - | - | Nos. |  | Inventory | 33kV CAST RESIN CURRENT TRANSFORMER RATIO : 300-600/1-1A, CORE 1: 5VA CLASS: 0.5, CORE 1: 5VA CLASS: 5P20,STR: 25kA/1SEC, CT TYPE: WOUND TYPE CT, CT SECONDARY TERMINAL ON P2 SIDE.
13426 | 33kV CAST RESIN CURRENT TRANSFORMER RATIO: 300-600/1-1A, CORE 1: 10 VA CLASS: 0.5, CORE 2: 10 VA CLASS: 5P20, STR: 25kA/1SEC, CT TYPE: WOUND TYPE CT, CT SECONDARY TERMINAL ON P2 SIDE. | CT | SWITCHGEAR | PR6B1AI41P22X3X8NNNN | PRAGATI | - | - | Nos. |  | Inventory | 33kV CAST RESIN CURRENT TRANSFORMER RATIO: 300-600/1-1A, CORE 1: 10 VA CLASS: 0.5, CORE 2: 10 VA CLASS: 5P20, STR: 25kA/1SEC, CT TYPE: WOUND TYPE CT, CT SECONDARY TERMINAL ON P2 SIDE.
13427 | 33kV CAST RESIN CURRENT TRANSFORMER RATIO : 300-600/1-1A, CORE 1: 10VA CLASS: 0.5, CORE 2: 10VA CLASS: 5P20,STR: 25kA/1SEC, CT TYPE: WOUND TYPE CT, CT SECONDARY TERMINAL ON P2 SIDE. | CT | SWITCHGEAR | PR6B1AI41P22Y3Y8NNNN | PRAGATI | - | - | Nos. |  | Inventory | 33kV CAST RESIN CURRENT TRANSFORMER RATIO : 300-600/1-1A, CORE 1: 10VA CLASS: 0.5, CORE 2: 10VA CLASS: 5P20,STR: 25kA/1SEC, CT TYPE: WOUND TYPE CT, CT SECONDARY TERMINAL ON P2 SIDE.
13428 | 33kV CAST RESIN CURRENT TRANSFORMER RATIO: 400-800/1-1-1A, CORE 1: 5VA CLASS: 0.5, CORE 2: 5VA CLASS: 5P20, CORE 3: CLASS: PS, Vk>=100v, RCT@ 75degC<=5O, Ie@Vk/2 <= 30mA, STR: 25kA/1SEC, CT TYPE: WOUND TYPE CT, CT SECONDARY TERMINAL ON P1 SIDE. | CT | SWITCHGEAR | PR6B1AI61P13V3V8N9NN | PRAGATI | - | - | Nos. |  | Inventory | 33kV CAST RESIN CURRENT TRANSFORMER RATIO: 400-800/1-1-1A, CORE 1: 5VA CLASS: 0.5, CORE 2: 5VA CLASS: 5P20, CORE 3: CLASS: PS, Vk>=100v, RCT@ 75degC<=5O, Ie@Vk/2 <= 30mA, STR: 25kA/1SEC, CT TYPE: WOUND TYPE CT, CT SECONDARY TERMINAL ON P1 SIDE.
13429 | 11kV CAST RESIN CURRENT TRANSFORMER, CTR: 1000-800/1-1-1-1A, CORE 1: 10VA, CLASS: 0.2, CORE 2: 10VA,CLASS: 5P20, CORE 3: 20VA,CLASS: 5P20,CORE 4: CLASS: PS, Vk>=150V,RCT<=5 OHM, I0<=30mA @Vk/2 @800/1A;STR:25KA/3SEC, WOUND TYPE CT, CT SECONDARY TERMINAL ON P1 SIDE. .BIL: 12KV/35KV/95KVP | CT | SWITCHGEAR | PR6B1AI61P23X1X8N10NN | PRAGATI | 33 | NA | Nos |  | Inventory | 11kV CAST RESIN CURRENT TRANSFORMER, CTR: 1000-800/1-1-1-1A, CORE 1: 10VA, CLASS: 0.2, CORE 2: 10VA,CLASS: 5P20, CORE 3: 20VA,CLASS: 5P20,CORE 4: CLASS: PS, Vk>=150V,RCT<=5 OHM, I0<=30mA @Vk/2 @800/1A;STR:25KA/3SEC, WOUND TYPE CT, CT SECONDARY TERMINAL ON P1 SIDE. .BIL: 12KV/35KV/95KVP
13430 | 33kV CAST RESIN CURRENT TRANSFORMER RATIO : 400-800/1-1-1A, CORE 1: 10VA, CLASS: 0.2S, CORE 2: 10VA, CLASS: 5 P 20, CORE 3: CLASS: PS, Vk>=800V, RCT<4 OHM, Imag<=30mA AT VK/2, STR: 25kA/1SEC, CT TYPE: WOUND TYPE CT, CT SECONDARY TERMINAL ON P2 SIDE. | CT | SWITCHGEAR | PR6B1AI61P23X1X8N9NN | PRAGATI | - | - | Nos. |  | Inventory | 33kV CAST RESIN CURRENT TRANSFORMER RATIO : 400-800/1-1-1A, CORE 1: 10VA, CLASS: 0.2S, CORE 2: 10VA, CLASS: 5 P 20, CORE 3: CLASS: PS, Vk>=800V, RCT<4 OHM, Imag<=30mA AT VK/2, STR: 25kA/1SEC, CT TYPE: WOUND TYPE CT, CT SECONDARY TERMINAL ON P2 SIDE.
13431 | 33kV CAST RESIN CURRENT TRANSFORMER RATIO : 600-1200/1-1A, CORE 1: 10VA CLASS: 0.5, CORE 2: CLASS: PS,VK>=150V,RCT@75DEGC<=5 OHM,IE<30MA AT Vk/2,STR: 25kA/1SEC, CT TYPE: WOUND TYPE CT, CT SECONDARY TERMINAL ON P1 SIDE. | CT | SWITCHGEAR | PR6B1AI81P12X3N9NNNN | PRAGATI | - | - | Nos. |  | Inventory | 33kV CAST RESIN CURRENT TRANSFORMER RATIO : 600-1200/1-1A, CORE 1: 10VA CLASS: 0.5, CORE 2: CLASS: PS,VK>=150V,RCT@75DEGC<=5 OHM,IE<30MA AT Vk/2,STR: 25kA/1SEC, CT TYPE: WOUND TYPE CT, CT SECONDARY TERMINAL ON P1 SIDE.
13432 | 33kV CAST RESIN CURRENT TRANSFORMER RATIO : 600-1200/1-1A, CORE 1: 10 VA CLASS: 0.5, CORE 2: 10 VA CLASS: 5P20,STR: 25kA/1SEC, CT TYPE: WOUND TYPE CT, CT SECONDARY TERMINAL ON P1 SIDE. | CT | SWITCHGEAR | PR6B1AI81P12X3X8NNNN | PRAGATI | - | - | Nos. |  | Inventory | 33kV CAST RESIN CURRENT TRANSFORMER RATIO : 600-1200/1-1A, CORE 1: 10 VA CLASS: 0.5, CORE 2: 10 VA CLASS: 5P20,STR: 25kA/1SEC, CT TYPE: WOUND TYPE CT, CT SECONDARY TERMINAL ON P1 SIDE.
13433 | 33kV CAST RESIN CURRENT TRANSFORMER RATIO: 600-1200/1-1-1A, CORE 1: 5VA CLASS: 0.5, CORE 2: 5VA CLASS: 5P20, CORE 3: CLASS: PS, Vk>=100v, RCT@ 75degC<=10O, Ie@Vk/2 <= 30mA, STR: 25kA/1SEC, CT TYPE: WOUND TYPE CT, CT SECONDARY TERMINAL ON P1 SIDE. | CT | SWITCHGEAR | PR6B1AI81P13V3V8N9NN | PRAGATI | - | - | Nos. |  | Inventory | 33kV CAST RESIN CURRENT TRANSFORMER RATIO: 600-1200/1-1-1A, CORE 1: 5VA CLASS: 0.5, CORE 2: 5VA CLASS: 5P20, CORE 3: CLASS: PS, Vk>=100v, RCT@ 75degC<=10O, Ie@Vk/2 <= 30mA, STR: 25kA/1SEC, CT TYPE: WOUND TYPE CT, CT SECONDARY TERMINAL ON P1 SIDE.
13434 | 33kV CAST RESIN CURRENT TRANSFORMER RATIO : 600-1200/1-1A, CORE 1: 10 VA CLASS: 0.5, CORE 2: 10 VA CLASS: 5P20,STR: 25kA/1SEC, CT TYPE: WOUND TYPE CT, CT SECONDARY TERMINAL ON P2 SIDE. | CT | SWITCHGEAR | PR6B1AI81P22X3X8NNNN | PRAGATI | - | - | Nos. |  | Inventory | 33kV CAST RESIN CURRENT TRANSFORMER RATIO : 600-1200/1-1A, CORE 1: 10 VA CLASS: 0.5, CORE 2: 10 VA CLASS: 5P20,STR: 25kA/1SEC, CT TYPE: WOUND TYPE CT, CT SECONDARY TERMINAL ON P2 SIDE.
13435 | 33kV CT ,CTR:120/1A-1A, CORE-1: 10VA CL:0.2, CORE-2: 10VA CL:5P20, STR:25kA/1 sec, Wound TYPE, SECONDARY TERMINALS ON: P1 SIDE | CT | SWITCHGEAR | PR6B1AJ31P12X2X8NNNN | PRAGATI | - | NA | Nos. |  | Inventory | 33kV CT ,CTR:120/1A-1A, CORE-1: 10VA CL:0.2, CORE-2: 10VA CL:5P20, STR:25kA/1 sec, Wound TYPE, SECONDARY TERMINALS ON: P1 SIDE
13436 | 33KV CT, CTR:120/1A-1A, CORE-1: 15VA CL:0.2, CORE - 2: 10VA CL:5P20, STR:25KA/1 SEC, WOUND TYPE, SECONDARY TERMINALS ON: P1 SIDE | CT | SWITCHGEAR | PR6B1AJ31P12Y2X8NNNN | PRAGATI | _ | NA | Nos |  | Inventory | 33KV CT, CTR:120/1A-1A, CORE-1: 15VA CL:0.2, CORE - 2: 10VA CL:5P20, STR:25KA/1 SEC, WOUND TYPE, SECONDARY TERMINALS ON: P1 SIDE
13437 | 33KV CT, CTR:120/1A-1A, CORE-1: 15VA CL:0.2, CORE - 2: 15VA CL:5P20, STR:25KA/1 SEC, WOUND TYPE, SECONDARY TERMINALS ON: P1 SIDE | CT | SWITCHGEAR | PR6B1AJ31P12Y2Y8NNNN | PRAGATI | _ | NA | Nos |  | Inventory | 33KV CT, CTR:120/1A-1A, CORE-1: 15VA CL:0.2, CORE - 2: 15VA CL:5P20, STR:25KA/1 SEC, WOUND TYPE, SECONDARY TERMINALS ON: P1 SIDE
13438 | 33kV CAST RESIN CURRENT TRANSFORMER, CTR : 200-250/1-1-1A, CORE 1: 10 VA, CLASS: 0.5, CORE 2: 10 VA, CLASS: 5P20, CORE 3: CLASS: PS, STR: 25kA/1 SEC, CT SECONDARY TERMINAL ON P1 SIDE, WOUND TYPE. | CT | SWITCHGEAR | PR6B1AJ61P13X3X6N9NN | PRAGATI | - | - | Nos. |  | Inventory | 33kV CAST RESIN CURRENT TRANSFORMER, CTR : 200-250/1-1-1A, CORE 1: 10 VA, CLASS: 0.5, CORE 2: 10 VA, CLASS: 5P20, CORE 3: CLASS: PS, STR: 25kA/1 SEC, CT SECONDARY TERMINAL ON P1 SIDE, WOUND TYPE.
13439 | 33kV CAST RESIN CURRENT TRANSFORMER RATIO : 1250-2000/1-1A, CORE 1: 10VA CLASS: 0.5, CORE 2: CLASS:PS,STR: 25kA/1SEC, CT TYPE: WOUND TYPE CT, CT SECONDARY TERMINAL ON P2 SIDE. | CT | SWITCHGEAR | PR6B1AK31P22Y3Y8NNNN | PRAGATI | - | NA | Nos. |  | Inventory | 33kV CAST RESIN CURRENT TRANSFORMER RATIO : 1250-2000/1-1A, CORE 1: 10VA CLASS: 0.5, CORE 2: CLASS:PS,STR: 25kA/1SEC, CT TYPE: WOUND TYPE CT, CT SECONDARY TERMINAL ON P2 SIDE.
13440 | 33kV CAST RESIN CURRENT TRANSFORMER, CTR : 100-120/1-1-1A, CORE 1: 10VA, CLASS: 0.2, CORE 2: 10VA, CLASS: 5P20,CORE 3 : PS.STR: 25kA/1 SEC, INSULATION CLASS: B, CT SECONDARY TERMINAL ON P1 SIDE, WOUND TYPE. | CT | SWITCHGEAR | PR6B1AK71P13X2X8N9NN | PRAGATI | 33 | NA | Nos. |  | Inventory | 33kV CAST RESIN CURRENT TRANSFORMER, CTR : 100-120/1-1-1A, CORE 1: 10VA, CLASS: 0.2, CORE 2: 10VA, CLASS: 5P20,CORE 3 : PS.STR: 25kA/1 SEC, INSULATION CLASS: B, CT SECONDARY TERMINAL ON P1 SIDE, WOUND TYPE.
13441 | 33kV CAST RESIN CURRENT TRANSFORMER, CTR : 300-150/1-1A, CORE 1: 5VA, CLASS: 0.2, CORE 2: 5VA, CLASS: 5P20,STR: 25kA/1 SEC, CT SECONDARY TERMINAL ON P2 SIDE, WOUND TYPE. | CT | SWITCHGEAR | PR6B1AK81P22V2V8NNNN | PRAGATI | - | - | Nos. |  | Inventory | 33kV CAST RESIN CURRENT TRANSFORMER, CTR : 300-150/1-1A, CORE 1: 5VA, CLASS: 0.2, CORE 2: 5VA, CLASS: 5P20,STR: 25kA/1 SEC, CT SECONDARY TERMINAL ON P2 SIDE, WOUND TYPE.
13442 | 33kV CAST RESIN CURRENT TRANSFORMER, CTR: 200-100/1-1A, CORE 1: 15VA, CLASS: 0.5, CORE 2: 15VA, CLASS: 5P10, STR: 25kA/1SEC., CT SECONDARY TERMINAL ON P1 SIDE, WOUND TYPE. | CT | SWITCHGEAR | PR6B1BH91P12Y3Y6NNNN | PRAGATI | - | - | Nos. |  | Inventory | 33kV CAST RESIN CURRENT TRANSFORMER, CTR: 200-100/1-1A, CORE 1: 15VA, CLASS: 0.5, CORE 2: 15VA, CLASS: 5P10, STR: 25kA/1SEC., CT SECONDARY TERMINAL ON P1 SIDE, WOUND TYPE.
13443 | 33kV CAST RESIN CURRENT TRANSFORMER, CTR: 400-600/5-5A, CORE 1: 15VA, CLASS: 0.5, CORE 2: 15VA, CLASS: 5P20, STR: 31.5KA/1SEC, CT SECONDARY TERMINAL ON P1 SIDE, WOUND TYPE. | CT | SWITCHGEAR | PR6B1BH91P12Y3Y6NNNN11 | PRAGATI | - | - | Nos. |  | Inventory | 33kV CAST RESIN CURRENT TRANSFORMER, CTR: 400-600/5-5A, CORE 1: 15VA, CLASS: 0.5, CORE 2: 15VA, CLASS: 5P20, STR: 31.5KA/1SEC, CT SECONDARY TERMINAL ON P1 SIDE, WOUND TYPE.
13444 | 30kV CAST RESIN CURRENT TRANSFORMER RATIO: 1250-2500/1-1A, CORE 1: BURDEN: 10VA CLASS: 0.5, CORE 2: BURDEN: 10VA, CLASS: 5 P 20, STR: 25kA/1SEC, CT TYPE:WINDOW TYPE CT, CT SECONDARY TERMINAL ON P1 SIDE. | CT | SWITCHGEAR | PR6B1BI91P12X3X8N531 | PRAGATI | - | NA | Nos. |  | Inventory | 30kV CAST RESIN CURRENT TRANSFORMER RATIO: 1250-2500/1-1A, CORE 1: BURDEN: 10VA CLASS: 0.5, CORE 2: BURDEN: 10VA, CLASS: 5 P 20, STR: 25kA/1SEC, CT TYPE:WINDOW TYPE CT, CT SECONDARY TERMINAL ON P1 SIDE.
13445 | 33kV CT ,CTR:2100/1A-1A, CORE-1: CL:PS, Vk>=800V, RCT<= 9.5 Ohms, Ie @ Vk/2 <= 30mA., CORE-2: 5VA CL:0.2s, STR:25kA/1 sec, Window TYPE, SECONDARY TERMINALS ON: P2 SIDE | CT | SWITCHGEAR | PR6B1BJ71P22N9V1NNNN | PRAGATI | - | NA | Nos. |  | Inventory | 33kV CT ,CTR:2100/1A-1A, CORE-1: CL:PS, Vk>=800V, RCT<= 9.5 Ohms, Ie @ Vk/2 <= 30mA., CORE-2: 5VA CL:0.2s, STR:25kA/1 sec, Window TYPE, SECONDARY TERMINALS ON: P2 SIDE
13446 | 33kV CT ,CTR:2100/1A-1A, CORE-1: CL:PS, Vk>=800V, RCT<= 9.5 Ohms, Ie @ Vk/2 <= 30mA., CORE-2: 15VA CL:5P20, STR:25kA/1 sec, Window TYPE, SECONDARY TERMINALS ON: P2 SIDE | CT | SWITCHGEAR | PR6B1BJ71P22N9Y8NNNN | PRAGATI | - | NA | Nos. |  | Inventory | 33kV CT ,CTR:2100/1A-1A, CORE-1: CL:PS, Vk>=800V, RCT<= 9.5 Ohms, Ie @ Vk/2 <= 30mA., CORE-2: 15VA CL:5P20, STR:25kA/1 sec, Window TYPE, SECONDARY TERMINALS ON: P2 SIDE
13447 | 33kV CAST RESIN CURRENT TRANSFORMER, CTR : 25/1-1A, CORE 1: 5 VA, CLASS: 0.5, CORE 2: 5 VA, CLASS: 5P20, STR: 25kA/3 SEC, CT SECONDARY TERMINAL ON P2 SIDE, WOUND TYPE CT | CT | SWITCHGEAR | PR6B2AA41P22V3V8NNNN | PRAGATI | 33 | NA | Nos |  | Inventory | 33kV CAST RESIN CURRENT TRANSFORMER, CTR : 25/1-1A, CORE 1: 5 VA, CLASS: 0.5, CORE 2: 5 VA, CLASS: 5P20, STR: 25kA/3 SEC, CT SECONDARY TERMINAL ON P2 SIDE, WOUND TYPE CT
13448 | 33kV CT ,CTR:250/1A-1A, CORE-1: 5VA CL:0.5, CORE-2: 5VA CL:5P20, STR:25kA/3 sec, Wound TYPE, SECONDARY TERMINALS ON: P1 SIDE | CT | SWITCHGEAR | PR6B2AC71P12V3V8NNNN | PRAGATI | - | NA | Nos. |  | Inventory | 33kV CT ,CTR:250/1A-1A, CORE-1: 5VA CL:0.5, CORE-2: 5VA CL:5P20, STR:25kA/3 sec, Wound TYPE, SECONDARY TERMINALS ON: P1 SIDE
13449 | 33kV CT ,CTR:250/1A-1A, CORE-1: 5VA CL:0.5, CORE-2: CLASS: PS,Vk>200V,Im<=30mA,, STR:25kA/3 sec, Wound TYPE, SECONDARY TERMINALS ON: P2 SIDE | CT | SWITCHGEAR | PR6B2AC71P22V3N9NNNN | PRAGATI | - | NA | Nos. |  | Inventory | 33kV CT ,CTR:250/1A-1A, CORE-1: 5VA CL:0.5, CORE-2: CLASS: PS,Vk>200V,Im<=30mA,, STR:25kA/3 sec, Wound TYPE, SECONDARY TERMINALS ON: P2 SIDE
13450 | 33kV CAST RESIN CURRENT TRANSFORMER RATIO: 25/1-1A, CORE 1: 5VA, CLASS: 0.5, CORE 2: 5VA, CLASS: 5P20, STR: 25kA/3SEC, CT TYPE: WOUND TYPE CT, CT SECONDARY TERMINAL ON P2 SIDE. | CT | SWITCHGEAR | PR6B3AA41P22V3V8NNNN | PRAGATI | - | NA | Nos. |  | Inventory | 33kV CAST RESIN CURRENT TRANSFORMER RATIO: 25/1-1A, CORE 1: 5VA, CLASS: 0.5, CORE 2: 5VA, CLASS: 5P20, STR: 25kA/3SEC, CT TYPE: WOUND TYPE CT, CT SECONDARY TERMINAL ON P2 SIDE.
13451 | 33kV CAST RESIN CURRENT TRANSFORMER, CTR : 50/1A-1 A, CORE 1: 7.5 VA, CLASS: 0.2S, CORE 2: 7.5 VA, CLASS: 5P20, STR: 25kA/3 SEC, CT SECONDARY TERMINAL ON P1 SIDE, WOUND TYPE CT | CT | SWITCHGEAR | PR6B3AA91P12W1W8NNNN | PRAGATI | 33 | NA | Nos |  | Inventory | 33kV CAST RESIN CURRENT TRANSFORMER, CTR : 50/1A-1 A, CORE 1: 7.5 VA, CLASS: 0.2S, CORE 2: 7.5 VA, CLASS: 5P20, STR: 25kA/3 SEC, CT SECONDARY TERMINAL ON P1 SIDE, WOUND TYPE CT
13452 | 33kV CT ,CTR:75/1A-1A, CORE-1: 5VA CL:0.5, CORE-2: 5VA CL:5P20, STR:25kA/3 sec, Wound TYPE, SECONDARY TERMINALS ON: P1 SIDE | CT | SWITCHGEAR | PR6B3AB51P12V3V8NNNN | PRAGATI | - | NA | Nos. |  | Inventory | 33kV CT ,CTR:75/1A-1A, CORE-1: 5VA CL:0.5, CORE-2: 5VA CL:5P20, STR:25kA/3 sec, Wound TYPE, SECONDARY TERMINALS ON: P1 SIDE
13453 | 33kV CAST RESIN CURRENT TRANSFORMER RATIO : 75/1-1-1A, CORE 1: 5VA, CLASS: 0.5, CORE 2: 5VA, CLASS: 5P20, CORE 3: CLASS: PS, Vk>= 100V, Rct @ 75°C <= 1.5Ohms, Ie @ Vk/2 <= 30 mA, STR: 25kA/3SEC, CT TYPE: WOUND TYPE CT, CT SECONDARY TERMINAL ON P2 SIDE. | CT | SWITCHGEAR | PR6B3AB51P23V3V8N9NN | PRAGATI | - | NA | Nos. |  | Inventory | 33kV CAST RESIN CURRENT TRANSFORMER RATIO : 75/1-1-1A, CORE 1: 5VA, CLASS: 0.5, CORE 2: 5VA, CLASS: 5P20, CORE 3: CLASS: PS, Vk>= 100V, Rct @ 75°C <= 1.5Ohms, Ie @ Vk/2 <= 30 mA, STR: 25kA/3SEC, CT TYPE: WOUND TYPE CT, CT SECONDARY TERMINAL ON P2 SIDE.
13454 | 33kV CAST RESIN CURRENT TRANSFORMER, CTR: 75/5-5A, CORE 1: 15VA, CLASS: 0.5, CORE 2: 15VA, CLASS: 5P20, STR:25KA/3SEC, CT SECONDARY TERMINAL ON P2 SIDE, WOUND TYPE. | CT | SWITCHGEAR | PR6B3AB55P22Y3Y8NNNN | PRAGATI | - | NA | Nos. |  | Inventory | 33kV CAST RESIN CURRENT TRANSFORMER, CTR: 75/5-5A, CORE 1: 15VA, CLASS: 0.5, CORE 2: 15VA, CLASS: 5P20, STR:25KA/3SEC, CT SECONDARY TERMINAL ON P2 SIDE, WOUND TYPE.
13455 | 33kV CAST RESIN CURRENT TRANSFORMER, CTR : 125/1-1A, CORE 1: 15 VA, CLASS: 0.2, CORE 2: 15 VA, CLASS: 5P10, STR: 25kA/3 SEC, CT SECONDARY TERMINAL ON P2 SIDE, WOUND TYPE. | CT | SWITCHGEAR | PR6B3AC21P22Y2Y6NNNN | PRAGATI | - | - | Nos. |  | Inventory | 33kV CAST RESIN CURRENT TRANSFORMER, CTR : 125/1-1A, CORE 1: 15 VA, CLASS: 0.2, CORE 2: 15 VA, CLASS: 5P10, STR: 25kA/3 SEC, CT SECONDARY TERMINAL ON P2 SIDE, WOUND TYPE.
13456 | 33kV CAST RESIN CURRENT TRANSFORMER RATIO : 150/1-1A, CORE 1: 5VA, CLASS: 0.5, CORE 2: 5VA, CLASS: 5P20, STR: 25kA/3SEC, CT TYPE: WOUND TYPE CT, CT SECONDARY TERMINAL ON P1 SIDE. | CT | SWITCHGEAR | PR6B3AC31P12V3V8NNNN | PRAGATI | - | NA | Nos. |  | Inventory | 33kV CAST RESIN CURRENT TRANSFORMER RATIO : 150/1-1A, CORE 1: 5VA, CLASS: 0.5, CORE 2: 5VA, CLASS: 5P20, STR: 25kA/3SEC, CT TYPE: WOUND TYPE CT, CT SECONDARY TERMINAL ON P1 SIDE.
13457 | 33kV CT ,CTR:150/1A-1A, CORE-1: 15VA CL:0.5s, CORE-2: 15VA CL:5P20, STR:25kA/3 sec, Wound TYPE, SECONDARY TERMINALS ON: P1 SIDE | PT | SWITCHGEAR | PR6B3AC31P12Y4Y8NNNN | PRAGATI | - | NA | Nos. |  | Inventory | 33kV CT ,CTR:150/1A-1A, CORE-1: 15VA CL:0.5s, CORE-2: 15VA CL:5P20, STR:25kA/3 sec, Wound TYPE, SECONDARY TERMINALS ON: P1 SIDE
13458 | 33kV CAST RESIN CURRENT TRANSFORMER RATIO : 150/1-1-1A, CORE 1: 5VA, CLASS: 0.5, CORE 2: 5VA, CLASS: 5P20, CORE 3: CLASS: PS, Vk>= 100V, Rct @ 75°C <= 6ohms, Ie @ Vk/2 <= 30 mA, STR: 25kA/3SEC, CT TYPE: WOUND TYPE CT, CT SECONDARY TERMINAL ON P2 SIDE. | CT | SWITCHGEAR | PR6B3AC31P23V3V8N9NN | PRAGATI | - | NA | Nos. |  | Inventory | 33kV CAST RESIN CURRENT TRANSFORMER RATIO : 150/1-1-1A, CORE 1: 5VA, CLASS: 0.5, CORE 2: 5VA, CLASS: 5P20, CORE 3: CLASS: PS, Vk>= 100V, Rct @ 75°C <= 6ohms, Ie @ Vk/2 <= 30 mA, STR: 25kA/3SEC, CT TYPE: WOUND TYPE CT, CT SECONDARY TERMINAL ON P2 SIDE.
13459 | 33kV CAST RESIN CURRENT TRANSFORMER RATIO : 175/1-1A, CORE:1 10VA, CLASS: 0.2S, CORE:2 15VA, CLASS: 5 P 10, STR: 25kA/3SEC, CT TYPE: WOUND TYPE CT, CT SECONDARY TERMINAL ON P1 SIDE. | CT | SWITCHGEAR | PR6B3AC41P12X1Y6NNNN | PRAGATI | - | - | Nos. |  | Inventory | 33kV CAST RESIN CURRENT TRANSFORMER RATIO : 175/1-1A, CORE:1 10VA, CLASS: 0.2S, CORE:2 15VA, CLASS: 5 P 10, STR: 25kA/3SEC, CT TYPE: WOUND TYPE CT, CT SECONDARY TERMINAL ON P1 SIDE.
13460 | 33kV CAST RESIN CURRENT TRANSFORMER, CTR : 250/1 A, CORE 1: CLASS: PS,Vk>200V, RCT 10Ohm, Imag=30mA AT VK/2, STR: 25kA/1 SEC, CT SECONDARY TERMINAL ON P2 SIDE, WOUND TYPE CT | CT | SWITCHGEAR | PR6B3AC71P12V3V8N1NN | PRAGATI | 33 | NA | Nos |  | Inventory | 33kV CAST RESIN CURRENT TRANSFORMER, CTR : 250/1 A, CORE 1: CLASS: PS,Vk>200V, RCT 10Ohm, Imag=30mA AT VK/2, STR: 25kA/1 SEC, CT SECONDARY TERMINAL ON P2 SIDE, WOUND TYPE CT
13461 | 33KV CT, CTR:250/1A-1A-1A, CORE-1: 15VA CL:0.2s, CORE - 2: 10VA CL:5P20, CORE - 3: Class PS Vk >= 200 V, Rct @ 75°C <= 4 ohms, Ie @ Vk/2 <= 30 mA, STR:25KA/3 SEC, WOUND TYPE, SECONDARY TERMINALS ON: P1 SIDE | CT | SWITCHGEAR | PR6B3AC71P13Y1X8N9NN | PRAGATI | _ | NA | Nos |  | Inventory | 33KV CT, CTR:250/1A-1A-1A, CORE-1: 15VA CL:0.2s, CORE - 2: 10VA CL:5P20, CORE - 3: Class PS Vk >= 200 V, Rct @ 75°C <= 4 ohms, Ie @ Vk/2 <= 30 mA, STR:25KA/3 SEC, WOUND TYPE, SECONDARY TERMINALS ON: P1 SIDE
13462 | 33kV CAST RESIN CURRENT TRANSFORMER RATIO : 275/1-1A, CORE 1: 5VA, CLASS: 0.5, CORE 2: 5VA, CLASS: 5P20, STR: 25kA/3SEC, CT TYPE: WOUND TYPE CT, CT SECONDARY TERMINAL ON P1 SIDE. | CT | SWITCHGEAR | PR6B3AC81P12V3V8NNNN | PRAGATI | - | NA | Nos. |  | Inventory | 33kV CAST RESIN CURRENT TRANSFORMER RATIO : 275/1-1A, CORE 1: 5VA, CLASS: 0.5, CORE 2: 5VA, CLASS: 5P20, STR: 25kA/3SEC, CT TYPE: WOUND TYPE CT, CT SECONDARY TERMINAL ON P1 SIDE.
13463 | 33kV CAST RESIN CURRENT TRANSFORMER RATIO : 275/1-1-1A, CORE 1: 5VA, CLASS: 0.5, CORE 2: 5VA, CLASS: 5P20, CORE 3: CLASS: PS, Vk>= 200V, Rct @ 75°C <= 10 ohms, Ie @ Vk/2 <= 30 mA, STR: 25kA/3SEC, CT TYPE: WOUND TYPE CT, CT SECONDARY TERMINAL ON P2 SIDE. | CT | SWITCHGEAR | PR6B3AC81P23V3V8N9NN | PRAGATI | - | NA | Nos. |  | Inventory | 33kV CAST RESIN CURRENT TRANSFORMER RATIO : 275/1-1-1A, CORE 1: 5VA, CLASS: 0.5, CORE 2: 5VA, CLASS: 5P20, CORE 3: CLASS: PS, Vk>= 200V, Rct @ 75°C <= 10 ohms, Ie @ Vk/2 <= 30 mA, STR: 25kA/3SEC, CT TYPE: WOUND TYPE CT, CT SECONDARY TERMINAL ON P2 SIDE.
13464 | 33kV CAST RESIN CURRENT TRANSFORMER RATIO : 300/1A, CORE 1: 5VA, CLASS: 0.2S, STR: 25kA/3SEC, CT TYPE: WOUND TYPE, CT SECONDARY TERMINAL ON P1 SIDE. | CT | SWITCHGEAR | PR6B3AC91P11V1NNNNNN | PRAGATI | - | - | Nos. |  | Inventory | 33kV CAST RESIN CURRENT TRANSFORMER RATIO : 300/1A, CORE 1: 5VA, CLASS: 0.2S, STR: 25kA/3SEC, CT TYPE: WOUND TYPE, CT SECONDARY TERMINAL ON P1 SIDE.
13465 | 33kV CAST RESIN CURRENT TRANSFORMER, CTR : 300/1-1-1A, CORE 1: 15VA, CLASS: 0.5, CORE 2: 15VA, CLASS: 5P20, CORE 3: CLASS: PS,Vk>=400V, Rct<=4ohm, Iomag<=30mA, at Vk/2, STR:25KA/3SEC, WOUND TYPE CT, INSULATION CLASS: B, CT SECONDARY TERMINAL ON P1 SIDE. | CT | SWITCHGEAR | PR6B3AC91P13Y3Y8N9NN | PRAGATI | - | NA | Nos. |  | Inventory | 33kV CAST RESIN CURRENT TRANSFORMER, CTR : 300/1-1-1A, CORE 1: 15VA, CLASS: 0.5, CORE 2: 15VA, CLASS: 5P20, CORE 3: CLASS: PS,Vk>=400V, Rct<=4ohm, Iomag<=30mA, at Vk/2, STR:25KA/3SEC, WOUND TYPE CT, INSULATION CLASS: B, CT SECONDARY TERMINAL ON P1 SIDE.
13466 | 33kV CAST RESIN CURRENT TRANSFORMER RATIO: 750/1-1-1-1A, CORE 1: 5VA, CLASS: 0.5, CORE 2: 5VA, CLASS: 5P20, CORE 3: CLASS: PS, Vk>= 600V, Rct @ 75°C <= 10 ohms, Ie @ Vk/2 <= 30 mA, CORE 4: CLASS: PS, Vk>= 600V, Rct @ 75°C <= 10 ohms, Ie @ Vk/2 <= 30 mA,STR: 25kA/3SEC, CT TYPE: WOUND TYPE CT, CT SECONDARY TERMINAL ON P2 SIDE. | CT | SWITCHGEAR | PR6B3AE41P24V3V8N9N9 | PRAGATI | - | NA | Nos. |  | Inventory | 33kV CAST RESIN CURRENT TRANSFORMER RATIO: 750/1-1-1-1A, CORE 1: 5VA, CLASS: 0.5, CORE 2: 5VA, CLASS: 5P20, CORE 3: CLASS: PS, Vk>= 600V, Rct @ 75°C <= 10 ohms, Ie @ Vk/2 <= 30 mA, CORE 4: CLASS: PS, Vk>= 600V, Rct @ 75°C <= 10 ohms, Ie @ Vk/2 <= 30 mA,STR: 25kA/3SEC, CT TYPE: WOUND TYPE CT, CT SECONDARY TERMINAL ON P2 SIDE.
13467 | 33kV CAST RESIN CURRENT TRANSFORMER RATIO: 1200/1-1-1-1A, CORE 1: 5VA, CLASS: 0.5, CORE 2: 5VA, CLASS: 5P20, CORE 3: CLASS: PS, Vk>= 600V, Rct @ 75°C <= 12 ohms, Ie @ Vk/2 <= 30 mA, CORE 4: CLASS: PS, Vk>= 600V, Rct @ 75°C <= 12 ohms, Ie @ Vk/2 <= 30 mA,STR: 25kA/3SEC, CT TYPE: WOUND TYPE CT, CT SECONDARY TERMINAL ON P2 SIDE. | CT | SWITCHGEAR | PR6B3AF41P24V3V8N9N9 | PRAGATI | - | NA | Nos. |  | Inventory | 33kV CAST RESIN CURRENT TRANSFORMER RATIO: 1200/1-1-1-1A, CORE 1: 5VA, CLASS: 0.5, CORE 2: 5VA, CLASS: 5P20, CORE 3: CLASS: PS, Vk>= 600V, Rct @ 75°C <= 12 ohms, Ie @ Vk/2 <= 30 mA, CORE 4: CLASS: PS, Vk>= 600V, Rct @ 75°C <= 12 ohms, Ie @ Vk/2 <= 30 mA,STR: 25kA/3SEC, CT TYPE: WOUND TYPE CT, CT SECONDARY TERMINAL ON P2 SIDE.
13468 | 33kV CT ,CTR:600-1200/1A-1A, CORE-1: 5VA CL:0.2s, CORE-2: 5VA CL:0.2s, STR:25kA/3 sec, Wound TYPE, SECONDARY TERMINALS ON: P1 SIDE | CT | SWITCHGEAR | PR6B3AI81P12V1V1NNNN | PRAGATI | 33 | NA | Nos |  | Inventory | 33kV CT ,CTR:600-1200/1A-1A, CORE-1: 5VA CL:0.2s, CORE-2: 5VA CL:0.2s, STR:25kA/3 sec, Wound TYPE, SECONDARY TERMINALS ON: P1 SIDE
13469 | 33kV CT ,CTR:600-1200/1A-1A, CORE-1: 5VA CL:0.2s, CORE-2: 5VA CL:0.2s, STR:25kA/3 sec, Wound TYPE, SECONDARY TERMINALS ON: P1 SIDE; NOTE.:CT MUST BE TESTED AT NABL LAB FOR ACCURACY TEST. | CT | SWITCHGEAR | PR6B3AI81P12V1V1NNNN-NABL | PRAGATI | 33 | NA | Nos |  | Inventory | 33kV CT ,CTR:600-1200/1A-1A, CORE-1: 5VA CL:0.2s, CORE-2: 5VA CL:0.2s, STR:25kA/3 sec, Wound TYPE, SECONDARY TERMINALS ON: P1 SIDE; NOTE.:CT MUST BE TESTED AT NABL LAB FOR ACCURACY TEST.
13470 | 33kV CAST RESIN CURRENT TRANSFORMER, CTR: 500-550/5-5A, CORE 1: 15VA, CLASS: 0.5, CORE 2: 15VA, CLASS: 5P20, STR:25KA/3SEC, CT SECONDARY TERMINAL ON P1 SIDE, WOUND TYPE. | CT | SWITCHGEAR | PR6B3AI95P12Y3Y8N013 | PRAGATI | - | NA | Nos. |  | Inventory | 33kV CAST RESIN CURRENT TRANSFORMER, CTR: 500-550/5-5A, CORE 1: 15VA, CLASS: 0.5, CORE 2: 15VA, CLASS: 5P20, STR:25KA/3SEC, CT SECONDARY TERMINAL ON P1 SIDE, WOUND TYPE.
13471 | 33kV CAST RESIN CURRENT TRANSFORMER, CTR : 75/1-1 A, CORE 1: 15VA, CLASS: 0.2S, CORE 2: 15VA, CLASS: 5P20, STR: 25kA/3 SEC, CT SECONDARY TERMINAL ON P1 SIDE, WOUND TYPE. | CT | SWITCHGEAR | PR6C1AA91P12X3X6N112 | PRAGATI | 33 | NA | Nos |  | Inventory | 33kV CAST RESIN CURRENT TRANSFORMER, CTR : 75/1-1 A, CORE 1: 15VA, CLASS: 0.2S, CORE 2: 15VA, CLASS: 5P20, STR: 25kA/3 SEC, CT SECONDARY TERMINAL ON P1 SIDE, WOUND TYPE.
13472 | 33kV CT ,CTR:50/1A-1A, CORE-1: 10VA CL:0.5, CORE-2: 10VA CL:5P10, STR:26.3kA/1 sec, Wound TYPE, SECONDARY TERMINALS ON: P1 SIDE | CT | SWITCHGEAR | PR6C1AA91P12X3X6NNNN | PRAGATI | 33 | NA | Nos |  | Inventory | 33kV CT ,CTR:50/1A-1A, CORE-1: 10VA CL:0.5, CORE-2: 10VA CL:5P10, STR:26.3kA/1 sec, Wound TYPE, SECONDARY TERMINALS ON: P1 SIDE
13473 | 11kV CAST RESIN CURRENT TRANSFORMER, CTR : 300/5-5A, CORE 1: 15VA, CLASS: 0.5, CORE 2: 15VA, CLASS: 5P10, STR:40kA/1 SEC, CT SECONDARY TERMINAL ON P2 SIDE, WOUND TY | CT | SWITCHGEAR | PR6C1AA91P12X3X6XY99 | PRAGATI | 33 | NA | Nos |  | Inventory | 11kV CAST RESIN CURRENT TRANSFORMER, CTR : 300/5-5A, CORE 1: 15VA, CLASS: 0.5, CORE 2: 15VA, CLASS: 5P10, STR:40kA/1 SEC, CT SECONDARY TERMINAL ON P2 SIDE, WOUND TY
13474 | 11kV CAST RESIN CURRENT TRANSFORMER, CTR : 300/5-5A, CORE 1: 15VA, CLASS: 0.5, CORE 2: 15VA, CLASS: 5P10, STR:40kA/1 SEC, CT SECONDARY TERMINAL ON P2 SIDE, WOUND TY.. | CT | SWITCHGEAR | PR6C1AA91P12X3X6XY99.. | PRAGATI | 33 | NA | Nos |  | Inventory | 11kV CAST RESIN CURRENT TRANSFORMER, CTR : 300/5-5A, CORE 1: 15VA, CLASS: 0.5, CORE 2: 15VA, CLASS: 5P10, STR:40kA/1 SEC, CT SECONDARY TERMINAL ON P2 SIDE, WOUND TY..
13475 | 33kV CT ,CTR:50/1A-1A, CORE-1: 15VA CL:0.5, CORE-2: 15VA CL:5P10, STR:26.3kA/1 sec, Wound TYPE, SECONDARY TERMINALS ON: P2 SIDE | CT | SWITCHGEAR | PR6C1AA91P22Y3Y6NNNN | PRAGATI | - | NA | Nos. |  | Inventory | 33kV CT ,CTR:50/1A-1A, CORE-1: 15VA CL:0.5, CORE-2: 15VA CL:5P10, STR:26.3kA/1 sec, Wound TYPE, SECONDARY TERMINALS ON: P2 SIDE
13476 | 33kV CAST RESIN CURRENT TRANSFORMER, CTR : 33kV CT ,CTR:75/1A-1A, CORE-1: 15VA CL:0.5, CORE-2: 15VA CL:5P20, STR:26.3kA/1 sec, Wound TYPE, SECONDARY TERMINALS ON: P1 SIDE | CT | SWITCHGEAR | PR6C1AB51P12Y3Y8NNNN | PRAGATI | 33 | NA | Nos |  | Inventory | 33kV CAST RESIN CURRENT TRANSFORMER, CTR : 33kV CT ,CTR:75/1A-1A, CORE-1: 15VA CL:0.5, CORE-2: 15VA CL:5P20, STR:26.3kA/1 sec, Wound TYPE, SECONDARY TERMINALS ON: P1 SIDE
13477 | 33kV CT ,CTR:125/1A-1A, CORE-1: 15VA CL:0.5, CORE-2: 15VA CL:5P10, STR:26.3kA/1 sec, Wound TYPE, SECONDARY TERMINALS ON: P2 SIDE | CT | SWITCHGEAR | PR6C1AC21P22Y3Y6NNNN | PRAGATI | - | NA | Nos. |  | Inventory | 33kV CT ,CTR:125/1A-1A, CORE-1: 15VA CL:0.5, CORE-2: 15VA CL:5P10, STR:26.3kA/1 sec, Wound TYPE, SECONDARY TERMINALS ON: P2 SIDE
13478 | 33kV CAST RESIN CURRENT TRANSFORMER, 33kV CT ,CTR:200/1A-1A, CORE-1: 10VA CL:1, CORE-2: 10VA CL:5P10, STR:26.3kA/1 sec, Wound TYPE, SECONDARY TERMINALS ON: P1 SIDE | CT | SWITCHGEAR | PR6C1AC51P12X5X6NNNN | PRAGATI | - | - | Nos. |  | Inventory | 33kV CAST RESIN CURRENT TRANSFORMER, 33kV CT ,CTR:200/1A-1A, CORE-1: 10VA CL:1, CORE-2: 10VA CL:5P10, STR:26.3kA/1 sec, Wound TYPE, SECONDARY TERMINALS ON: P1 SIDE
13479 | 33kV CAST RESIN CURRENT TRANSFORMER, CTR:200/1A-1A-1A, CORE-1: 15VA CL:0.5s, CORE-2: 15VA CL:5P20 ,CORE-3: 15VA CL:5P20, STR:26.3kA/1 sec, Wound TYPE, SECONDARY TERMINALS ON: P1 SIDE | CT | SWITCHGEAR | PR6C1AC51P13Y4Y8Y8NN | PRAGATI | - | - | Nos. |  | Inventory | 33kV CAST RESIN CURRENT TRANSFORMER, CTR:200/1A-1A-1A, CORE-1: 15VA CL:0.5s, CORE-2: 15VA CL:5P20 ,CORE-3: 15VA CL:5P20, STR:26.3kA/1 sec, Wound TYPE, SECONDARY TERMINALS ON: P1 SIDE
13480 | 33kV CAST RESIN CURRENT TRANSFORMER, CTR : 250/1-1A, CORE 1: 10 VA, CLASS: 0.5, CORE 2: 10 VA, CLASS: 5P10, STR: 26.3kA/1 SEC, CT SECONDARY TERMINAL ON P2 SIDE, WOUND TYPE. | CT | SWITCHGEAR | PR6C1AC71P22X3X6NNNN | PRAGATI | - | - | Nos. |  | Inventory | 33kV CAST RESIN CURRENT TRANSFORMER, CTR : 250/1-1A, CORE 1: 10 VA, CLASS: 0.5, CORE 2: 10 VA, CLASS: 5P10, STR: 26.3kA/1 SEC, CT SECONDARY TERMINAL ON P2 SIDE, WOUND TYPE.
13481 | 33kV CT ,CTR:400/1A-1A, CORE-1: 10VA CL:0.2s, CORE-2: 15VA CL:5P20, STR:26.3kA/1 sec, Wound TYPE, SECONDARY TERMINALS ON: P2 SIDE | CT | SWITCHGEAR | PR6C1AD41P22X1Y8NNNN | PRAGATI | - | NA | Nos. |  | Inventory | 33kV CT ,CTR:400/1A-1A, CORE-1: 10VA CL:0.2s, CORE-2: 15VA CL:5P20, STR:26.3kA/1 sec, Wound TYPE, SECONDARY TERMINALS ON: P2 SIDE
13482 | 33kV CT ,CTR:500/1A-1A-1A, CORE-1: 15VA CL:0.2s, CORE-2: 15VA CL:5P10 ,CORE-3: 15VA CL:5P10, STR:26.3kA/1 sec, Wound TYPE, SECONDARY TERMINALS ON: P1 SIDE | CT | SWITCHGEAR | PR6C1AD81P13Y1Y6Y6NN | PRAGATI | - | NA | Nos. |  | Inventory | 33kV CT ,CTR:500/1A-1A-1A, CORE-1: 15VA CL:0.2s, CORE-2: 15VA CL:5P10 ,CORE-3: 15VA CL:5P10, STR:26.3kA/1 sec, Wound TYPE, SECONDARY TERMINALS ON: P1 SIDE
13483 | 33kV CAST RESIN CURRENT TRANSFORMER RATIO : 400-200/1-1-1A, CORE:1 15VA, CLASS: 0.5, CORE:2 15VA, CLASS: 5P10, CORE:3 , CLASS: PS,Vk>=200V;RCT<=5 OHM @75degreeC, Ie<=30mA AT VK/2 @200/1A, STR: 26.3kA/1SEC, CT TYPE: WOUND TYPE CT, CT SECONDARY TERMINAL ON P2 SIDE. | CT | SWITCHGEAR | PR6C1AI21P23Y3Y6N9NN | PRAGATI | 33 | NA | Nos |  | Inventory | 33kV CAST RESIN CURRENT TRANSFORMER RATIO : 400-200/1-1-1A, CORE:1 15VA, CLASS: 0.5, CORE:2 15VA, CLASS: 5P10, CORE:3 , CLASS: PS,Vk>=200V;RCT<=5 OHM @75degreeC, Ie<=30mA AT VK/2 @200/1A, STR: 26.3kA/1SEC, CT TYPE: WOUND TYPE CT, CT SECONDARY TERMINAL ON P2 SIDE.
13484 | 33kV CAST RESIN CURRENT TRANSFORMER RATIO : 120/1-1A, CORE:1 5VA, CLASS: 0.5, CORE:2 5VA, CLASS: 5 P 10, STR: 26.3kA/1SEC, CT TYPE: WOUND TYPE CT, CT SECONDARY TERMINAL ON P1 SIDE. | CT | SWITCHGEAR | PR6C1AJ31P12V3V6NNNN | PRAGATI | - | - | Nos. |  | Inventory | 33kV CAST RESIN CURRENT TRANSFORMER RATIO : 120/1-1A, CORE:1 5VA, CLASS: 0.5, CORE:2 5VA, CLASS: 5 P 10, STR: 26.3kA/1SEC, CT TYPE: WOUND TYPE CT, CT SECONDARY TERMINAL ON P1 SIDE.
13485 | 33kV CAST RESIN CURRENT TRANSFORMER RATIO : 120/1-1A, CORE:1 15VA, CLASS: 0.5, CORE:2 15VA, CLASS: 5 P 20, STR: 26.3kA/1SEC, CT TYPE: WOUND TYPE CT, CT SECONDARY TERMINAL ON P1 SIDE. | CT | SWITCHGEAR | PR6C1AJ31P12Y3Y8NNNN | PRAGATI | - | - | Nos. |  | Inventory | 33kV CAST RESIN CURRENT TRANSFORMER RATIO : 120/1-1A, CORE:1 15VA, CLASS: 0.5, CORE:2 15VA, CLASS: 5 P 20, STR: 26.3kA/1SEC, CT TYPE: WOUND TYPE CT, CT SECONDARY TERMINAL ON P1 SIDE.
13486 | 33kV CT ,CTR:125-250/1A-1A, CORE-1: 15VA CL:0.5, CORE-2: 15VA CL:5P10, STR:26.3kA/1 sec, Wound TYPE, SECONDARY TERMINALS ON: P2 SIDE | CT | SWITCHGEAR | PR6C1AL31P22Y3Y6NNNN | PRAGATI | - | NA | Nos. |  | Inventory | 33kV CT ,CTR:125-250/1A-1A, CORE-1: 15VA CL:0.5, CORE-2: 15VA CL:5P10, STR:26.3kA/1 sec, Wound TYPE, SECONDARY TERMINALS ON: P2 SIDE
13487 | 33kV CT ,CTR:125-250/1A-1A-1A, CORE-1: 15VA CL:0.5, CORE-2: 15VA CL:5P10 ,CORE-3: CL:PS , VK>=100 V, RCT<=3 OHM, I0<=30 mA at VK/2@125/1 A STR:26.3kA/1 sec, Wound TYPE, SECONDARY TERMINALS ON: P2 SIDE | CT | SWITCHGEAR | PR6C1AL31P23Y3Y6N9NN | PRAGATI | - | NA | Nos. |  | Inventory | 33kV CT ,CTR:125-250/1A-1A-1A, CORE-1: 15VA CL:0.5, CORE-2: 15VA CL:5P10 ,CORE-3: CL:PS , VK>=100 V, RCT<=3 OHM, I0<=30 mA at VK/2@125/1 A STR:26.3kA/1 sec, Wound TYPE, SECONDARY TERMINALS ON: P2 SIDE
13488 | 33kV CT ,CTR:2500-1250/1A-1A-1A, CORE-1: 15VA CL:0.2s, CORE-2: 15VA CL:5P20,CORE-3: CL:PS, Vk>=250V,RCT<=5 OHM,I0<=30mA AT Vk/2 @1250/1A;, STR:26.3kA/1 sec, WINDOW TYPE, SECONDARY TERMINALS ON: P1 SIDE | CT | SWITCHGEAR | PR6C1BI91P13Y1Y8N9NN | PRAGATI | 33 | NA | Nos |  | Inventory | 33kV CT ,CTR:2500-1250/1A-1A-1A, CORE-1: 15VA CL:0.2s, CORE-2: 15VA CL:5P20,CORE-3: CL:PS, Vk>=250V,RCT<=5 OHM,I0<=30mA AT Vk/2 @1250/1A;, STR:26.3kA/1 sec, WINDOW TYPE, SECONDARY TERMINALS ON: P1 SIDE
13489 | 4.16kV CAST RESIN CURRENT TRANSFORMER, CTR : 600/1-1-1A, CORE 1: 15VA, CLASS: 1.0, CORE 2: PS Vk=80V,Im @Vk/2<=40mA, RCT<=4.3 ohms , CORE 3: 15VA, CLASS: 1.0 CT SECONDARY TERMINAL ON P1 SIDE, WOUND TYPE, STR:31.5kA/1SEC, Frequency : 60Hz | CT | SWITCHGEAR | PR6C1BI91P13Y1ZX8N000 | PRAGATI | 4 | NA | Nos |  | Inventory | 4.16kV CAST RESIN CURRENT TRANSFORMER, CTR : 600/1-1-1A, CORE 1: 15VA, CLASS: 1.0, CORE 2: PS Vk=80V,Im @Vk/2<=40mA, RCT<=4.3 ohms , CORE 3: 15VA, CLASS: 1.0 CT SECONDARY TERMINAL ON P1 SIDE, WOUND TYPE, STR:31.5kA/1SEC, Frequency : 60Hz
13490 | 4.16kV CAST RESIN CURRENT TRANSFORMER, CTR : 600/1A, CORE 1: CLASS: PS, Vk=80V,Im @Vk/2<=40mA, RCT<=4.3 ohms , BAR TYPE. STR : 31.5kA/1SEC, SEC ON P1 SIDE Frequency : 60Hz | CT | SWITCHGEAR | PR6C1BI91P13Y1ZX8N001 | PRAGATI | 4 | NA | Nos |  | Inventory | 4.16kV CAST RESIN CURRENT TRANSFORMER, CTR : 600/1A, CORE 1: CLASS: PS, Vk=80V,Im @Vk/2<=40mA, RCT<=4.3 ohms , BAR TYPE. STR : 31.5kA/1SEC, SEC ON P1 SIDE Frequency : 60Hz
13491 | "33kV CAST RESIN CURRENT TRANSFORMER, CTR: 1400-1600/1-1-1-1A, CORE 1: 15VA, CLASS: 0.2, CORE 2: CLASS: Vk>= 196 V,Rct @ 75°C <= 10 ohms, Ie @ Vk/2 <= 30 mA, CORE 3: CLASS:Vk>= 196 V,Rct @ 75°C <= 10 ohms, Ie @ Vk/2 <= 30 mA, CORE 4: 15VA, CLASS: 5P20, STR:25KA/3SEC, CT SECONDARY TERMINAL ON P1 SIDE, WOUND TYPE. " | CT | SWITCHGEAR | PR6C1BI91P13Y1ZX8N002 | PRAGATI | 33 | NA | Nos |  | Inventory | "33kV CAST RESIN CURRENT TRANSFORMER, CTR: 1400-1600/1-1-1-1A, CORE 1: 15VA, CLASS: 0.2, CORE 2: CLASS: Vk>= 196 V,Rct @ 75°C <= 10 ohms, Ie @ Vk/2 <= 30 mA, CORE 3: CLASS:Vk>= 196 V,Rct @ 75°C <= 10 ohms, Ie @ Vk/2 <= 30 mA, CORE 4: 15VA, CLASS: 5P20, STR:25KA/3SEC, CT SECONDARY TERMINAL ON P1 SIDE, WOUND TYPE. "
13492 | 33kV CAST RESIN CURRENT TRANSFORMER, CTR: 30-20/5-5A, CORE 1: 15VA, CLASS: 0.5, CORE 2: 15VA, CLASS: 5P20, STR:25KA/3SEC, CT SECONDARY TERMINAL ON P2 SIDE, WOUND TYPE. | CT | SWITCHGEAR | PR6C1BI91P13Y1ZX8N003 | PRAGATI | 33 | NA | Nos |  | Inventory | 33kV CAST RESIN CURRENT TRANSFORMER, CTR: 30-20/5-5A, CORE 1: 15VA, CLASS: 0.5, CORE 2: 15VA, CLASS: 5P20, STR:25KA/3SEC, CT SECONDARY TERMINAL ON P2 SIDE, WOUND TYPE.
13493 | 33kV CAST RESIN CURRENT TRANSFORMER, CTR: 500-550/5-5A, CORE 1: 15VA, CLASS: 0.5, CORE 2: 15VA, CLASS: 5P20, STR:25KA/3SEC, CT SECONDARY TERMINAL ON P1 SIDE, WOUND TYPE. | CT | SWITCHGEAR | PR6C1BI91P13Y1ZX8N004 | PRAGATI | 33 | NA | Nos |  | Inventory | 33kV CAST RESIN CURRENT TRANSFORMER, CTR: 500-550/5-5A, CORE 1: 15VA, CLASS: 0.5, CORE 2: 15VA, CLASS: 5P20, STR:25KA/3SEC, CT SECONDARY TERMINAL ON P1 SIDE, WOUND TYPE.
13494 | 33kV CAST RESIN CURRENT TRANSFORMER RATIO : 300/1-1A, CORE:1 5VA, CLASS: 0.5, CORE:2 10 VA, CLASS: 5 P 20, STR: 25kA/1SEC, CT TYPE: WOUND TYPE CT, INSULATION CLASS: B, CT SECONDARY TERMINAL ON P1 SIDE. | CT | SWITCHGEAR | PR6C1BI91P13Y1ZX8N005 | PRAGATI | 33 | NA | Nos |  | Inventory | 33kV CAST RESIN CURRENT TRANSFORMER RATIO : 300/1-1A, CORE:1 5VA, CLASS: 0.5, CORE:2 10 VA, CLASS: 5 P 20, STR: 25kA/1SEC, CT TYPE: WOUND TYPE CT, INSULATION CLASS: B, CT SECONDARY TERMINAL ON P1 SIDE.
13495 | 33kV CAST RESIN CURRENT TRANSFORMER RATIO : 500/1-1A, CORE 1: 5VA, CLASS: 0.2S, CORE 2: 10VA, CLASS: 5 P 20, STR: 25kA/1SEC, CT TYPE: WOUND TYPE CT, INSULATION CLASS: B, CT SECONDARY TERMINAL ON P2 SIDE. | CT | SWITCHGEAR | PR6C1BI91P13Y1ZX8N006 | PRAGATI | 33 | NA | Nos |  | Inventory | 33kV CAST RESIN CURRENT TRANSFORMER RATIO : 500/1-1A, CORE 1: 5VA, CLASS: 0.2S, CORE 2: 10VA, CLASS: 5 P 20, STR: 25kA/1SEC, CT TYPE: WOUND TYPE CT, INSULATION CLASS: B, CT SECONDARY TERMINAL ON P2 SIDE.
13496 | 33kV CAST RESIN CURRENT TRANSFORMER RATIO : 300/1-1A, CORE 1: 5VA, CLASS: 0.2S, CORE 2: 10VA, CLASS: 5 P 20, STR: 25kA/1SEC, CT TYPE: WOUND TYPE CT, INSULATION CLASS: B, CT SECONDARY TERMINAL ON P1 SIDE. | CT | SWITCHGEAR | PR6C1BI91P13Y1ZX8N007 | PRAGATI | 33 | NA | Nos |  | Inventory | 33kV CAST RESIN CURRENT TRANSFORMER RATIO : 300/1-1A, CORE 1: 5VA, CLASS: 0.2S, CORE 2: 10VA, CLASS: 5 P 20, STR: 25kA/1SEC, CT TYPE: WOUND TYPE CT, INSULATION CLASS: B, CT SECONDARY TERMINAL ON P1 SIDE.
13497 | 33kV CAST RESIN CURRENT TRANSFORMER, CTR : 75/1-1 A, CORE 1: 15VA, CLASS: 0.2S, CORE 2: 15VA, CLASS: 5P20, STR: 25kA/1 SEC ,CLASS : B ,CT SECONDARY TERMINAL ON P1 SIDE, WOUND TYPE. | CT | SWITCHGEAR | PR6C1BI91P13Y1ZX8N011 | PRAGATI | 33 | NA | Nos |  | Inventory | 33kV CAST RESIN CURRENT TRANSFORMER, CTR : 75/1-1 A, CORE 1: 15VA, CLASS: 0.2S, CORE 2: 15VA, CLASS: 5P20, STR: 25kA/1 SEC ,CLASS : B ,CT SECONDARY TERMINAL ON P1 SIDE, WOUND TYPE.
13498 | 11kV CAST RESIN CURRENT TRANSFORMER, CTR: 600-800/1-1-1-1A, CORE 1: 15VA, CLASS: 0.5, CORE 2: 15VA, CLASS: 0.5, CORE 3: 15VA, CLASS: 5P20, CORE 4: CLASS:Vk>= 122 V,Rct @ 75°C <= 5 ohms, Ie @ Vk/2 <= 30 mA., STR: 26.3kA/3 SEC, CT SECONDARY TERMINAL ON P1 SIDE, WOUND TYPE. | CT | SWITCHGEAR | PR6C1BI91P13Y1ZX8N012 | PRAGATI | 33 | NA | Nos |  | Inventory | 11kV CAST RESIN CURRENT TRANSFORMER, CTR: 600-800/1-1-1-1A, CORE 1: 15VA, CLASS: 0.5, CORE 2: 15VA, CLASS: 0.5, CORE 3: 15VA, CLASS: 5P20, CORE 4: CLASS:Vk>= 122 V,Rct @ 75°C <= 5 ohms, Ie @ Vk/2 <= 30 mA., STR: 26.3kA/3 SEC, CT SECONDARY TERMINAL ON P1 SIDE, WOUND TYPE.
13499 | 11kV CAST RESIN CURRENT TRANSFORMER, CTR: 75-100/1-1-1A, CORE 1: 15VA, CLASS: 0.5, CORE 2: 15VA, CLASS: 5P20, CORE 3: 15VA, CLASS: 5P20, STR: 26.3kA/3 SEC, CT SECONDARY TERMINAL ON P2 SIDE, WOUND TYPE. | CT | SWITCHGEAR | PR6C1BI91P13Y1ZX8N013 | PRAGATI | - | - | Nos |  | Inventory | 11kV CAST RESIN CURRENT TRANSFORMER, CTR: 75-100/1-1-1A, CORE 1: 15VA, CLASS: 0.5, CORE 2: 15VA, CLASS: 5P20, CORE 3: 15VA, CLASS: 5P20, STR: 26.3kA/3 SEC, CT SECONDARY TERMINAL ON P2 SIDE, WOUND TYPE.
13500 | 11kV CAST RESIN CURRENT TRANSFORMER, CTR: 100-125/1-1-1A, CORE 1: 15VA, CLASS: 0.5, CORE 2: 15VA, CLASS: 5P20, CORE 3: 15VA, CLASS: 5P20, STR: 26.3kA/3 SEC, CT SECONDARY TERMINAL ON P2 SIDE, WOUND TYPE. | CT | SWITCHGEAR | PR6C1BI91P13Y1ZX8N014 | PRAGATI | - | - | Nos |  | Inventory | 11kV CAST RESIN CURRENT TRANSFORMER, CTR: 100-125/1-1-1A, CORE 1: 15VA, CLASS: 0.5, CORE 2: 15VA, CLASS: 5P20, CORE 3: 15VA, CLASS: 5P20, STR: 26.3kA/3 SEC, CT SECONDARY TERMINAL ON P2 SIDE, WOUND TYPE.
13501 | 11kV CAST RESIN CURRENT TRANSFORMER, CTR: 60/1-1-1A, CORE 1: 15VA, CLASS: 0.5, CORE 2: 15VA, CLASS: 5P20, CORE 3: 15VA, CLASS: 5P20, STR: 26.3kA/3 SEC, CT SECONDARY TERMINAL ON P2 SIDE, WOUND TYPE. | CT | SWITCHGEAR | PR6C1BI91P13Y1ZX8N015 | PRAGATI | - | - | Nos |  | Inventory | 11kV CAST RESIN CURRENT TRANSFORMER, CTR: 60/1-1-1A, CORE 1: 15VA, CLASS: 0.5, CORE 2: 15VA, CLASS: 5P20, CORE 3: 15VA, CLASS: 5P20, STR: 26.3kA/3 SEC, CT SECONDARY TERMINAL ON P2 SIDE, WOUND TYPE.
13502 | 11kV CAST RESIN CURRENT TRANSFORMER, CTR: 250/1-1A, CORE 1: 5VA, CLASS: 1.0, CORE 2: 5VA, CLASS: 5P10, STR: 26.3kA/1 SEC, CT SECONDARY TERMINAL ON P1 SIDE, WOUND TYPE. | CT | SWITCHGEAR | PR6C1BI91P13Y1ZX8N016 | PRAGATI | - | - | Nos |  | Inventory | 11kV CAST RESIN CURRENT TRANSFORMER, CTR: 250/1-1A, CORE 1: 5VA, CLASS: 1.0, CORE 2: 5VA, CLASS: 5P10, STR: 26.3kA/1 SEC, CT SECONDARY TERMINAL ON P1 SIDE, WOUND TYPE.
13504 | 11kV CAST RESIN CURRENT TRANSFORMER, CTR: 75/1-1A, CORE 1: 5VA, CLASS: 1.0, CORE 2: 5VA, CLASS: 5 P 10, STR: 26.3kA/1 SEC, CT SECONDARY TERMINAL ON P2 SIDE, WOUND TYPE. (OUTGOING PANEL-01) | CT | SWITCHGEAR | PR6C1BI91P13Y1ZX8N018 | PRAGATI | 33 | NA | Nos |  | Inventory | 11kV CAST RESIN CURRENT TRANSFORMER, CTR: 75/1-1A, CORE 1: 5VA, CLASS: 1.0, CORE 2: 5VA, CLASS: 5 P 10, STR: 26.3kA/1 SEC, CT SECONDARY TERMINAL ON P2 SIDE, WOUND TYPE. (OUTGOING PANEL-01)
13505 | 11kV CAST RESIN CURRENT TRANSFORMER, CTR: 50/1-1A, CORE 1: 5VA, CLASS: 1.0, CORE 2: 5VA, CLASS: 5 P 10, STR: 26.3kA/1 SEC, CT SECONDARY TERMINAL ON P2 SIDE, WOUND TYPE. (OUTGOING PANEL-02 & 03) | CT | SWITCHGEAR | PR6C1BI91P13Y1ZX8N019 | PRAGATI | - | - | Nos |  | Inventory | 11kV CAST RESIN CURRENT TRANSFORMER, CTR: 50/1-1A, CORE 1: 5VA, CLASS: 1.0, CORE 2: 5VA, CLASS: 5 P 10, STR: 26.3kA/1 SEC, CT SECONDARY TERMINAL ON P2 SIDE, WOUND TYPE. (OUTGOING PANEL-02 & 03)
13506 | 11kV CAST RESIN CURRENT TRANSFORMER, CTR: 20/1-1A, CORE 1: 5VA, CLASS: 1.0, CORE 2: 5VA, CLASS: 5 P 10, STR: 26.3kA/1 SEC, CT SECONDARY TERMINAL ON P2 SIDE, WOUND TYPE. | CT | SWITCHGEAR | PR6C1BI91P13Y1ZX8N020 | PRAGATI | - | - | Nos |  | Inventory | 11kV CAST RESIN CURRENT TRANSFORMER, CTR: 20/1-1A, CORE 1: 5VA, CLASS: 1.0, CORE 2: 5VA, CLASS: 5 P 10, STR: 26.3kA/1 SEC, CT SECONDARY TERMINAL ON P2 SIDE, WOUND TYPE.
13507 | 11kV CAST RESIN CURRENT TRANSFORMER, CTR : 150/1-1A, CORE 1: 10VA, CLASS: 1.0, CORE 2: 10VA, CLASS: 5P10, STR: 25kA/1SEC, CT SECONDARY TERMINAL ON P1 SIDE, WOUND TYPE. | CT | SWITCHGEAR | PR6C1BI91P13Y1ZX8N027 | PRAGATI | 4 | NA | Nos |  | Inventory | 11kV CAST RESIN CURRENT TRANSFORMER, CTR : 150/1-1A, CORE 1: 10VA, CLASS: 1.0, CORE 2: 10VA, CLASS: 5P10, STR: 25kA/1SEC, CT SECONDARY TERMINAL ON P1 SIDE, WOUND TYPE.
13508 | 6.6kV CAST RESIN CURRENT TRANSFORMER, CTR: 100/1-1A, CORE 1: 15VA, CLASS: 1.0, CORE 2: 15VA, CLASS: 5 P 10, STR: 25kA/1 SEC, CT SECONDARY TERMINAL ON P2 SIDE, WOUND TYPE. | CT | SWITCHGEAR | PR6C1BI91P13Y1ZX8N028 | PRAGATI | 4 | NA | Nos |  | Inventory | 6.6kV CAST RESIN CURRENT TRANSFORMER, CTR: 100/1-1A, CORE 1: 15VA, CLASS: 1.0, CORE 2: 15VA, CLASS: 5 P 10, STR: 25kA/1 SEC, CT SECONDARY TERMINAL ON P2 SIDE, WOUND TYPE.
13509 | 6.6kV CAST RESIN CURRENT TRANSFORMER, CTR: 30/1-1A, CORE 1: 15VA, CLASS: 1.0, CORE 2: 15VA, CLASS: 5 P 10, STR: 25kA/1 SEC, CT SECONDARY TERMINAL ON P2 SIDE, WOUND TYPE. | CT | SWITCHGEAR | PR6C1BI91P13Y1ZX8N029 | PRAGATI | 4 | NA | Nos |  | Inventory | 6.6kV CAST RESIN CURRENT TRANSFORMER, CTR: 30/1-1A, CORE 1: 15VA, CLASS: 1.0, CORE 2: 15VA, CLASS: 5 P 10, STR: 25kA/1 SEC, CT SECONDARY TERMINAL ON P2 SIDE, WOUND TYPE.
13510 | 33kV CAST RESIN CURRENT TRANSFORMER, CTR : 75/1-1A, CORE 1: 10VA, CLASS: 0.5, CORE 2: 10VA, CLASS: 5P20, STR:25KA/1SEC, CT SECONDARY TERMINAL ON P1 SIDE, WOUND TYPE. | CT | SWITCHGEAR | PR6C1BI91P13Y1ZX8N031 | PRAGATI | - | - | Nos |  | Inventory | 33kV CAST RESIN CURRENT TRANSFORMER, CTR : 75/1-1A, CORE 1: 10VA, CLASS: 0.5, CORE 2: 10VA, CLASS: 5P20, STR:25KA/1SEC, CT SECONDARY TERMINAL ON P1 SIDE, WOUND TYPE.
13511 | 33kV CAST RESIN CURRENT TRANSFORMER RATIO : 115/1-1A, CORE:1 5VA, CLASS: 0.5S, CORE:2 5VA, CLASS: 5 P 20, STR: 25kA/1SEC, CT TYPE: WOUND TYPE CT, INSULATION CLASS: B, CT SECONDARY TERMINAL ON P1 SIDE. | CT | SWITCHGEAR | PR6C1BI91P13Y1ZX8N033 | PRAGATI | 4 | NA | Nos |  | Inventory | 33kV CAST RESIN CURRENT TRANSFORMER RATIO : 115/1-1A, CORE:1 5VA, CLASS: 0.5S, CORE:2 5VA, CLASS: 5 P 20, STR: 25kA/1SEC, CT TYPE: WOUND TYPE CT, INSULATION CLASS: B, CT SECONDARY TERMINAL ON P1 SIDE.
13512 | 33kV CAST RESIN CURRENT TRANSFORMER RATIO : 150/1-1A, CORE:1 5VA, CLASS: 0.5S, CORE:2 5VA, CLASS: 5 P 20, STR: 25kA/1SEC, CT TYPE: WOUND TYPE CT, INSULATION CLASS: B, CT SECONDARY TERMINAL ON P1 SIDE. | CT | SWITCHGEAR | PR6C1BI91P13Y1ZX8N034 | PRAGATI | 4 | NA | Nos |  | Inventory | 33kV CAST RESIN CURRENT TRANSFORMER RATIO : 150/1-1A, CORE:1 5VA, CLASS: 0.5S, CORE:2 5VA, CLASS: 5 P 20, STR: 25kA/1SEC, CT TYPE: WOUND TYPE CT, INSULATION CLASS: B, CT SECONDARY TERMINAL ON P1 SIDE.
13513 | 11kV CAST RESIN CURRENT TRANSFORMER RATIO : 10/1-1A, CORE:1 5VA, CLASS: 0.5S, CORE:2 5VA, CLASS: 5 P 20, STR: 25kA/3SEC, (STC MAY VARRY DURING MANUFACTURING DUE TO LOWER CT RATIO) CT TYPE: WOUND TYPE CT, INSULATION CLASS: B, CT SECONDARY TERMINAL ON P1 SIDE. | CT | SWITCHGEAR | PR6C1BI91P13Y1ZX8N035 | PRAGATI | 4 | NA | Nos |  | Inventory | 11kV CAST RESIN CURRENT TRANSFORMER RATIO : 10/1-1A, CORE:1 5VA, CLASS: 0.5S, CORE:2 5VA, CLASS: 5 P 20, STR: 25kA/3SEC, (STC MAY VARRY DURING MANUFACTURING DUE TO LOWER CT RATIO) CT TYPE: WOUND TYPE CT, INSULATION CLASS: B, CT SECONDARY TERMINAL ON P1 SIDE.
13514 | 33kV CAST RESIN CURRENT TRANSFORMER RATIO : 45/1-1A, CORE:1 5VA, CLASS: 0.5S, CORE:2 5VA, CLASS: 5 P 20, STR: 25kA/1SEC, CT TYPE: WOUND TYPE CT, INSULATION CLASS: B, CT SECONDARY TERMINAL ON P1 SIDE. | CT | SWITCHGEAR | PR6C1BI91P13Y1ZX8N036 | PRAGATI | 4 | NA | Nos |  | Inventory | 33kV CAST RESIN CURRENT TRANSFORMER RATIO : 45/1-1A, CORE:1 5VA, CLASS: 0.5S, CORE:2 5VA, CLASS: 5 P 20, STR: 25kA/1SEC, CT TYPE: WOUND TYPE CT, INSULATION CLASS: B, CT SECONDARY TERMINAL ON P1 SIDE.
13515 | 33kV CAST RESIN CURRENT TRANSFORMER RATIO : 85/1-1A, CORE:1 5VA, CLASS: 0.5S, CORE:2 5VA, CLASS: 5 P 20, STR: 25kA/1SEC, CT TYPE: WOUND TYPE CT, INSULATION CLASS: B, CT SECONDARY TERMINAL ON P1 SIDE. | CT | SWITCHGEAR | PR6C1BI91P13Y1ZX8N038 | PRAGATI | 4 | NA | Nos |  | Inventory | 33kV CAST RESIN CURRENT TRANSFORMER RATIO : 85/1-1A, CORE:1 5VA, CLASS: 0.5S, CORE:2 5VA, CLASS: 5 P 20, STR: 25kA/1SEC, CT TYPE: WOUND TYPE CT, INSULATION CLASS: B, CT SECONDARY TERMINAL ON P1 SIDE.
13516 | 33kV CAST RESIN CURRENT TRANSFORMER RATIO : 65/1-1A, CORE:1 5VA, CLASS: 0.5S, CORE:2 5VA, CLASS: 5 P 20, STR: 25kA/1SEC, CT TYPE: WOUND TYPE CT, INSULATION CLASS: B, CT SECONDARY TERMINAL ON P1 SIDE. | CT | SWITCHGEAR | PR6C1BI91P13Y1ZX8N039 | PRAGATI | 4 | NA | Nos |  | Inventory | 33kV CAST RESIN CURRENT TRANSFORMER RATIO : 65/1-1A, CORE:1 5VA, CLASS: 0.5S, CORE:2 5VA, CLASS: 5 P 20, STR: 25kA/1SEC, CT TYPE: WOUND TYPE CT, INSULATION CLASS: B, CT SECONDARY TERMINAL ON P1 SIDE.
13517 | 33kV CAST RESIN CURRENT TRANSFORMER RATIO : 35/1-1A, CORE:1 5VA, CLASS: 0.5S, CORE:2 5VA, CLASS: 5 P 20, STR: 25kA/1SEC, CT TYPE: WOUND TYPE CT, INSULATION CLASS: B, CT SECONDARY TERMINAL ON P1 SIDE. | CT | SWITCHGEAR | PR6C1BI91P13Y1ZX8N040 | PRAGATI | 4 | NA | Nos |  | Inventory | 33kV CAST RESIN CURRENT TRANSFORMER RATIO : 35/1-1A, CORE:1 5VA, CLASS: 0.5S, CORE:2 5VA, CLASS: 5 P 20, STR: 25kA/1SEC, CT TYPE: WOUND TYPE CT, INSULATION CLASS: B, CT SECONDARY TERMINAL ON P1 SIDE.
13518 | 33kV CAST RESIN CURRENT TRANSFORMER RATIO : 250/1-1A, CORE:1 5VA, CLASS: 0.5S, CORE:2 5VA, CLASS: 5 P 20, STR: 25kA/1SEC, CT TYPE: WOUND TYPE CT, INSULATION CLASS: B, CT SECONDARY TERMINAL ON P1 SIDE. | CT | SWITCHGEAR | PR6C1BI91P13Y1ZX8N041 | PRAGATI | 4 | NA | Nos |  | Inventory | 33kV CAST RESIN CURRENT TRANSFORMER RATIO : 250/1-1A, CORE:1 5VA, CLASS: 0.5S, CORE:2 5VA, CLASS: 5 P 20, STR: 25kA/1SEC, CT TYPE: WOUND TYPE CT, INSULATION CLASS: B, CT SECONDARY TERMINAL ON P1 SIDE.
13519 | 11kV CAST RESIN CURRENT TRANSFORMER, CTR : 1200-600/1-1A, CORE 1: 15VA, CLASS: 1.0, CORE 2: 15VA, CLASS: 5P20, STC : 25kA/1SEC CT SECONDARY TERMINAL ON P1 SIDE, Window TYPE. | CT | SWITCHGEAR | PR6C1BI91P13Y1ZX8N042 | PRAGATI | 4 | NA | Nos |  | Inventory | 11kV CAST RESIN CURRENT TRANSFORMER, CTR : 1200-600/1-1A, CORE 1: 15VA, CLASS: 1.0, CORE 2: 15VA, CLASS: 5P20, STC : 25kA/1SEC CT SECONDARY TERMINAL ON P1 SIDE, Window TYPE.
13520 | 11kV CAST RESIN CURRENT TRANSFORMER, CTR : 1200-600/1-1A, CORE 1: 15VA, CLASS: 1.0, CORE 2: 15VA, CLASS: 5P20, STC : 25kA/1SEC CT SECONDARY TERMINAL ON P2 SIDE, Window TYPE. | CT | SWITCHGEAR | PR6C1BI91P13Y1ZX8N042P2 | PRAGATI | 4 | NA | Nos |  | Inventory | 11kV CAST RESIN CURRENT TRANSFORMER, CTR : 1200-600/1-1A, CORE 1: 15VA, CLASS: 1.0, CORE 2: 15VA, CLASS: 5P20, STC : 25kA/1SEC CT SECONDARY TERMINAL ON P2 SIDE, Window TYPE.
13521 | 11kV CAST RESIN CURRENT TRANSFORMER, CTR : 500/1-1A, CORE 1: 15VA, CLASS: 1.0, CORE 2: 15VA, CLASS: 5P20, STC : 25kA/1SEC CT SECONDARY TERMINAL ON P2 SIDE, WOUND TYPE. | CT | SWITCHGEAR | PR6C1BI91P13Y1ZX8N043 | PRAGATI | 4 | NA | Nos |  | Inventory | 11kV CAST RESIN CURRENT TRANSFORMER, CTR : 500/1-1A, CORE 1: 15VA, CLASS: 1.0, CORE 2: 15VA, CLASS: 5P20, STC : 25kA/1SEC CT SECONDARY TERMINAL ON P2 SIDE, WOUND TYPE.
13522 | 33kV CAST RESIN CURRENT TRANSFORMER, CTR : 100/1-1A, CORE 1: 10VA, CLASS: 0.5, CORE 2: 10VA, CLASS: 5P20, STR:25KA/1SEC, CT SECONDARY TERMINAL ON P1 SIDE, WOUND TYPE. | CT | SWITCHGEAR | PR6C1BI91P13Y1ZX8N0431 | PRAGATI | 33KV | - | Nos |  | Inventory | 33kV CAST RESIN CURRENT TRANSFORMER, CTR : 100/1-1A, CORE 1: 10VA, CLASS: 0.5, CORE 2: 10VA, CLASS: 5P20, STR:25KA/1SEC, CT SECONDARY TERMINAL ON P1 SIDE, WOUND TYPE.
13523 | 33kV CAST RESIN CURRENT TRANSFORMER RATIO: 50/1-1A, CORE 1: 15VA, CLASS: 0.2S, CORE 2: 15VA, CLASS: 5P20, STR: 25kA/1SEC, CT TYPE: WOUND TYPE CT, CT SECONDARY TERMINAL ON P1 SIDE. | CT | SWITCHGEAR | PR6C1BI91P13Y1ZX8N044 | PRAGATI | 4 | NA | Nos |  | Inventory | 33kV CAST RESIN CURRENT TRANSFORMER RATIO: 50/1-1A, CORE 1: 15VA, CLASS: 0.2S, CORE 2: 15VA, CLASS: 5P20, STR: 25kA/1SEC, CT TYPE: WOUND TYPE CT, CT SECONDARY TERMINAL ON P1 SIDE.
13524 | 33kV CAST RESIN CURRENT TRANSFORMER RATIO : 75/5-5A, CORE:1 10 VA, CLASS: 0.2S, CORE:2 10VA, CLASS: 5P20, STR: 31.5kA/1SEC, CT TYPE: WOUND TYPE CT, CT SECONDARY TERMINAL ON P2 SIDE. | CT | SWITCHGEAR | PR6C1BI91P13Y1ZX8N045 | PRAGATI | 4 | NA | Nos |  | Inventory | 33kV CAST RESIN CURRENT TRANSFORMER RATIO : 75/5-5A, CORE:1 10 VA, CLASS: 0.2S, CORE:2 10VA, CLASS: 5P20, STR: 31.5kA/1SEC, CT TYPE: WOUND TYPE CT, CT SECONDARY TERMINAL ON P2 SIDE.
13525 | 6.6kV CAST RESIN CURRENT TRANSFORMER, CTR: 750/1-1A, CORE 1: 5VA, CLASS: 0.2, CORE 2: 5VA, CLASS: 5P20, STR: 40KA/1SEC, CT SECONDARY TERMINAL ON P1 SIDE, WOUND TYPE. | CT | SWITCHGEAR | PR6C1BI91P13Y1ZX8N046 | PRAGATI | 4 | NA | Nos |  | Inventory | 6.6kV CAST RESIN CURRENT TRANSFORMER, CTR: 750/1-1A, CORE 1: 5VA, CLASS: 0.2, CORE 2: 5VA, CLASS: 5P20, STR: 40KA/1SEC, CT SECONDARY TERMINAL ON P1 SIDE, WOUND TYPE.
13526 | 33kV CAST RESIN CURRENT TRANSFORMER, CTR : 60/1-1A, CORE 1: 5VA, CLASS: 0.2S, CORE 2: 5VA, CLASS: 5P10, STR:31.5KA/1SEC, CT SECONDARY TERMINAL ON P2 SIDE, WOUND TYPE. | CT | SWITCHGEAR | PR6C1BI91P13Y1ZX8N048 | PRAGATI | 4 | NA | Nos |  | Inventory | 33kV CAST RESIN CURRENT TRANSFORMER, CTR : 60/1-1A, CORE 1: 5VA, CLASS: 0.2S, CORE 2: 5VA, CLASS: 5P10, STR:31.5KA/1SEC, CT SECONDARY TERMINAL ON P2 SIDE, WOUND TYPE.
13527 | 33kV CAST RESIN CURRENT TRANSFORMER RATIO : 150/1-1A, CORE:1 10VA, CLASS: 0.2, CORE:2 10VA, CLASS: 5 P 20, STR: 25kA/1SEC, CT TYPE: WOUND TYPE CT, CT SECONDARY TERMINAL ON P1 SIDE. | CT | SWITCHGEAR | PR6C1BI91P13Y1ZX8N049 | PRAGATI | 4 | NA | Nos |  | Inventory | 33kV CAST RESIN CURRENT TRANSFORMER RATIO : 150/1-1A, CORE:1 10VA, CLASS: 0.2, CORE:2 10VA, CLASS: 5 P 20, STR: 25kA/1SEC, CT TYPE: WOUND TYPE CT, CT SECONDARY TERMINAL ON P1 SIDE.
13528 | 33kV CAST RESIN CURRENT TRANSFORMER RATIO : 300/1-1A, CORE:1 15VA, CLASS: 0.5, CORE:2 15VA, CLASS: 5 P 20, STR: 25kA/1SEC, CT TYPE: WOUND TYPE CT, CT SECONDARY TERMINAL ON P1 SIDE. | CT | SWITCHGEAR | PR6C1BI91P13Y1ZX8N050 | PRAGATI | 4 | NA | Nos |  | Inventory | 33kV CAST RESIN CURRENT TRANSFORMER RATIO : 300/1-1A, CORE:1 15VA, CLASS: 0.5, CORE:2 15VA, CLASS: 5 P 20, STR: 25kA/1SEC, CT TYPE: WOUND TYPE CT, CT SECONDARY TERMINAL ON P1 SIDE.
13529 | 33kV CAST RESIN CURRENT TRANSFORMER RATIO : 300/1-1A, CORE:1 15VA, CLASS: 0.5, CORE:2 15VA, CLASS: 5 P 20, STR: 25kA/1SEC, CT TYPE: WOUND TYPE CT, CT SECONDARY TERMINAL ON P2 SIDE. | CT | SWITCHGEAR | PR6C1BI91P13Y1ZX8N051 | PRAGATI | 4 | NA | Nos |  | Inventory | 33kV CAST RESIN CURRENT TRANSFORMER RATIO : 300/1-1A, CORE:1 7.5VA, CLASS: 0.5, CORE:2 7.5VA, CLASS: 5 P 20, STR: 25kA/1SEC, CT TYPE: WOUND TYPE CT, CT SECONDARY TERMINAL ON P2 SIDE.
13530 | 33kV CAST RESIN CURRENT TRANSFORMER RATIO : 1600/1-1A, CORE:1 15VA, CLASS: 0.2S, CORE:2 15VA, CLASS: 5 P 20, CORE:3 CLASS:PS Vk >250V,Image < 30mA,AT Vk/2 RCT < 5 OHMS,CORE:4 CLASS:PS Vk >250V,Image < 30mA,AT Vk/2 RCT < 5 OHMS, STR: 25kA/1SEC, CT TYPE: WOUND TYPE CT, CT SECONDARY TERMINAL ON P2 SIDE. | CT | SWITCHGEAR | PR6C1BI91P13Y1ZX8N052 | PRAGATI | 4 | NA | Nos |  | Inventory | 33kV CAST RESIN CURRENT TRANSFORMER RATIO : 1600/1-1A, CORE:1 15VA, CLASS: 0.2S, CORE:2 15VA, CLASS: 5 P 20, CORE:3 CLASS:PS Vk >250V,Image < 30mA,AT Vk/2 RCT < 5 OHMS,CORE:4 CLASS:PS Vk >250V,Image < 30mA,AT Vk/2 RCT < 5 OHMS, STR: 25kA/1SEC, CT TYPE: WOUND TYPE CT, CT SECONDARY TERMINAL ON P2 SIDE.
13531 | 6.6kV CAST RESIN CURRENT TRANSFORMER, CTR : 300/1-1-1A, CORE 1: 10VA, CLASS: 0.2S, CORE 2: CLASS: PS, CORE 3: 10VA, CLASS: 5 P 20, STR: 40kA/1 SEC, CT SECONDARY TERMINAL ON P1 SIDE, WOUND TYPE. | CT | SWITCHGEAR | PR6C1BI91P13Y1ZX8N053 | PRAGATI | 4 | NA | Nos |  | Inventory | 6.6kV CAST RESIN CURRENT TRANSFORMER, CTR : 300/1-1-1A, CORE 1: 10VA, CLASS: 0.2S, CORE 2: CLASS: PS, CORE 3: 10VA, CLASS: 5 P 20, STR: 40kA/1 SEC, CT SECONDARY TERMINAL ON P1 SIDE, WOUND TYPE.
13532 | 33kV CAST RESIN CURRENT TRANSFORMER RATIO : 80/1-1A, CORE 1: 7.5VA, CLASS: 0.5, CORE 2: 7.5VA, CLASS: 5P20, STR: 25kA/3SEC, CT TYPE: WOUND TYPE CT, CT SECONDARY TERMINAL ON P1 SIDE. | CT | SWITCHGEAR | PR6C1BI91P13Y1ZX8N054 | PRAGATI | 4 | NA | Nos |  | Inventory | 33kV CAST RESIN CURRENT TRANSFORMER RATIO : 80/1-1A, CORE 1: 7.5VA, CLASS: 0.5, CORE 2: 7.5VA, CLASS: 5P20, STR: 25kA/3SEC, CT TYPE: WOUND TYPE CT, CT SECONDARY TERMINAL ON P1 SIDE.
13533 | 11kV CAST RESIN CURRENT TRANSFORMER, CTR: 600-1200/5-5-5A, CORE 1: 10VA, CLASS: 1.0, CORE 2: 10VA, CLASS: 5 P 10, CORE 3: PS, STR: 25kA/1 SEC, CT SECONDARY TERMINAL ON P1 SIDE, WOUND TYPE. | CT | SWITCHGEAR | PR6C1BI91P13Y1ZX8N055 | PRAGATI | 4 | NA | Nos |  | Inventory | 11kV CAST RESIN CURRENT TRANSFORMER, CTR: 600-1200/5-5-5A, CORE 1: 10VA, CLASS: 1.0, CORE 2: 10VA, CLASS: 5 P 10, CORE 3: PS, STR: 25kA/1 SEC, CT SECONDARY TERMINAL ON P1 SIDE, WOUND TYPE.
13534 | 11kV CAST RESIN CURRENT TRANSFORMER, CTR: 300-600/5-5A, CORE 1: 10VA, CLASS: 1.0, CORE 2: 10VA, CLASS: 5 P 10, STR: 25kA/1 SEC, CT SECONDARY TERMINAL ON P2 SIDE, WOUND TYPE. | CT | SWITCHGEAR | PR6C1BI91P13Y1ZX8N056 | PRAGATI | 4 | NA | Nos |  | Inventory | 11kV CAST RESIN CURRENT TRANSFORMER, CTR: 300-600/5-5A, CORE 1: 10VA, CLASS: 1.0, CORE 2: 10VA, CLASS: 5 P 10, STR: 25kA/1 SEC, CT SECONDARY TERMINAL ON P2 SIDE, WOUND TYPE.
13535 | 11kV CAST RESIN CURRENT TRANSFORMER, CTR: 600-1200/5-5A, CORE 1: 10VA, CLASS: 1.0, CORE 2: 10VA, CLASS: 5 P 10, STR: 25kA/1 SEC, CT SECONDARY TERMINAL ON P2 SIDE, WOUND TYPE. | CT | SWITCHGEAR | PR6C1BI91P13Y1ZX8N057 | PRAGATI | 4 | NA | Nos |  | Inventory | 11kV CAST RESIN CURRENT TRANSFORMER, CTR: 600-1200/5-5A, CORE 1: 10VA, CLASS: 1.0, CORE 2: 10VA, CLASS: 5 P 10, STR: 25kA/1 SEC, CT SECONDARY TERMINAL ON P2 SIDE, WOUND TYPE.
13536 | 3.3kV CAST RESIN CURRENT TRANSFORMER, CTR : 375/1-1A, CORE 1: 10VA, CLASS: 0.5, CORE 2: 10VA, CLASS: 5P10, STR: 26kA/1SEC, CT SECONDARY TERMINAL ON P1 SIDE, WOUND TYPE. | CT | SWITCHGEAR | PR6C1BI91P13Y1ZX8N058 | PRAGATI | 4 | NA | Nos |  | Inventory | 3.3kV CAST RESIN CURRENT TRANSFORMER, CTR : 375/1-1A, CORE 1: 10VA, CLASS: 0.5, CORE 2: 10VA, CLASS: 5P10, STR: 26kA/1SEC, CT SECONDARY TERMINAL ON P1 SIDE, WOUND TYPE.
13537 | 22kV CAST RESIN CURRENT TRANSFORMER, CTR: 100/5-5A, CORE 1: 15VA, CLASS: 0.5, CORE 2: 15VA, CLASS: 5 P 20, STR: 25kA/1 SEC, CT SECONDARY TERMINAL ON P1 SIDE, WOUND TYPE. | CT | SWITCHGEAR | PR6C1BI91P13Y1ZX8N059 | PRAGATI | 4 | NA | Nos |  | Inventory | 22kV CAST RESIN CURRENT TRANSFORMER, CTR: 100/5-5A, CORE 1: 15VA, CLASS: 0.5, CORE 2: 15VA, CLASS: 5 P 20, STR: 25kA/1 SEC, CT SECONDARY TERMINAL ON P1 SIDE, WOUND TYPE.
13538 | 33kV CAST RESIN CURRENT TRANSFORMER RATIO: 100-250/5-5A, CORE 1: 15VA, CLASS: 0.5, CORE 2: 15VA, CLASS: 5P20, STR: 31.5kA/1SEC, CT TYPE: WOUND TYPE CT, CT SECONDARY TERMINAL ON P1 SIDE. | CT | SWITCHGEAR | PR6C1BI91P13Y1ZX8N060 | PRAGATI | 4 | NA | Nos |  | Inventory | 33kV CAST RESIN CURRENT TRANSFORMER RATIO: 100-250/5-5A, CORE 1: 15VA, CLASS: 0.5, CORE 2: 15VA, CLASS: 5P20, STR: 31.5kA/1SEC, CT TYPE: WOUND TYPE CT, CT SECONDARY TERMINAL ON P1 SIDE.
13539 | 33kV CAST RESIN CURRENT TRANSFORMER RATIO: 250/1A, CORE 1: CLASS: PS, RCT<=3OHM,Vk>=170V,Img=30mA AT Vk/2, STR: 31.5kA/1SEC, CT TYPE: WOUND TYPE CT, CT SECONDARY TERMINAL ON P1 SIDE. | CT | SWITCHGEAR | PR6C1BI91P13Y1ZX8N061 | PRAGATI | 4 | NA | Nos |  | Inventory | 33kV CAST RESIN CURRENT TRANSFORMER RATIO: 250/1A, CORE 1: CLASS: PS, RCT<=3OHM,Vk>=170V,Img=30mA AT Vk/2, STR: 31.5kA/1SEC, CT TYPE: WOUND TYPE CT, CT SECONDARY TERMINAL ON P1 SIDE.
13540 | 33kV CAST RESIN CURRENT TRANSFORMER RATIO: 50/5-5A, CORE 1: 15VA, CLASS: 0.5, CORE 2: 15VA, CLASS: 5P20, STR: 31.5kA/1SEC, CT TYPE: WOUND TYPE CT, CT SECONDARY TERMINAL ON P2 SIDE. | CT | SWITCHGEAR | PR6C1BI91P13Y1ZX8N062 | PRAGATI | 4 | NA | Nos |  | Inventory | 33kV CAST RESIN CURRENT TRANSFORMER RATIO: 50/5-5A, CORE 1: 15VA, CLASS: 0.5, CORE 2: 15VA, CLASS: 5P20, STR: 31.5kA/1SEC, CT TYPE: WOUND TYPE CT, CT SECONDARY TERMINAL ON P2 SIDE.
13541 | 33kV CAST RESIN CURRENT TRANSFORMER RATIO : 200/1-1A, CORE:1 15 VA, CLASS: 0.2, CORE:2 15 VA, CLASS: 5P20 STR: 25kA/1SEC, CT TYPE: WOUND TYPE CT, CT SECONDARY TERMINAL ON P2 SIDE, INSULATION CLASS- E. | CT | SWITCHGEAR | PR6C1BI91P13Y1ZX8N063 | PRAGATI | 4 | NA | Nos |  | Inventory | 33kV CAST RESIN CURRENT TRANSFORMER RATIO : 200/1-1A, CORE:1 15 VA, CLASS: 0.2, CORE:2 15 VA, CLASS: 5P20 STR: 25kA/1SEC, CT TYPE: WOUND TYPE CT, CT SECONDARY TERMINAL ON P2 SIDE, INSULATION CLASS- E.
13542 | 33kV CAST RESIN CURRENT TRANSFORMER RATIO : 150/1-1A, CORE:1 15 VA, CLASS: 0.2, CORE:2 15 VA, CLASS: 5P20 STR: 25kA/1SEC, CT TYPE: WOUND TYPE CT, CT SECONDARY TERMINAL ON P2 SIDE, INSULATION CLASS- E. | CT | SWITCHGEAR | PR6C1BI91P13Y1ZX8N064 | PRAGATI | 4 | NA | Nos |  | Inventory | 33kV CAST RESIN CURRENT TRANSFORMER RATIO : 150/1-1A, CORE:1 15 VA, CLASS: 0.2, CORE:2 15 VA, CLASS: 5P20 STR: 25kA/1SEC, CT TYPE: WOUND TYPE CT, CT SECONDARY TERMINAL ON P2 SIDE, INSULATION CLASS- E.
13543 | 33kV CAST RESIN CURRENT TRANSFORMER RATIO : 200/1-1A, CORE:1 15VA, CLASS: 0.2, CORE:2 15VA, CLASS: 5P20, STR: 25kA/1SEC, INSULATION CLASS E, CT TYPE: WOUND TYPE CT, CT SECONDARY TERMINAL ON P1 SIDE. | CT | SWITCHGEAR | PR6C1BI91P13Y1ZX8N065 | PRAGATI | 4 | NA | Nos |  | Inventory | 33kV CAST RESIN CURRENT TRANSFORMER RATIO : 200/1-1A, CORE:1 15VA, CLASS: 0.2, CORE:2 15VA, CLASS: 5P20, STR: 25kA/1SEC, INSULATION CLASS E, CT TYPE: WOUND TYPE CT, CT SECONDARY TERMINAL ON P1 SIDE.
13544 | 33kV CAST RESIN CURRENT TRANSFORMER RATIO : 150/1A, CORE:1 15 VA, CLASS: 5P20, STR: 25kA/1SEC, CT TYPE: WOUND TYPE CT, CT SECONDARY TERMINAL ON P2 SIDE. | CT | SWITCHGEAR | PR6C1BI91P13Y1ZX8N066 | PRAGATI | 4 | NA | Nos |  | Inventory | 33kV CAST RESIN CURRENT TRANSFORMER RATIO : 150/1A, CORE:1 15 VA, CLASS: 5P20, STR: 25kA/1SEC, CT TYPE: WOUND TYPE CT, CT SECONDARY TERMINAL ON P2 SIDE.
13545 | 22kV CAST RESIN CURRENT TRANSFORMER, CTR: 150/5-5A, CORE 1: 30VA, CLASS: 0.5, CORE 2: 15VA, CLASS: 5 P 20, STR: 25kA/1 SEC, CT SECONDARY TERMINAL ON P1 SIDE, WOUND TYPE. | CT | SWITCHGEAR | PR6C1BI91P13Y1ZX8N067 | PRAGATI | 4 | NA | Nos |  | Inventory | 22kV CAST RESIN CURRENT TRANSFORMER, CTR: 150/5-5A, CORE 1: 30VA, CLASS: 0.5, CORE 2: 15VA, CLASS: 5 P 20, STR: 25kA/1 SEC, CT SECONDARY TERMINAL ON P1 SIDE, WOUND TYPE.
13546 | 22kV CAST RESIN CURRENT TRANSFORMER, CTR: 50/5-5A, CORE 1: 15VA, CLASS: 0.5, CORE 2: 15VA, CLASS: 5 P 20, STR: 25kA/1 SEC, CT SECONDARY TERMINAL ON P2 SIDE, WOUND TYPE. | CT | SWITCHGEAR | PR6C1BI91P13Y1ZX8N068 | PRAGATI | 4 | NA | Nos |  | Inventory | 22kV CAST RESIN CURRENT TRANSFORMER, CTR: 50/5-5A, CORE 1: 15VA, CLASS: 0.5, CORE 2: 15VA, CLASS: 5 P 20, STR: 25kA/1 SEC, CT SECONDARY TERMINAL ON P2 SIDE, WOUND TYPE.
13547 | 33kV CAST RESIN CURRENT TRANSFORMER RATIO : 150/1-1A, CORE 1: 15VA, CLASS: 0.2, CORE 2: 15VA, CLASS: 5 P 20, STR: 25kA/1 SEC, CT TYPE: WOUND TYPE CT, INSULATION CLASS: B, CT SECONDARY TERMINAL ON P2 SIDE. | CT | SWITCHGEAR | PR6C1BI91P13Y1ZX8N069 | PRAGATI | 4 | NA | Nos |  | Inventory | 33kV CAST RESIN CURRENT TRANSFORMER RATIO : 150/1-1A, CORE 1: 15VA, CLASS: 0.2, CORE 2: 15VA, CLASS: 5 P 20, STR: 25kA/1 SEC, CT TYPE: WOUND TYPE CT, INSULATION CLASS: B, CT SECONDARY TERMINAL ON P2 SIDE.
13548 | 33kV CAST RESIN CURRENT TRANSFORMER RATIO : 250/1-1A, CORE 1: 15VA, CLASS: 0.2S, CORE 2: 15VA, CLASS: 5 P20, STR: 25kA/1 SEC, CT TYPE: WOUND TYPE CT, INSULATION CLASS: B, CT SECONDARY TERMINAL ON P2 SIDE. | CT | SWITCHGEAR | PR6C1BI91P13Y1ZX8N070 | PRAGATI | 4 | NA | Nos |  | Inventory | 33kV CAST RESIN CURRENT TRANSFORMER RATIO : 250/1-1A, CORE 1: 15VA, CLASS: 0.2S, CORE 2: 15VA, CLASS: 5 P20, STR: 25kA/1 SEC, CT TYPE: WOUND TYPE CT, INSULATION CLASS: B, CT SECONDARY TERMINAL ON P2 SIDE.
13549 | 33kV CAST RESIN CURRENT TRANSFORMER RATIO : 150/1-1A, CORE:1 15VA, CLASS: 0.2, CORE:2 15VA, CLASS: 5P20, STR: 25kA/1SEC, INSULATION CLASS E, CT TYPE: WOUND TYPE CT, CT SECONDARY TERMINAL ON P1 SIDE. | CT | SWITCHGEAR | PR6C1BI91P13Y1ZX8N071 | PRAGATI | 4 | NA | Nos |  | Inventory | 33kV CAST RESIN CURRENT TRANSFORMER RATIO : 150/1-1A, CORE:1 15VA, CLASS: 0.2, CORE:2 15VA, CLASS: 5P20, STR: 25kA/1SEC, INSULATION CLASS E, CT TYPE: WOUND TYPE CT, CT SECONDARY TERMINAL ON P1 SIDE.
13550 | 33kV CAST RESIN CURRENT TRANSFORMER RATIO : 250/1-1A, CORE:1 15VA, CLASS: 0.2, CORE:2 15VA, CLASS: 5P20, STR: 25kA/1SEC, INSULATION CLASS E, CT TYPE: WOUND TYPE CT, CT SECONDARY TERMINAL ON P1 SIDE. | CT | SWITCHGEAR | PR6C1BI91P13Y1ZX8N072 | PRAGATI | 4 | NA | Nos |  | Inventory | 33kV CAST RESIN CURRENT TRANSFORMER RATIO : 250/1-1A, CORE:1 15VA, CLASS: 0.2, CORE:2 15VA, CLASS: 5P20, STR: 25kA/1SEC, INSULATION CLASS E, CT TYPE: WOUND TYPE CT, CT SECONDARY TERMINAL ON P1 SIDE.
13551 | 33kV CAST RESIN CURRENT TRANSFORMER RATIO : 350/1-1A, CORE:1 15VA, CLASS: 0.2, CORE:2 15VA, CLASS: 5P20, STR: 25kA/1SEC, INSULATION CLASS E, CT TYPE: WOUND TYPE CT, CT SECONDARY TERMINAL ON P1 SIDE. | CT | SWITCHGEAR | PR6C1BI91P13Y1ZX8N073 | PRAGATI | 4 | NA | Nos |  | Inventory | 33kV CAST RESIN CURRENT TRANSFORMER RATIO : 350/1-1A, CORE:1 15VA, CLASS: 0.2, CORE:2 15VA, CLASS: 5P20, STR: 25kA/1SEC, INSULATION CLASS E, CT TYPE: WOUND TYPE CT, CT SECONDARY TERMINAL ON P1 SIDE.
13552 | 33kV CAST RESIN CURRENT TRANSFORMER RATIO : 1200/1-1-1A, CORE:1 15VA, CLASS: 0.2S, CORE:2 15VA, CLASS: 5P20, CORE:3 CLASS : PS Vk=800V, Rct=4OHM, Imag<=30mA STR: 25kA/1SEC, INSULATION CLASS E, CT TYPE: WOUND TYPE CT, CT SECONDARY TERMINAL ON P2 SIDE. | CT | SWITCHGEAR | PR6C1BI91P13Y1ZX8N074 | PRAGATI | 4 | NA | Nos |  | Inventory | 33kV CAST RESIN CURRENT TRANSFORMER RATIO : 1200/1-1-1A, CORE:1 15VA, CLASS: 0.2S, CORE:2 15VA, CLASS: 5P20, CORE:3 CLASS : PS Vk=800V, Rct=4OHM, Imag<=30mA STR: 25kA/1SEC, INSULATION CLASS E, CT TYPE: WOUND TYPE CT, CT SECONDARY TERMINAL ON P2 SIDE.
13553 | 22kV CAST RESIN CURRENT TRANSFORMER, CTR : 50/5-5A, CORE 1: 10VA, CLASS: 1.0, CORE 2: 10VA, CLASS: 5P10, STR: 20kA/1SEC, CT SECONDARY TERMINAL ON P1 SIDE, WOUND TYPE. | CT | SWITCHGEAR | PR6C1BI91P13Y1ZX8N076 | PRAGATI | 4 | NA | Nos |  | Inventory | 22kV CAST RESIN CURRENT TRANSFORMER, CTR : 50/5-5A, CORE 1: 10VA, CLASS: 1.0, CORE 2: 10VA, CLASS: 5P10, STR: 20kA/1SEC, CT SECONDARY TERMINAL ON P1 SIDE, WOUND TYPE.
13554 | 33kV CAST RESIN CURRENT TRANSFORMER RATIO: 50/1-1A, CORE 1: 10VA, CLASS: 0.2S, CORE 2: 10VA, CLASS: 5P20, STR: 25kA/3SEC, CT TYPE: WOUND TYPE CT, CT SECONDARY TERMINAL ON P1 SIDE. | CT | SWITCHGEAR | PR6C1BI91P13Y1ZX8N082 | PRAGATI | 4 | NA | Nos |  | Inventory | 33kV CAST RESIN CURRENT TRANSFORMER RATIO: 50/1-1A, CORE 1: 10VA, CLASS: 0.2S, CORE 2: 10VA, CLASS: 5P20, STR: 25kA/3SEC, CT TYPE: WOUND TYPE CT, CT SECONDARY TERMINAL ON P1 SIDE.
13555 | 33kV CAST RESIN CURRENT TRANSFORMER RATIO: 100/1-1A, CORE 1: 10VA, CLASS: 0.2S, CORE 2: 10VA, CLASS: 5P20, STR: 25kA/3SEC, CT TYPE: WOUND TYPE CT, CT SECONDARY TERMINAL ON P1 SIDE. | CT | SWITCHGEAR | PR6C1BI91P13Y1ZX8N083 | PRAGATI | 4 | NA | Nos |  | Inventory | 33kV CAST RESIN CURRENT TRANSFORMER RATIO: 100/1-1A, CORE 1: 10VA, CLASS: 0.2S, CORE 2: 10VA, CLASS: 5P20, STR: 25kA/3SEC, CT TYPE: WOUND TYPE CT, CT SECONDARY TERMINAL ON P1 SIDE.
13556 | 33kV CAST RESIN CURRENT TRANSFORMER RATIO : 1600/1-1-1-1A, CORE:1 15VA, CLASS: 0.2S, CORE:2 15VA, CLASS: 5 P 20, CORE:3 CLASS:PS Vk >250V,Image < 30mA,AT Vk/2 RCT < 5 OHMS,CORE:4 CLASS:PS Vk >250V,Image < 30mA,AT Vk/2 RCT < 5 OHMS, STR: 25kA/1SEC, CT TYPE: WOUND TYPE CT, CT SECONDARY TERMINAL ON P2 SIDE. | CT | SWITCHGEAR | PR6C1BI91P13Y1ZX8N088 | PRAGATI | - | - | Nos |  | Inventory | 33kV CAST RESIN CURRENT TRANSFORMER RATIO : 1600/1-1-1-1A, CORE:1 15VA, CLASS: 0.2S, CORE:2 15VA, CLASS: 5 P 20, CORE:3 CLASS:PS Vk >250V,Image < 30mA,AT Vk/2 RCT < 5 OHMS,CORE:4 CLASS:PS Vk >250V,Image < 30mA,AT Vk/2 RCT < 5 OHMS, STR: 25kA/1SEC, CT TYPE: WOUND TYPE CT, CT SECONDARY TERMINAL ON P2 SIDE.
13557 | 11kV CAST RESIN CURRENT TRANSFORMER, CTR : 300-600/5-5-5A, CORE 1: 15VA, CLASS: 0.5,CORE 2: 15VA, CLASS: 5P10, CORE 3 : PS VK>=58V,RCT<=0.3OHM, I0<=100mA@Vk/2@300/5A;VK>=120V,RCT<=0.6OHM, I0<=50mA@Vk/2@600/5A, STR:40kA/1 SEC, CT SECONDARY TERMINAL ON P1 SIDE, WOUND TYPE. | CT | SWITCHGEAR | PR6C1BI91P13Y1ZX8N999 | PRAGATI | 33 | NA | Nos |  | Inventory | 11kV CAST RESIN CURRENT TRANSFORMER, CTR : 300-600/5-5-5A, CORE 1: 15VA, CLASS: 0.5,CORE 2: 15VA, CLASS: 5P10, CORE 3 : PS VK>=58V,RCT<=0.3OHM, I0<=100mA@Vk/2@300/5A;VK>=120V,RCT<=0.6OHM, I0<=50mA@Vk/2@600/5A, STR:40kA/1 SEC, CT SECONDARY TERMINAL ON P1 SIDE, WOUND TYPE.
13558 | 11kV CAST RESIN CURRENT TRANSFORMER, CTR : 300-600/5-5A, CORE 1: 15VA, CLASS: 0.5, CORE 2: 15VA, CLASS: 5P10, STR:40kA/1 SEC, CT SECONDARY TERMINAL ON P1 SIDE, WOUND TYPE. | CT | SWITCHGEAR | PR6C1BI91P13Y1ZX8N9NN | PRAGATI | 33 | NA | Nos |  | Inventory | 11kV CAST RESIN CURRENT TRANSFORMER, CTR : 300-600/5-5A, CORE 1: 15VA, CLASS: 0.5, CORE 2: 15VA, CLASS: 5P10, STR:40kA/1 SEC, CT SECONDARY TERMINAL ON P1 SIDE, WOUND TYPE.
13559 | 33kV CAST RESIN CURRENT TRANSFORMER, CTR: 250/5-5A, CORE 1: 15VA, CLASS: 0.5, CORE 2: 15VA, CLASS: 5P20, STR:25KA/3SEC, CT SECONDARY TERMINAL ON P2 SIDE, WOUND TYPE. | CT | SWITCHGEAR | PR6C1BI91P23Y1ZX8N016 | PRAGATI | - | - | Nos |  | Inventory | 33kV CAST RESIN CURRENT TRANSFORMER, CTR: 250/5-5A, CORE 1: 15VA, CLASS: 0.5, CORE 2: 15VA, CLASS: 5P20, STR:25KA/3SEC, CT SECONDARY TERMINAL ON P2 SIDE, WOUND TYPE.
13560 | 22kV CAST RESIN CURRENT TRANSFORMER, CTR : 100/1-1A, CORE 1: 10VA, CLASS: 1.0, CORE 2: 10VA, CLASS: 5P20,STR: 26.3kA/3SEC, CT SECONDARY TERMINAL ON P1 SIDE, WOUND TYPE. | CT | SWITCHGEAR | PR6C3AC11P12X5X8N538 | PRAGATI | 22 | NA | Nos. |  | Inventory | 22kV CAST RESIN CURRENT TRANSFORMER, CTR : 100/1-1A, CORE 1: 10VA, CLASS: 1.0, CORE 2: 10VA, CLASS: 5P20,STR: 26.3kA/3SEC, CT SECONDARY TERMINAL ON P1 SIDE, WOUND TYPE.
13561 | 33kV CAST RESIN CURRENT TRANSFORMER RATIO : 175/1-1A, CORE 1: 10VA, CLASS: 0.2S, CORE 2: 15VA, CLASS: 5 P 10, STR: 26.3kA/3SEC, CT TYPE: WOUND TYPE CT, CT SECONDARY TERMINAL ON P1 SIDE. | CT | SWITCHGEAR | PR6C3AC41P12X1Y6NNNN | PRAGATI | - | - | Nos. |  | Inventory | 33kV CAST RESIN CURRENT TRANSFORMER RATIO : 175/1-1A, CORE 1: 10VA, CLASS: 0.2S, CORE 2: 15VA, CLASS: 5 P 10, STR: 26.3kA/3SEC, CT TYPE: WOUND TYPE CT, CT SECONDARY TERMINAL ON P1 SIDE.
13562 | 33kV CAST RESIN CURRENT TRANSFORMER RATIO : 350/1A, CORE 1: 15VA, CLASS: 5 P 10, STR: 26.3kA/3SEC, CT TYPE: WOUND TYPE CT, CT SECONDARY TERMINAL ON P2 SIDE. | CT | SWITCHGEAR | PR6C3AD21P21Y6NNNNNN | PRAGATI | - | - | Nos. |  | Inventory | 33kV CAST RESIN CURRENT TRANSFORMER RATIO : 350/1A, CORE 1: 15VA, CLASS: 5 P 10, STR: 26.3kA/3SEC, CT TYPE: WOUND TYPE CT, CT SECONDARY TERMINAL ON P2 SIDE.
13563 | 33kV CAST RESIN CURRENT TRANSFORMER, CTR : 50-100/1-1A, CORE 1: 10VA, CLASS: 1.0, CORE 2: 10VA, CLASS: 5P10, STC : 26.3kA/3SECCT SECONDARY TERMINAL ON P1 SIDE, WOUND TYPE. | CT | SWITCHGEAR | PR6C3AH51P12X5X6N537 | PRAGATI | - | - | Nos. |  | Inventory | 33kV CAST RESIN CURRENT TRANSFORMER, CTR : 50-100/1-1A, CORE 1: 10VA, CLASS: 1.0, CORE 2: 10VA, CLASS: 5P10, STC : 26.3kA/3SECCT SECONDARY TERMINAL ON P1 SIDE, WOUND TYPE.
13564 | 33kV CAST RESIN CURRENT TRANSFORMER RATIO: 100-150/1-1A, CORE 1: 7.5VA, CLASS:1.0, CORE 2:7.5VA, CLASS: 5P10, STR:26.3kA/3SEC, CT TYPE: WOUND TYPE CT, CT SECONDARY TERMINAL ON P1 SIDE. | CT | SWITCHGEAR | PR6C3AH71P12W5W6N522 | PRAGATI | - | - | Nos. |  | Inventory | 33kV CAST RESIN CURRENT TRANSFORMER RATIO: 100-150/1-1A, CORE 1: 7.5VA, CLASS:1.0, CORE 2:7.5VA, CLASS: 5P10, STR:26.3kA/3SEC, CT TYPE: WOUND TYPE CT, CT SECONDARY TERMINAL ON P1 SIDE.
13565 | 33kV CAST RESIN CURRENT TRANSFORMER RATIO : 10/1-1A, CORE:1 -5VA, CLASS: 0.5, CORE:2-5VA, CLASS: 5P20,STR: OCF 100, CT TYPE: WOUND TYPE CT, CT SECONDARY TERMINAL ON P2 SIDE. | CT | SWITCHGEAR | PR6D1AA11P22V3V8NNNN | PRAGATI | 33KV | - | Nos. |  | Inventory | 33kV CAST RESIN CURRENT TRANSFORMER RATIO : 10/1-1A, CORE:1 -5VA, CLASS: 0.5, CORE:2-5VA, CLASS: 5P20,STR: OCF 100, CT TYPE: WOUND TYPE CT, CT SECONDARY TERMINAL ON P2 SIDE.
13566 | 33kV CAST RESIN CURRENT TRANSFORMER, CTR: 50/1-1A, CORE 1: 10VA, CLASS: 0.5S, CORE 2: 10VA, CLASS: 5P20, STR: 31.5kA/1SEC, CT SECONDARY TERMINAL ON P2 SIDE, WOUND TYPE. | CT | SWITCHGEAR | PR6D1AA91P22X4X8NNNN | PRAGATI | - | - | Nos. |  | Inventory | 33kV CAST RESIN CURRENT TRANSFORMER, CTR: 50/1-1A, CORE 1: 10VA, CLASS: 0.5S, CORE 2: 10VA, CLASS: 5P20, STR: 31.5kA/1SEC, CT SECONDARY TERMINAL ON P2 SIDE, WOUND TYPE.
13567 | 33kV CAST RESIN CURRENT TRANSFORMER RATIO: 50/5-5A, CORE 1: 15VA, CLASS: 0.5, CORE 2: 15VA, CLASS: 5P20, STR: 31.5kA/1SEC, CT TYPE: WOUND TYPE CT, CT SECONDARY TERMINAL ON P2 SIDE. | CT | SWITCHGEAR | PR6D1AA95P12Y3Y8N479 | PRAGATI | - | - | Nos. |  | Inventory | 33kV CAST RESIN CURRENT TRANSFORMER RATIO: 50/5-5A, CORE 1: 15VA, CLASS: 0.5, CORE 2: 15VA, CLASS: 5P20, STR: 31.5kA/1SEC, CT TYPE: WOUND TYPE CT, CT SECONDARY TERMINAL ON P2 SIDE.
13568 | 33kV CAST RESIN CURRENT TRANSFORMER RATIO: 60/1-1A, CORE 1: 15VA, CLASS: 0.2S, CORE 2: 15VA, CLASS: 5P20, STR: 31.5kA/1SEC, CT TYPE: WOUND TYPE CT, CT SECONDARY TERMINAL ON P1 SIDE. | CT | SWITCHGEAR | PR6D1AB21P12Y2Y8N438 | PRAGATI | 33KV | - | Nos. |  | Inventory | 33kV CAST RESIN CURRENT TRANSFORMER RATIO: 60/1-1A, CORE 1: 15VA, CLASS: 0.2S, CORE 2: 15VA, CLASS: 5P20, STR: 31.5kA/1SEC, CT TYPE: WOUND TYPE CT, CT SECONDARY TERMINAL ON P1 SIDE.
13569 | 33kV CAST RESIN CURRENT TRANSFORMER RATIO: 60/1-1A, CORE 1: 15VA, CLASS: 0.2S, CORE 2: 15VA, CLASS: 5P20, STR: 31.5kA/1SEC, CT TYPE: WOUND TYPE CT, CT SECONDARY TERMINAL ON P2 SIDE. | CT | SWITCHGEAR | PR6D1AB21P22Y2Y8N438 | PRAGATI | 33KV | - | Nos. |  | Inventory | 33kV CAST RESIN CURRENT TRANSFORMER RATIO: 60/1-1A, CORE 1: 15VA, CLASS: 0.2S, CORE 2: 15VA, CLASS: 5P20, STR: 31.5kA/1SEC, CT TYPE: WOUND TYPE CT, CT SECONDARY TERMINAL ON P2 SIDE.
13570 | 33KV CAST RESIN CURRENT TRANSFORMER, CTR : 100/5-5A, CORE 1: 15VA, CLASS: 0.5, CORE 2 : 15VA, CLASS : 5P10, CORE 3: CLASS: PS,VK>=40(1+RCT),STR: 31.5kA/1 SEC, CT SECONDARY TERMINAL ON P2 SIDE, WOUND TYPE. | CT | SWITCHGEAR | PR6D1AC15P23Y3Y6N9NN | PRAGATI | 33KV | - | Nos. |  | Inventory | 33KV CAST RESIN CURRENT TRANSFORMER, CTR : 100/5-5A, CORE 1: 15VA, CLASS: 0.5, CORE 2 : 15VA, CLASS : 5P10, CORE 3: CLASS: PS,VK>=40(1+RCT),STR: 31.5kA/1 SEC, CT SECONDARY TERMINAL ON P2 SIDE, WOUND TYPE.
13571 | 33kV CAST RESIN CURRENT TRANSFORMER, CTR : 150/1-1A, CORE 1: 10VA, CLASS: 0.2, CORE 2: 10VA, CLASS: 5P10, STR: 31.5kA/1 SEC, CT SECONDARY TERMINAL ON P2 SIDE, WOUND TYPE. | CT | SWITCHGEAR | PR6D1AC31P22X2X6NNNN | PRAGATI | - | - | Nos. |  | Inventory | 33kV CAST RESIN CURRENT TRANSFORMER, CTR : 150/1-1A, CORE 1: 10VA, CLASS: 0.2, CORE 2: 10VA, CLASS: 5P10, STR: 31.5kA/1 SEC, CT SECONDARY TERMINAL ON P2 SIDE, WOUND TYPE.
13572 | 33kV CAST RESIN CURRENT TRANSFORMER RATIO : 200/1-5A, CORE:1 10VA, CLASS: 0.2S, CORE:2 10VA, CLASS: 5 P 20, STR: 31.5 kA/1SEC, CT TYPE: WOUND TYPE CT, CT SECONDARY TERMINAL ON P2 SIDE. | CT | SWITCHGEAR | PR6D1AC51P22X1X8NNNN | PRAGATI | - | - | Nos. |  | Inventory | 33kV CAST RESIN CURRENT TRANSFORMER RATIO : 200/1-5A, CORE:1 10VA, CLASS: 0.2S, CORE:2 10VA, CLASS: 5 P 20, STR: 31.5 kA/1SEC, CT TYPE: WOUND TYPE CT, CT SECONDARY TERMINAL ON P2 SIDE.
13573 | 33KV CAST RESIN CURRENT TRANSFORMER, CTR : 200/5-5A, CORE 1: 10VA, CLASS: 0.2, CORE 2: CLASS: PS,VK>=40(1+RCT), STR: 31.5kA/1 SEC, CT SECONDARY TERMINAL ON P2 SIDE, WOUND TYPE. | CT | SWITCHGEAR | PR6D1AC51P22X2X9N560 | PRAGATI | 33 | - | Nos. |  | Inventory | 33KV CAST RESIN CURRENT TRANSFORMER, CTR : 200/5-5A, CORE 1: 10VA, CLASS: 0.2, CORE 2: CLASS: PS,VK>=40(1+RCT), STR: 31.5kA/1 SEC, CT SECONDARY TERMINAL ON P2 SIDE, WOUND TYPE.
13574 | 33KV CAST RESIN CURRENT TRANSFORMER, CTR : 200/5-5A, CORE 1: 10VA, CLASS: 0.2S, CORE 2: 10VA, CLASS : 5P10, STR: 31.5kA/1 SEC, CT SECONDARY TERMINAL ON P1 SIDE, WOUND TYPE. | CT | SWITCHGEAR | PR6D1AC55P12X1X6N560 | PRAGATI | 33KV | - | Nos. |  | Inventory | 33KV CAST RESIN CURRENT TRANSFORMER, CTR : 200/5-5A, CORE 1: 10VA, CLASS: 0.2S, CORE 2: 10VA, CLASS : 5P10, STR: 31.5kA/1 SEC, CT SECONDARY TERMINAL ON P1 SIDE, WOUND TYPE.
13575 | 33kV CAST RESIN CURRENT TRANSFORMER RATIO: 250/1A, CORE 1: CLASS: PS, RCT<=3?,Vk>=170V,Img=30mA AT Vk/2, STR: 31.5kA/1SEC, CT TYPE: WOUND TYPE CT, CT SECONDARY TERMINAL ON P1 SIDE. | CT | SWITCHGEAR | PR6D1AC71P11N9NNN479 | PRAGATI | 33 | - | Nos. |  | Inventory | 33kV CAST RESIN CURRENT TRANSFORMER RATIO: 250/1A, CORE 1: CLASS: PS, RCT<=3?,Vk>=170V,Img=30mA AT Vk/2, STR: 31.5kA/1SEC, CT TYPE: WOUND TYPE CT, CT SECONDARY TERMINAL ON P1 SIDE.
13576 | 33kV CAST RESIN CURRENT TRANSFORMER RATIO : 250/1-1-1A, CORE 1: 10VA, CLASS: 0.2S, CORE 2: 10VA, CLASS: 5P20, CORE 3: CLASS: PS, Vk>200V, RCT 10O, Imag=30mA AT VK/2, STR: 31.5kA/1SEC, CT TYPE: WOUND TYPE CT, CT SECONDARY TERMINAL ON P1 SIDE. | CT | SWITCHGEAR | PR6D1AC71P13X1X8N9NN | PRAGATI | - | - | Nos. |  | Inventory | 33kV CAST RESIN CURRENT TRANSFORMER RATIO : 250/1-1-1A, CORE 1: 10VA, CLASS: 0.2S, CORE 2: 10VA, CLASS: 5P20, CORE 3: CLASS: PS, Vk>200V, RCT 10O, Imag=30mA AT VK/2, STR: 31.5kA/1SEC, CT TYPE: WOUND TYPE CT, CT SECONDARY TERMINAL ON P1 SIDE.
13577 | 33kV CAST RESIN CURRENT TRANSFORMER RATIO : 275/1A, CORE 1: CLASS: PS, Vk=>200V, RCT 10O, Imag=30mA AT VK/2, STR: 31.5kA/1SEC, CT TYPE: WOUND TYPE CT, CT SECONDARY TERMINAL ON P2 SIDE. | CT | SWITCHGEAR | PR6D1AC81P21N9NNNNNN | PRAGATI | - | - | Nos. |  | Inventory | 33kV CAST RESIN CURRENT TRANSFORMER RATIO : 275/1A, CORE 1: CLASS: PS, Vk=>200V, RCT 10O, Imag=30mA AT VK/2, STR: 31.5kA/1SEC, CT TYPE: WOUND TYPE CT, CT SECONDARY TERMINAL ON P2 SIDE.
13578 | 33kV CAST RESIN CURRENT TRANSFORMER, CTR : 400/1-1A, CORE 1: 15 VA, CLASS: 0.5, CORE 2: CLASS: PS, STR: 31.5kA/1 SEC, CT SECONDARY TERMINAL ON P2 SIDE, WOUND TYPE. | CT | SWITCHGEAR | PR6D1AD41P12Y3N9NNNN | PRAGATI | - | - | Nos. |  | Inventory | 33kV CAST RESIN CURRENT TRANSFORMER, CTR : 400/1-1A, CORE 1: 15 VA, CLASS: 0.5, CORE 2: CLASS: PS, STR: 31.5kA/1 SEC, CT SECONDARY TERMINAL ON P2 SIDE, WOUND TYPE.
13579 | 33kV CAST RESIN CURRENT TRANSFORMER, CTR : 400/1-1A, CORE 1: 15 VA, CLASS: 0.5, CORE 2: 15 VA, CLASS: 5P10, STR: 31.5kA/1 SEC, CT SECONDARY TERMINAL ON P1 SIDE, WOUND TYPE. | CT | SWITCHGEAR | PR6D1AD41P12Y3Y6NNNN | PRAGATI | - | - | Nos. |  | Inventory | 33kV CAST RESIN CURRENT TRANSFORMER, CTR : 400/1-1A, CORE 1: 15 VA, CLASS: 0.5, CORE 2: 15 VA, CLASS: 5P10, STR: 31.5kA/1 SEC, CT SECONDARY TERMINAL ON P1 SIDE, WOUND TYPE.
13580 | 33 kV CAST RESIN CURRENT TRANSFORMER, CTR : 400/1-1 A, CORE 1: 10VA, CLASS: 0.2, CORE 2: 10VA, CLASS: 5 P 20, STR: 31.5kA/1 SEC, CT SECONDARY TERMINAL ON P2 SIDE, WOUND TYPE. | CT | SWITCHGEAR | PR6D1AD41P22X2X8NNNN | PRAGATI | - | - | Nos. |  | Inventory | 33 kV CAST RESIN CURRENT TRANSFORMER, CTR : 400/1-1 A, CORE 1: 10VA, CLASS: 0.2, CORE 2: 10VA, CLASS: 5 P 20, STR: 31.5kA/1 SEC, CT SECONDARY TERMINAL ON P2 SIDE, WOUND TYPE.
13581 | 33 kV CAST RESIN CURRENT TRANSFORMER, CTR : 400/1-1-1 A, CORE 1: 10VA, CLASS: 0.2, CORE 2: 10VA, CLASS: 5 P 20, CORE 3: CLASS: PS, VK>=300 V, RCT<=6 Ohm, Imag<=30 mA @ VK/2 STR: 31.5kA/1 SEC, CT SECONDARY TERMINAL ON P2 SIDE, WOUND TYPE. | CT | SWITCHGEAR | PR6D1AD41P23X2X8N9NN | PRAGATI | - | - | Nos. |  | Inventory | 33 kV CAST RESIN CURRENT TRANSFORMER, CTR : 400/1-1-1 A, CORE 1: 10VA, CLASS: 0.2, CORE 2: 10VA, CLASS: 5 P 20, CORE 3: CLASS: PS, VK>=300 V, RCT<=6 Ohm, Imag<=30 mA @ VK/2 STR: 31.5kA/1 SEC, CT SECONDARY TERMINAL ON P2 SIDE, WOUND TYPE.
13582 | 33kV CAST RESIN CURRENT TRANSFORMER, CTR: 400/1-1-1A, CORE 1: 10VA, CLASS: 0.5S, CORE 2: 10VA, CLASS: 5P20, CORE 3: CLASS: PS, Vk>=100V, RCT<=3.5?, Img=30mA AT Vk/2, STR: 31.5kA/1SEC, CT SECONDARY TERMINAL ON P2 SIDE, WOUND TYPE. | CT | SWITCHGEAR | PR6D1AD41P23X4X8N9NN | PRAGATI | - | - | Nos. |  | Inventory | 33kV CAST RESIN CURRENT TRANSFORMER, CTR: 400/1-1-1A, CORE 1: 10VA, CLASS: 0.5S, CORE 2: 10VA, CLASS: 5P20, CORE 3: CLASS: PS, Vk>=100V, RCT<=3.5?, Img=30mA AT Vk/2, STR: 31.5kA/1SEC, CT SECONDARY TERMINAL ON P2 SIDE, WOUND TYPE.
13583 | 33kV CAST RESIN CURRENT TRANSFORMER, CTR : 500/1-1A, CORE 1: 20VA, CLASS: 0.5, CORE 2: 20VA, CLASS: 5P20,STR: 31.5kA/1 SEC, CT SECONDARY TERMINAL ON P1 SIDE, WOUND TYPE. | CT | SWITCHGEAR | PR6D1AD81P12Z3Z8NNNN | PRAGATI | - | - | Nos. |  | Inventory | 33kV CAST RESIN CURRENT TRANSFORMER, CTR : 500/1-1A, CORE 1: 20VA, CLASS: 0.5, CORE 2: 20VA, CLASS: 5P20,STR: 31.5kA/1 SEC, CT SECONDARY TERMINAL ON P1 SIDE, WOUND TYPE.
13584 | 33kV CAST RESIN CURRENT TRANSFORMER, CTR : 500/1-1-1A, CORE 1: 10 VA, CLASS: 0.2, CORE 2: 10 VA, CLASS: 0.2, CORE 3: 10VA, CLASS: 5P10, STR: 31.5kA/1 SEC, CT SECONDARY TERMINAL ON P1 SIDE, WOUND TYPE. | CT | SWITCHGEAR | PR6D1AD81P13X2X2X6NN | PRAGATI | - | - | Nos. |  | Inventory | 33kV CAST RESIN CURRENT TRANSFORMER, CTR : 500/1-1-1A, CORE 1: 10 VA, CLASS: 0.2, CORE 2: 10 VA, CLASS: 0.2, CORE 3: 10VA, CLASS: 5P10, STR: 31.5kA/1 SEC, CT SECONDARY TERMINAL ON P1 SIDE, WOUND TYPE.
13585 | 33kV CAST RESIN CURRENT TRANSFORMER RATIO : 500/1A, CORE:1 - CLASS: PS, Vk>=600V, Rct<5 OHMS, Imag<=30mA @ Vk/2 , STR: 31.5kA/1SEC, CT TYPE: WOUND TYPE CT, CT SECONDARY TERMINAL ON P2 SIDE. | CT | SWITCHGEAR | PR6D1AD81P21N9NNNNNN | PRAGATI | 33KV | - | Nos. |  | Inventory | 33kV CAST RESIN CURRENT TRANSFORMER RATIO : 500/1A, CORE:1 - CLASS: PS, Vk>=600V, Rct<5 OHMS, Imag<=30mA @ Vk/2 , STR: 31.5kA/1SEC, CT TYPE: WOUND TYPE CT, CT SECONDARY TERMINAL ON P2 SIDE.
13586 | 33kV CAST RESIN CURRENT TRANSFORMER RATIO : 550/1-1A, CORE:1 -5VA, CLASS: 0.2S, CORE:2- 5VA, CLASS: 5P20, STR: 31.5kA/1SEC, CT TYPE: WOUND TYPE CT, CT SECONDARY TERMINAL ON P2 SIDE. | CT | SWITCHGEAR | PR6D1AD91P22V1V8NNNN | PRAGATI | 33KV | - | Nos. |  | Inventory | 33kV CAST RESIN CURRENT TRANSFORMER RATIO : 550/1-1A, CORE:1 -5VA, CLASS: 0.2S, CORE:2- 5VA, CLASS: 5P20, STR: 31.5kA/1SEC, CT TYPE: WOUND TYPE CT, CT SECONDARY TERMINAL ON P2 SIDE.
13587 | 33kV CAST RESIN CURRENT TRANSFORMER RATIO : 600/1A, CORE 1: 15VA, CLASS: 5P20, STR: 31.5kA/1SEC, CT TYPE: WOUND TYPE CT, CT SECONDARY TERMINAL ON P2 SIDE. | CT | SWITCHGEAR | PR6D1AE11P21Y8NN3438 | PRAGATI | 33KV | - | Nos. |  | Inventory | 33kV CAST RESIN CURRENT TRANSFORMER RATIO : 600/1A, CORE 1: 15VA, CLASS: 5P20, STR: 31.5kA/1SEC, CT TYPE: WOUND TYPE CT, CT SECONDARY TERMINAL ON P2 SIDE.
13588 | 33kV CAST RESIN CURRENT TRANSFORMER RATIO : 600/5-5-5A, CORE 1: 15VA, CLASS: 0.2S, CORE 2: 15VA, CLASS: 5P20, CORE 3: CLASS: PS, STR: 31.5kA/1SEC, CT TYPE: WOUND TYPE CT, CT SECONDARY TERMINAL ON P1 SIDE. | CT | SWITCHGEAR | PR6D1AE15P23Y1Y8Y938 | PRAGATI | 33KV | - | Nos. |  | Inventory | 33kV CAST RESIN CURRENT TRANSFORMER RATIO : 600/5-5-5A, CORE 1: 15VA, CLASS: 0.2S, CORE 2: 15VA, CLASS: 5P20, CORE 3: CLASS: PS, STR: 31.5kA/1SEC, CT TYPE: WOUND TYPE CT, CT SECONDARY TERMINAL ON P1 SIDE.
13589 | 33 kV CAST RESIN CURRENT TRANSFORMER, CTR : 800/1-1 A, CORE 1: 10VA, CLASS: 0.2, CORE 2: 10VA, CLASS: 5 P 20, STR: 31.5kA/1 SEC, CT SECONDARY TERMINAL ON P2 SIDE, WOUND TYPE. | CT | SWITCHGEAR | PR6D1AE51P22X2X8NNNN | PRAGATI | - | - | Nos. |  | Inventory | 33 kV CAST RESIN CURRENT TRANSFORMER, CTR : 800/1-1 A, CORE 1: 10VA, CLASS: 0.2, CORE 2: 10VA, CLASS: 5 P 20, STR: 31.5kA/1 SEC, CT SECONDARY TERMINAL ON P2 SIDE, WOUND TYPE.
13590 | 7.2KV CT, CTR:1200/1A-1A, CORE-1: 15VA CL:0.2s, CORE - 2: 15VA CL:5P20, STR:40KA/3 SEC, WOUND TYPE, SECONDARY TERMINALS ON: P1 SIDE | CT | SWITCHGEAR | PR6D1AE91P12Y1Y8NNNN | PRAGATI | _ | NA | Nos |  | Inventory | 7.2KV CT, CTR:1200/1A-1A, CORE-1: 15VA CL:0.2s, CORE - 2: 15VA CL:5P20, STR:40KA/3 SEC, WOUND TYPE, SECONDARY TERMINALS ON: P1 SIDE
13591 | 33 kV CAST RESIN CURRENT TRANSFORMER, CTR : 1250/1-1-1 A, CORE 1: 10VA, CLASS: 0.2, CORE 2: 10VA, CLASS: 5 P 20, CORE 3: CLASS: PS, VK>=600 V, RCT<=8 Ohm, Imag<=30 mA @ VK/2 STR: 31.5kA/1 SEC, CT SECONDARY TERMINAL ON P1 SIDE, WOUND TYPE. | CT | SWITCHGEAR | PR6D1AF51P13X2X8N9NN | PRAGATI | - | - | Nos. |  | Inventory | 33 kV CAST RESIN CURRENT TRANSFORMER, CTR : 1250/1-1-1 A, CORE 1: 10VA, CLASS: 0.2, CORE 2: 10VA, CLASS: 5 P 20, CORE 3: CLASS: PS, VK>=600 V, RCT<=8 Ohm, Imag<=30 mA @ VK/2 STR: 31.5kA/1 SEC, CT SECONDARY TERMINAL ON P1 SIDE, WOUND TYPE.
13592 | 33 kV CAST RESIN CURRENT TRANSFORMER, CTR : 1600/1-1-1 A, CORE 1: 10VA, CLASS: 0.2, CORE 2: 10VA, CLASS: 5 P 20, CORE 3: CLASS: PS, VK>=500 V, RCT<=8 Ohm, Imag<=30 mA @ VK/2 STR: 31.5kA/1 SEC, CT SECONDARY TERMINAL ON P2 SIDE, WOUND TYPE. | CT | SWITCHGEAR | PR6D1AF91P23X2X8N9NN | PRAGATI | - | - | Nos. |  | Inventory | 33 kV CAST RESIN CURRENT TRANSFORMER, CTR : 1600/1-1-1 A, CORE 1: 10VA, CLASS: 0.2, CORE 2: 10VA, CLASS: 5 P 20, CORE 3: CLASS: PS, VK>=500 V, RCT<=8 Ohm, Imag<=30 mA @ VK/2 STR: 31.5kA/1 SEC, CT SECONDARY TERMINAL ON P2 SIDE, WOUND TYPE.
13593 | 33kV CAST RESIN CURRENT TRANSFORMER RATIO : 25-50/5-5A, CORE 1: 15VA, CLASS: 1, CORE 2: 15VA, CLASS: 5 P 20, STR: 31.5kA/1SEC, CT TYPE: WOUND TYPE CT, CT SECONDARY TERMINAL ON P1 SIDE | CT | SWITCHGEAR | PR6D1AH15P12Y5Y8NNNN | PRAGATI | - | - | Nos. |  | Inventory | 33kV CAST RESIN CURRENT TRANSFORMER RATIO : 25-50/5-5A, CORE 1: 15VA, CLASS: 1, CORE 2: 15VA, CLASS: 5 P 20, STR: 31.5kA/1SEC, CT TYPE: WOUND TYPE CT, CT SECONDARY TERMINAL ON P1 SIDE